## Input & KPI plots
| User Input for CAPEX/Natural Gas |  | Do Not Touch the Cells Below
|  |  | Baseline Value | Adjustment
| Solar CAPEX ($/kWac) | 1600 | 1600 | 1
| Wind CAPEX ($/kW) | 2000 | 2000 | 1
| LM2500 CAPEX ($/kW) | 3000 | 3000 | 1
| Natural Gas Price ($/MMBTU) | 3.5 | 3.5 | 1
| BESS CAPEX ($/kWh AC) | 238 | 238 | 1
Note | All CAPEX value is installed turnkey EPC price

## 1GW Plant data
| Solar AC Nameplate (MWac) | Wind Nameplate (MWac) | BESS power Nameplate (MW) | BESS Performance Guarantee (MWh) | LM2500 Unit # | Carbon Free Energy (%) | Annual Load Compliance (%) | Project LCOE ($/MWh) at default CAPEX/Fuel values | Blended LCOE ($/MWh) at default CAPEX/Fuel Values | Blended LCOE ($/MWh) w/ CAPEX/Fuel inputs | CAPEX/Fuel adjustment on LCOE | Project LOCE ($/MWh) w/ user CAPEX/Fuel inputs | Year 1 Capacity Factor (%) | Solar LCOE ($/MWh) at default CAPEX | Solar CAPEX LCOE at default value | Solar CAPEX LCOE adjust w/ user input | Solar LCOE w/o OM | Solar OM LCOE | Solar LCOE adjust w/ user CAPEX input | Wind LCOE ($/MWh) at default CAPEX | Wind CAPEX LCOE w/ default value | Wind CAPEX LCOE adjust w/ user input | Wind LCOE w/o OM | Wind OM LCOE | Wind LCOE adjust w/ user CAPEX input | LM2500 LCOE ($/MWh) at default CAPEX/Fuel values | LM2500 CAPEX LCOE at default value | LM2500 CAPEX LCOE adjust w/ user input | LM2500 LCOE w/o OM | LM2500 OM LCOE | LM2500 LCOE w/o fuel | LM2500 Fuel LCOE at default value | LM2500 Fuel LCOE adjust w/ user input | LM2500 LCOE adjust w/ user CAPEX/Fuel inputs | BESS LCOE ($/MWh) at default value | BESS CAPEX LCOE | BESS CAPEX LCOE adjust w/ user input | BESS LCOE w/o OM | BESS OM LCOE | BESS LCOE adjust w/ user CAPEX inputs | Project CAPEX ($ M) @ Default Value | Project CAPEX ($ M) @ User Inputs | Solar CAPEX ($ M) at Default Value | Solar CAPEX ($ M) @ User Inputs | Wind CAPEX ($ M) at Default Value | Wind CAPEX ($ M) @ User Inputs | LM2500 CAPEX ($ M) at Default Value | LM2500 CAPEX ($ M) @ User Inputs | BESS CAPEX ($ M) at Default Value | BESS CAPEX ($ M) @ User Inputs | Year 1 Solar AEP (kWh) | Year 1 Wind AEP (kWh) | Year 1 BESS AEP (kWh) | Year 1 LM2500 AEP (kWh) | Total Yr1 AEP (GWh) | Year 1 Curtailment (%) | Yr1 Fuel Consumption (MMBTU) | Yr 1 CO2 (mTon) | Carbon Density (lb CO2/MWh) | Solar DC Nameplate (MWdc) | Wind Turbine Unit # | BESS initially installed Blade # | BESS initially installed Capacity (MWh) | BESS initially installed RSU container # | BESS initially installed Inverter unit # | BESS usage (cycle/day)
1 | 206.0217 | 201.4 | 200 | 800 | 0 | 100% | 45.9817 | 63.3591 | 64.1143 | 64.1143 | 1 | 63.3591 | 77.1934 | 82.5516 | 77.8768 | 77.8768 | 77.8768 | 4.6748 | 82.5516 | 43.9964 | 39.1912 | 39.1912 | 39.1912 | 4.8053 | 43.9964 | 0 | 0 | 0 | 0 | 0 | 0 | 0 | 0 | 0 | 174.7536 | 141.2499 | 141.2499 | 141.2499 | 33.5037 | 174.7536 | 932.765 | 932.765 | 333.4224 | 333.4224 | 407.4284 | 407.4284 | 0 | 0 | 191.9142 | 191.9142 | 371292337.1957 | 882535634.8311 | 98600700.1373 | 0 | 1352.4287 | 2.6947 | 0 | 0 | 0 | 278.1292 | 53 | 608 | 922.3846 | 152 | 38 | 0.30576
2 | 206.0217 | 22.8 | 200 | 800 | 0 | 100% | 10.7763 | 85.2261 | 103.0316 | 103.0316 | 1 | 85.2261 | 34.8054 | 62.5442 | 59.0287 | 59.0287 | 59.0287 | 3.5156 | 62.5442 | 44.2282 | 39.4315 | 39.4315 | 39.4315 | 4.7968 | 44.2282 | 0 | 0 | 0 | 0 | 0 | 0 | 0 | 0 | 0 | 2574.0473 | 2071.5921 | 2071.5921 | 2071.5921 | 502.4552 | 2574.0473 | 575.9801 | 575.9801 | 336.0593 | 336.0593 | 46.4888 | 46.4888 | 0 | 0 | 193.4321 | 193.4321 | 499150072.8883 | 100080123.8448 | 10560163.1703 | 0 | 609.7904 | 1.2072 | 0 | 0 | 0 | 278.1292 | 6 | 608 | 922.3846 | 152 | 38 | 0.032538
3 | 257.5271 | 22.8 | 200 | 800 | 0 | 100% | 25.7078 | 81.5388 | 85.4312 | 85.4312 | 1 | 81.5388 | 41.8263 | 68.1848 | 64.3425 | 64.3425 | 64.3425 | 3.8422 | 68.1848 | 44.1239 | 39.3271 | 39.3271 | 39.3271 | 4.7968 | 44.1239 | 0 | 0 | 0 | 0 | 0 | 0 | 0 | 0 | 0 | 283.089 | 227.9935 | 227.9935 | 227.9935 | 55.0955 | 283.089 | 658.2488 | 658.2488 | 418.9628 | 418.9628 | 46.3658 | 46.3658 | 0 | 0 | 192.9203 | 192.9203 | 562704015.3665 | 100080123.8448 | 70013202.2542 | 0 | 732.7973 | 0.91676 | 0 | 0 | 0 | 347.6615 | 6 | 608 | 922.3846 | 152 | 38 | 0.21573
4 | 309.0325 | 22.8 | 200 | 800 | 0 | 100% | 33.4132 | 79.9256 | 80.8677 | 80.8677 | 1 | 79.9256 | 48.1911 | 76.2899 | 71.9828 | 71.9828 | 71.9828 | 4.3071 | 76.2899 | 44.045 | 39.2482 | 39.2482 | 39.2482 | 4.7968 | 44.045 | 0 | 0 | 0 | 0 | 0 | 0 | 0 | 0 | 0 | 125.3116 | 101.273 | 101.273 | 101.273 | 24.0386 | 125.3116 | 740.5516 | 740.5516 | 501.7459 | 501.7459 | 46.2727 | 46.2727 | 0 | 0 | 192.533 | 192.533 | 599554515.9432 | 100080123.8448 | 144674037.117 | 0 | 844.3087 | 1.914 | 0 | 0 | 0 | 417.1938 | 6 | 608 | 922.3846 | 152 | 38 | 0.44578
5 | 360.5379 | 22.8 | 200 | 800 | 0 | 100% | 38.0708 | 81.2277 | 81.3906 | 81.3906 | 1 | 81.2277 | 52.4969 | 84.8313 | 80.0349 | 80.0349 | 80.0349 | 4.7965 | 84.8313 | 43.9831 | 39.1863 | 39.1863 | 39.1863 | 4.7968 | 43.9831 | 0 | 0 | 0 | 0 | 0 | 0 | 0 | 0 | 0 | 89.6263 | 72.5252 | 72.5252 | 72.5252 | 17.1011 | 89.6263 | 822.8772 | 822.8772 | 584.4479 | 584.4479 | 46.1998 | 46.1998 | 0 | 0 | 192.2296 | 192.2296 | 627074050.4184 | 100080123.8448 | 192590972.2041 | 0 | 919.7451 | 6.6849 | 0 | 0 | 0 | 486.7262 | 6 | 608 | 922.3846 | 152 | 38 | 0.59342
6 | 412.0433 | 22.8 | 200 | 800 | 0 | 100% | 41.6667 | 84.6025 | 84.5582 | 84.5582 | 1 | 84.6025 | 55.3917 | 93.404 | 88.1165 | 88.1165 | 88.1165 | 5.2875 | 93.404 | 43.9334 | 39.1366 | 39.1366 | 39.1366 | 4.7968 | 43.9334 | 0 | 0 | 0 | 0 | 0 | 0 | 0 | 0 | 0 | 76.9645 | 62.3183 | 62.3183 | 62.3183 | 14.6462 | 76.9645 | 905.2192 | 905.2192 | 667.0925 | 667.0925 | 46.1411 | 46.1411 | 0 | 0 | 191.9855 | 191.9855 | 649358305.0118 | 100080123.8448 | 221023790.1277 | 0 | 970.4622 | 12.8053 | 0 | 0 | 0 | 556.2585 | 6 | 608 | 922.3846 | 152 | 38 | 0.68103
7 | 463.5487 | 22.8 | 200 | 800 | 0 | 100% | 44.8973 | 89.0282 | 88.9004 | 88.9004 | 1 | 89.0282 | 57.3551 | 101.965 | 96.1872 | 96.1872 | 96.1872 | 5.7778 | 101.965 | 43.8925 | 39.0957 | 39.0957 | 39.0957 | 4.7968 | 43.8925 | 0 | 0 | 0 | 0 | 0 | 0 | 0 | 0 | 0 | 71.0735 | 57.5641 | 57.5641 | 57.5641 | 13.5093 | 71.0735 | 987.573 | 987.573 | 749.6951 | 749.6951 | 46.0929 | 46.0929 | 0 | 0 | 191.785 | 191.785 | 667947069.721 | 100080123.8448 | 236834994.4984 | 0 | 1004.8622 | 19.0649 | 0 | 0 | 0 | 625.7908 | 6 | 608 | 922.3846 | 152 | 38 | 0.72975
8 | 515.0541 | 22.8 | 200 | 800 | 0 | 100% | 47.3744 | 93.9198 | 93.7128 | 93.7128 | 1 | 93.9198 | 58.9072 | 110.5415 | 104.2725 | 104.2725 | 104.2725 | 6.269 | 110.5415 | 43.8583 | 39.0615 | 39.0615 | 39.0615 | 4.7968 | 43.8583 | 0 | 0 | 0 | 0 | 0 | 0 | 0 | 0 | 0 | 67.5211 | 54.6786 | 54.6786 | 54.6786 | 12.8425 | 67.5211 | 1069.9357 | 1069.9357 | 832.2659 | 832.2659 | 46.0526 | 46.0526 | 0 | 0 | 191.6172 | 191.6172 | 683382177.7881 | 100080123.8448 | 248591451.4264 | 0 | 1032.0538 | 24.6964 | 0 | 0 | 0 | 695.3231 | 6 | 608 | 922.3846 | 152 | 38 | 0.76597
9 | 566.5595 | 22.8 | 200 | 800 | 0 | 100% | 49.4292 | 98.9555 | 98.6759 | 98.6759 | 1 | 98.9555 | 60.2133 | 119.1595 | 112.3971 | 112.3971 | 112.3971 | 6.7625 | 119.1595 | 43.8293 | 39.0325 | 39.0325 | 39.0325 | 4.7968 | 43.8293 | 0 | 0 | 0 | 0 | 0 | 0 | 0 | 0 | 0 | 64.7466 | 52.4226 | 52.4226 | 52.4226 | 12.324 | 64.7466 | 1152.3055 | 1152.3055 | 914.8122 | 914.8122 | 46.0184 | 46.0184 | 0 | 0 | 191.4749 | 191.4749 | 696281665.2767 | 100080123.8448 | 258575427.4716 | 0 | 1054.9372 | 29.6547 | 0 | 0 | 0 | 764.8554 | 6 | 608 | 922.3846 | 152 | 38 | 0.79673
10 | 618.065 | 22.8 | 200 | 800 | 0 | 100% | 50.9703 | 104.1688 | 103.8196 | 103.8196 | 1 | 104.1688 | 61.3019 | 127.8151 | 120.5571 | 120.5571 | 120.5571 | 7.2581 | 127.8151 | 43.8043 | 39.0075 | 39.0075 | 39.0075 | 4.7968 | 43.8043 | 0 | 0 | 0 | 0 | 0 | 0 | 0 | 0 | 0 | 62.7174 | 50.7841 | 50.7841 | 50.7841 | 11.9333 | 62.7174 | 1234.6807 | 1234.6807 | 997.3392 | 997.3392 | 45.989 | 45.989 | 0 | 0 | 191.3525 | 191.3525 | 707198361.5983 | 100080123.8448 | 266731658.7652 | 0 | 1074.0101 | 34.0707 | 0 | 0 | 0 | 834.3877 | 6 | 608 | 922.3846 | 152 | 38 | 0.82187
11 | 669.5704 | 22.8 | 200 | 800 | 0 | 100% | 52.6941 | 109.4559 | 109.0284 | 109.0284 | 1 | 109.4559 | 62.259 | 136.5053 | 128.7497 | 128.7497 | 128.7497 | 7.7556 | 136.5053 | 43.7827 | 38.9859 | 38.9859 | 38.9859 | 4.7968 | 43.7827 | 0 | 0 | 0 | 0 | 0 | 0 | 0 | 0 | 0 | 61.0245 | 49.4133 | 49.4133 | 49.4133 | 11.6111 | 61.0245 | 1317.0602 | 1317.0602 | 1079.8506 | 1079.8506 | 45.9634 | 45.9634 | 0 | 0 | 191.2462 | 191.2462 | 716567632.7477 | 100080123.8448 | 274129729.5128 | 0 | 1090.7775 | 37.9728 | 0 | 0 | 0 | 903.92 | 6 | 608 | 922.3846 | 152 | 38 | 0.84466
12 | 721.0758 | 22.8 | 200 | 800 | 0 | 100% | 54.1324 | 114.7226 | 114.2125 | 114.2125 | 1 | 114.7226 | 63.1418 | 145.2146 | 136.9604 | 136.9604 | 136.9604 | 8.2542 | 145.2146 | 43.7637 | 38.9669 | 38.9669 | 38.9669 | 4.7968 | 43.7637 | 0 | 0 | 0 | 0 | 0 | 0 | 0 | 0 | 0 | 59.4359 | 48.1247 | 48.1247 | 48.1247 | 11.3112 | 59.4359 | 1399.4434 | 1399.4434 | 1162.3494 | 1162.3494 | 45.941 | 45.941 | 0 | 0 | 191.153 | 191.153 | 724710601.3214 | 100080123.8448 | 281452964.9591 | 0 | 1106.2437 | 41.4075 | 0 | 0 | 0 | 973.4523 | 6 | 608 | 922.3846 | 152 | 38 | 0.86723
13 | 772.5812 | 22.8 | 200 | 800 | 0 | 100% | 55.2397 | 120.0056 | 119.4182 | 119.4182 | 1 | 120.0056 | 63.9229 | 153.9571 | 145.2024 | 145.2024 | 145.2024 | 8.7547 | 153.9571 | 43.7469 | 38.9501 | 38.9501 | 38.9501 | 4.7968 | 43.7469 | 0 | 0 | 0 | 0 | 0 | 0 | 0 | 0 | 0 | 58.0076 | 46.9655 | 46.9655 | 46.9655 | 11.0421 | 58.0076 | 1481.8295 | 1481.8295 | 1244.8377 | 1244.8377 | 45.9212 | 45.9212 | 0 | 0 | 191.0706 | 191.0706 | 731662339.051 | 100080123.8448 | 288185898.7341 | 0 | 1119.9284 | 44.492 | 0 | 0 | 0 | 1042.9846 | 6 | 608 | 922.3846 | 152 | 38 | 0.88797
14 | 824.0866 | 22.8 | 200 | 800 | 0 | 100% | 56.1416 | 125.3486 | 124.6917 | 124.6917 | 1 | 125.3486 | 64.6046 | 162.7424 | 153.4847 | 153.4847 | 153.4847 | 9.2576 | 162.7424 | 43.7319 | 38.9351 | 38.9351 | 38.9351 | 4.7968 | 43.7319 | 0 | 0 | 0 | 0 | 0 | 0 | 0 | 0 | 0 | 56.7924 | 45.9793 | 45.9793 | 45.9793 | 10.8131 | 56.7924 | 1564.2182 | 1564.2182 | 1327.3173 | 1327.3173 | 45.9036 | 45.9036 | 0 | 0 | 190.9973 | 190.9973 | 737711346.9326 | 100080123.8448 | 294081971.4779 | 0 | 1131.8734 | 47.2886 | 0 | 0 | 0 | 1112.5169 | 6 | 608 | 922.3846 | 152 | 38 | 0.90614
15 | 875.592 | 22.8 | 200 | 800 | 0 | 100% | 57.0434 | 130.7775 | 130.0631 | 130.0631 | 1 | 130.7775 | 65.1773 | 171.5616 | 161.7991 | 161.7991 | 161.7991 | 9.7625 | 171.5616 | 43.7185 | 38.9217 | 38.9217 | 38.9217 | 4.7968 | 43.7185 | 0 | 0 | 0 | 0 | 0 | 0 | 0 | 0 | 0 | 55.8126 | 45.1849 | 45.1849 | 45.1849 | 10.6277 | 55.8126 | 1646.6088 | 1646.6088 | 1409.7894 | 1409.7894 | 45.8878 | 45.8878 | 0 | 0 | 190.9316 | 190.9316 | 742965225.5917 | 100080123.8448 | 298860994.7388 | 0 | 1141.9063 | 49.8535 | 0 | 0 | 0 | 1182.0492 | 6 | 608 | 922.3846 | 152 | 38 | 0.92086
16 | 927.0974 | 22.8 | 200 | 800 | 0 | 100% | 57.6256 | 136.3208 | 135.5651 | 135.5651 | 1 | 136.3208 | 65.6388 | 180.4179 | 170.1484 | 170.1484 | 170.1484 | 10.2694 | 180.4179 | 43.7065 | 38.9097 | 38.9097 | 38.9097 | 4.7968 | 43.7065 | 0 | 0 | 0 | 0 | 0 | 0 | 0 | 0 | 0 | 55.0678 | 44.5793 | 44.5793 | 44.5793 | 10.4885 | 55.0678 | 1729.0013 | 1729.0013 | 1492.2553 | 1492.2553 | 45.8736 | 45.8736 | 0 | 0 | 190.8724 | 190.8724 | 747573097.3161 | 100080123.8448 | 302338978.5934 | 0 | 1149.9922 | 52.2259 | 0 | 0 | 0 | 1251.5815 | 6 | 608 | 922.3846 | 152 | 38 | 0.93158
17 | 978.6028 | 22.8 | 200 | 800 | 0 | 100% | 58.1849 | 141.9449 | 141.1266 | 141.1266 | 1 | 141.9449 | 66.0471 | 189.297 | 178.5193 | 178.5193 | 178.5193 | 10.7777 | 189.297 | 43.6955 | 38.8987 | 38.8987 | 38.8987 | 4.7968 | 43.6955 | 0 | 0 | 0 | 0 | 0 | 0 | 0 | 0 | 0 | 54.4875 | 44.1071 | 44.1071 | 44.1071 | 10.3804 | 54.4875 | 1811.3953 | 1811.3953 | 1574.7159 | 1574.7159 | 45.8607 | 45.8607 | 0 | 0 | 190.8188 | 190.8188 | 751683843.2699 | 100080123.8448 | 305381675.7666 | 0 | 1157.1456 | 54.393 | 0 | 0 | 0 | 1321.1138 | 6 | 608 | 922.3846 | 152 | 38 | 0.94096
18 | 1030.1083 | 22.8 | 200 | 800 | 0 | 100% | 58.7443 | 147.592 | 146.7063 | 146.7063 | 1 | 147.592 | 66.4208 | 198.1893 | 186.9025 | 186.9025 | 186.9025 | 11.2867 | 198.1893 | 43.6856 | 38.8888 | 38.8888 | 38.8888 | 4.7968 | 43.6856 | 0 | 0 | 0 | 0 | 0 | 0 | 0 | 0 | 0 | 53.9777 | 43.6931 | 43.6931 | 43.6931 | 10.2846 | 53.9777 | 1893.7906 | 1893.7906 | 1657.1717 | 1657.1717 | 45.849 | 45.849 | 0 | 0 | 190.77 | 190.77 | 755401281.9627 | 100080123.8448 | 308210792.1091 | 0 | 1163.6922 | 56.3716 | 0 | 0 | 0 | 1390.6462 | 6 | 608 | 922.3846 | 152 | 38 | 0.94967
19 | 154.5162 | 53.2 | 200 | 800 | 0 | 100% | 1.3584 | 80.8399 | 123.7748 | 123.7748 | 1 | 80.8399 | 35.211 | 61.7057 | 58.24 | 58.24 | 58.24 | 3.4657 | 61.7057 | 44.2695 | 39.4718 | 39.4718 | 39.4718 | 4.7977 | 44.2695 | 0 | 0 | 0 | 0 | 0 | 0 | 0 | 0 | 0 | 69979.0099 | 56328.7097 | 56328.7097 | 56328.7097 | 13650.3002 | 69979.0099 | 554.416 | 554.416 | 252.2564 | 252.2564 | 108.5649 | 108.5649 | 0 | 0 | 193.5946 | 193.5946 | 382807649.5644 | 233483169.7634 | 605877.1922 | 0 | 616.8967 | 0.85574 | 0 | 0 | 0 | 208.5969 | 14 | 608 | 922.3846 | 152 | 38 | 0.0018669
20 | 206.0217 | 53.2 | 200 | 800 | 0 | 100% | 15.2854 | 77.5725 | 85.4898 | 85.4898 | 1 | 77.5725 | 42.3984 | 63.723 | 60.1343 | 60.1343 | 60.1343 | 3.5887 | 63.723 | 44.1511 | 39.3541 | 39.3541 | 39.3541 | 4.7971 | 44.1511 | 0 | 0 | 0 | 0 | 0 | 0 | 0 | 0 | 0 | 994.6925 | 800.4651 | 800.4651 | 800.4651 | 194.2274 | 994.6925 | 636.673 | 636.673 | 335.3787 | 335.3787 | 108.2541 | 108.2541 | 0 | 0 | 193.0403 | 193.0403 | 487033792.2725 | 233508680.5512 | 22276803.6599 | 0 | 742.8193 | 0.82887 | 0 | 0 | 0 | 278.1292 | 14 | 608 | 922.3846 | 152 | 38 | 0.06864
21 | 257.5271 | 53.2 | 200 | 800 | 0 | 100% | 28.5616 | 75.6439 | 78.0723 | 78.0723 | 1 | 75.6439 | 49.3572 | 70.5946 | 66.6109 | 66.6109 | 66.6109 | 3.9838 | 70.5946 | 44.0643 | 39.2675 | 39.2675 | 39.2675 | 4.7968 | 44.0643 | 0 | 0 | 0 | 0 | 0 | 0 | 0 | 0 | 0 | 212.3051 | 171.015 | 171.015 | 171.015 | 41.2902 | 212.3051 | 718.9681 | 718.9681 | 418.3217 | 418.3217 | 108.0212 | 108.0212 | 0 | 0 | 192.6251 | 192.6251 | 541871388.489 | 233518502.3749 | 89347947.2091 | 0 | 864.7378 | 0.67746 | 0 | 0 | 0 | 347.6615 | 14 | 608 | 922.3846 | 152 | 38 | 0.2753
22 | 309.0325 | 53.2 | 200 | 800 | 0 | 100% | 36.1073 | 75.5277 | 76.2057 | 76.2057 | 1 | 75.5277 | 55.2335 | 79.3661 | 74.8803 | 74.8803 | 74.8803 | 4.4858 | 79.3661 | 43.9981 | 39.2013 | 39.2013 | 39.2013 | 4.7968 | 43.9981 | 0 | 0 | 0 | 0 | 0 | 0 | 0 | 0 | 0 | 112.1102 | 90.6403 | 90.6403 | 90.6403 | 21.4699 | 112.1102 | 801.2885 | 801.2885 | 501.1456 | 501.1456 | 107.8404 | 107.8404 | 0 | 0 | 192.3026 | 192.3026 | 575340282.2579 | 233520109.2585 | 158831235.4179 | 0 | 967.6916 | 2.5137 | 0 | 0 | 0 | 417.1938 | 14 | 608 | 922.3846 | 152 | 38 | 0.4894
23 | 360.5379 | 53.2 | 200 | 800 | 0 | 100% | 40.9361 | 77.6144 | 77.7865 | 77.7865 | 1 | 77.6144 | 59.1258 | 88.4762 | 83.4691 | 83.4691 | 83.4691 | 5.0071 | 88.4762 | 43.9455 | 39.1487 | 39.1487 | 39.1487 | 4.7968 | 43.9455 | 0 | 0 | 0 | 0 | 0 | 0 | 0 | 0 | 0 | 85.1385 | 68.9387 | 68.9387 | 68.9387 | 16.1998 | 85.1385 | 883.6267 | 883.6267 | 583.8861 | 583.8861 | 107.6958 | 107.6958 | 0 | 0 | 192.0448 | 192.0448 | 600296919.9559 | 233520288.9712 | 202066023.6866 | 0 | 1035.8832 | 7.3607 | 0 | 0 | 0 | 486.7262 | 14 | 608 | 922.3846 | 152 | 38 | 0.62261
24 | 412.0433 | 53.2 | 200 | 800 | 0 | 100% | 44.8174 | 81.1843 | 81.1993 | 81.1993 | 1 | 81.1843 | 61.7313 | 97.6084 | 92.0788 | 92.0788 | 92.0788 | 5.5296 | 97.6084 | 43.9025 | 39.1057 | 39.1057 | 39.1057 | 4.7968 | 43.9025 | 0 | 0 | 0 | 0 | 0 | 0 | 0 | 0 | 0 | 74.719 | 60.5395 | 60.5395 | 60.5395 | 14.1795 | 74.719 | 965.9777 | 965.9777 | 666.566 | 666.566 | 107.5776 | 107.5776 | 0 | 0 | 191.834 | 191.834 | 620588848.4274 | 233520288.9712 | 227422573.8448 | 0 | 1081.5317 | 13.1881 | 0 | 0 | 0 | 556.2585 | 14 | 608 | 922.3846 | 152 | 38 | 0.70074
25 | 463.5487 | 53.2 | 200 | 800 | 0 | 100% | 48.0936 | 85.5206 | 85.46 | 85.46 | 1 | 85.5206 | 63.5222 | 106.7406 | 100.6884 | 100.6884 | 100.6884 | 6.0522 | 106.7406 | 43.8667 | 39.0699 | 39.0699 | 39.0699 | 4.7968 | 43.8667 | 0 | 0 | 0 | 0 | 0 | 0 | 0 | 0 | 0 | 69.5687 | 56.3712 | 56.3712 | 56.3712 | 13.1975 | 69.5687 | 1048.3384 | 1048.3384 | 749.2007 | 749.2007 | 107.4792 | 107.4792 | 0 | 0 | 191.6585 | 191.6585 | 637241744.2883 | 233520288.9712 | 242146185.1632 | 0 | 1112.9082 | 19.0282 | 0 | 0 | 0 | 625.7908 | 14 | 608 | 922.3846 | 152 | 38 | 0.74611
26 | 515.0541 | 53.2 | 200 | 800 | 0 | 100% | 50.6621 | 90.1761 | 90.0432 | 90.0432 | 1 | 90.1761 | 64.9711 | 115.91 | 109.3331 | 109.3331 | 109.3331 | 6.5769 | 115.91 | 43.8364 | 39.0397 | 39.0397 | 39.0397 | 4.7968 | 43.8364 | 0 | 0 | 0 | 0 | 0 | 0 | 0 | 0 | 0 | 66.2068 | 53.6342 | 53.6342 | 53.6342 | 12.5726 | 66.2068 | 1130.7064 | 1130.7064 | 831.8004 | 831.8004 | 107.3959 | 107.3959 | 0 | 0 | 191.5101 | 191.5101 | 650998413.2565 | 233520288.9712 | 253774565.0865 | 0 | 1138.2933 | 24.2825 | 0 | 0 | 0 | 695.3231 | 14 | 608 | 922.3846 | 152 | 38 | 0.78194
27 | 566.5595 | 53.2 | 200 | 800 | 0 | 100% | 52.7511 | 94.9688 | 94.769 | 94.769 | 1 | 94.9688 | 66.1848 | 125.1146 | 118.011 | 118.011 | 118.011 | 7.1037 | 125.1146 | 43.8105 | 39.0137 | 39.0137 | 39.0137 | 4.7968 | 43.8105 | 0 | 0 | 0 | 0 | 0 | 0 | 0 | 0 | 0 | 63.652 | 51.5668 | 51.5668 | 51.5668 | 12.0852 | 63.652 | 1213.0803 | 1213.0803 | 914.3728 | 914.3728 | 107.3246 | 107.3246 | 0 | 0 | 191.3829 | 191.3829 | 662440907.7528 | 233520288.9712 | 263596265.8848 | 0 | 1159.5575 | 28.9706 | 0 | 0 | 0 | 764.8554 | 14 | 608 | 922.3846 | 152 | 38 | 0.8122
28 | 618.065 | 53.2 | 200 | 800 | 0 | 100% | 54.4521 | 99.8893 | 99.6255 | 99.6255 | 1 | 99.8893 | 67.1964 | 134.3672 | 126.7341 | 126.7341 | 126.7341 | 7.6331 | 134.3672 | 43.7881 | 38.9913 | 38.9913 | 38.9913 | 4.7968 | 43.7881 | 0 | 0 | 0 | 0 | 0 | 0 | 0 | 0 | 0 | 61.6715 | 49.9564 | 49.9564 | 49.9564 | 11.7151 | 61.6715 | 1295.4588 | 1295.4588 | 996.9233 | 996.9233 | 107.2628 | 107.2628 | 0 | 0 | 191.2727 | 191.2727 | 672098169.4576 | 233520288.9712 | 271663161.4042 | 0 | 1177.2816 | 33.1813 | 0 | 0 | 0 | 834.3877 | 14 | 608 | 922.3846 | 152 | 38 | 0.83706
29 | 669.5704 | 53.2 | 200 | 800 | 0 | 100% | 56.1073 | 104.8556 | 104.5187 | 104.5187 | 1 | 104.8556 | 68.102 | 143.6463 | 135.4822 | 135.4822 | 135.4822 | 8.1641 | 143.6463 | 43.7684 | 38.9716 | 38.9716 | 38.9716 | 4.7968 | 43.7684 | 0 | 0 | 0 | 0 | 0 | 0 | 0 | 0 | 0 | 59.9962 | 48.5989 | 48.5989 | 48.5989 | 11.3973 | 59.9962 | 1377.8411 | 1377.8411 | 1079.456 | 1079.456 | 107.2088 | 107.2088 | 0 | 0 | 191.1763 | 191.1763 | 680351147.9108 | 233520288.9712 | 279275431.1024 | 0 | 1193.1469 | 36.9161 | 0 | 0 | 0 | 903.92 | 14 | 608 | 922.3846 | 152 | 38 | 0.86052
30 | 721.0758 | 53.2 | 200 | 800 | 0 | 100% | 57.3744 | 109.8319 | 109.4229 | 109.4229 | 1 | 109.8319 | 68.9099 | 152.9722 | 144.2743 | 144.2743 | 144.2743 | 8.6978 | 152.9722 | 43.7511 | 38.9543 | 38.9543 | 38.9543 | 4.7968 | 43.7511 | 0 | 0 | 0 | 0 | 0 | 0 | 0 | 0 | 0 | 58.4669 | 47.3583 | 47.3583 | 47.3583 | 11.1087 | 58.4669 | 1460.2265 | 1460.2265 | 1161.9741 | 1161.9741 | 107.1611 | 107.1611 | 0 | 0 | 191.0913 | 191.0913 | 687323881.5297 | 233520288.9712 | 286457789.895 | 0 | 1207.302 | 40.2586 | 0 | 0 | 0 | 973.4523 | 14 | 608 | 922.3846 | 152 | 38 | 0.88265
31 | 772.5812 | 53.2 | 200 | 800 | 0 | 100% | 58.3105 | 114.8643 | 114.3927 | 114.3927 | 1 | 114.8643 | 69.6052 | 162.3432 | 153.1091 | 153.1091 | 153.1091 | 9.2341 | 162.3432 | 43.7357 | 38.9389 | 38.9389 | 38.9389 | 4.7968 | 43.7357 | 0 | 0 | 0 | 0 | 0 | 0 | 0 | 0 | 0 | 57.1712 | 46.3059 | 46.3059 | 46.3059 | 10.8653 | 57.1712 | 1542.6145 | 1542.6145 | 1244.4801 | 1244.4801 | 107.1187 | 107.1187 | 0 | 0 | 191.0157 | 191.0157 | 693322065.0592 | 233520288.9712 | 292640677.5439 | 0 | 1219.483 | 43.2937 | 0 | 0 | 0 | 1042.9846 | 14 | 608 | 922.3846 | 152 | 38 | 0.9017
32 | 824.0866 | 53.2 | 200 | 800 | 0 | 100% | 59.1438 | 119.9536 | 119.421 | 119.421 | 1 | 119.9536 | 70.2109 | 171.7449 | 161.9728 | 161.9728 | 161.9728 | 9.7721 | 171.7449 | 43.7219 | 38.9251 | 38.9251 | 38.9251 | 4.7968 | 43.7219 | 0 | 0 | 0 | 0 | 0 | 0 | 0 | 0 | 0 | 56.0925 | 45.4305 | 45.4305 | 45.4305 | 10.662 | 56.0925 | 1625.0047 | 1625.0047 | 1326.9757 | 1326.9757 | 107.0808 | 107.0808 | 0 | 0 | 190.9482 | 190.9482 | 698549237.7234 | 233520288.9712 | 298026136.222 | 0 | 1230.0957 | 46.0556 | 0 | 0 | 0 | 1112.5169 | 14 | 608 | 922.3846 | 152 | 38 | 0.91829
33 | 875.592 | 53.2 | 200 | 800 | 0 | 100% | 60.0114 | 125.1335 | 124.5633 | 124.5633 | 1 | 125.1335 | 70.6952 | 181.1758 | 170.8639 | 170.8639 | 170.8639 | 10.3118 | 181.1758 | 43.7095 | 38.9127 | 38.9127 | 38.9127 | 4.7968 | 43.7095 | 0 | 0 | 0 | 0 | 0 | 0 | 0 | 0 | 0 | 55.26 | 44.7548 | 44.7548 | 44.7548 | 10.5052 | 55.26 | 1707.3967 | 1707.3967 | 1409.4627 | 1409.4627 | 107.0467 | 107.0467 | 0 | 0 | 190.8873 | 190.8873 | 703128814.6568 | 233520288.9712 | 301931662.2191 | 0 | 1238.5808 | 48.6122 | 0 | 0 | 0 | 1182.0492 | 14 | 608 | 922.3846 | 152 | 38 | 0.93033
34 | 927.0974 | 53.2 | 200 | 800 | 0 | 100% | 60.7534 | 130.3911 | 129.7727 | 129.7727 | 1 | 130.3911 | 71.1114 | 190.6292 | 179.7763 | 179.7763 | 179.7763 | 10.8528 | 190.6292 | 43.6983 | 38.9015 | 38.9015 | 38.9015 | 4.7968 | 43.6983 | 0 | 0 | 0 | 0 | 0 | 0 | 0 | 0 | 0 | 54.6177 | 44.2329 | 44.2329 | 44.2329 | 10.3848 | 54.6177 | 1789.7904 | 1789.7904 | 1491.9421 | 1491.9421 | 107.0159 | 107.0159 | 0 | 0 | 190.8323 | 190.8323 | 707171443.6967 | 233520288.9712 | 305180270.7472 | 0 | 1245.872 | 50.9554 | 0 | 0 | 0 | 1251.5815 | 14 | 608 | 922.3846 | 152 | 38 | 0.94033
35 | 978.6028 | 53.2 | 200 | 800 | 0 | 100% | 61.2443 | 135.7026 | 135.031 | 135.031 | 1 | 135.7026 | 71.4749 | 200.0975 | 188.7028 | 188.7028 | 188.7028 | 11.3947 | 200.0975 | 43.6881 | 38.8913 | 38.8913 | 38.8913 | 4.7968 | 43.6881 | 0 | 0 | 0 | 0 | 0 | 0 | 0 | 0 | 0 | 54.1064 | 43.8178 | 43.8178 | 43.8178 | 10.2886 | 54.1064 | 1872.1853 | 1872.1853 | 1574.4152 | 1574.4152 | 106.9878 | 106.9878 | 0 | 0 | 190.7823 | 190.7823 | 710796300.9078 | 233520288.9712 | 307923669.8173 | 0 | 1252.2403 | 53.1065 | 0 | 0 | 0 | 1321.1138 | 14 | 608 | 922.3846 | 152 | 38 | 0.94879
36 | 1030.1083 | 53.2 | 200 | 800 | 0 | 100% | 61.7352 | 141.0456 | 140.326 | 140.326 | 1 | 141.0456 | 71.7974 | 209.5669 | 197.6303 | 197.6303 | 197.6303 | 11.9366 | 209.5669 | 43.6788 | 38.882 | 38.882 | 38.882 | 4.7968 | 43.6788 | 0 | 0 | 0 | 0 | 0 | 0 | 0 | 0 | 0 | 53.679 | 43.4702 | 43.4702 | 43.4702 | 10.2088 | 53.679 | 1954.5815 | 1954.5815 | 1656.8826 | 1656.8826 | 106.9622 | 106.9622 | 0 | 0 | 190.7367 | 190.7367 | 714151985.9564 | 233520288.9712 | 310218136.7924 | 0 | 1257.8904 | 55.0838 | 0 | 0 | 0 | 1390.6462 | 14 | 608 | 922.3846 | 152 | 38 | 0.95586
37 | 103.0108 | 102.6 | 200 | 800 | 0 | 100% | 0.2968 | 72.7432 | 50.5166 | 50.5166 | 1 | 72.7432 | 40.3039 | 61.4066 | 57.9556 | 57.9556 | 57.9556 | 3.451 | 61.4066 | 44.3165 | 39.511 | 39.511 | 39.511 | 4.8055 | 44.3165 | 0 | 0 | 0 | 0 | 0 | 0 | 0 | 0 | 0 | 0 | 0 | 0 | 0 | 0 | 0 | 570.7732 | 570.7732 | 168.0627 | 168.0627 | 209.2405 | 209.2405 | 0 | 0 | 193.47 | 193.47 | 256448819.9963 | 449569034.9295 | 106247.3811 | 0 | 706.1241 | 0.35787 | 0 | 0 | 0 | 139.0646 | 27 | 608 | 922.3846 | 152 | 38 | 0.00032737
38 | 154.5162 | 102.6 | 200 | 800 | 0 | 100% | 7.7626 | 70.9658 | 76.1568 | 76.1568 | 1 | 70.9658 | 47.5632 | 62.9505 | 59.4037 | 59.4037 | 59.4037 | 3.5468 | 62.9505 | 44.1693 | 39.3682 | 39.3682 | 39.3682 | 4.8011 | 44.1693 | 0 | 0 | 0 | 0 | 0 | 0 | 0 | 0 | 0 | 1788.6822 | 1438.934 | 1438.934 | 1438.934 | 349.7482 | 1788.6822 | 653.0392 | 653.0392 | 251.4144 | 251.4144 | 208.6764 | 208.6764 | 0 | 0 | 192.9485 | 192.9485 | 372053149.9393 | 449979533.7427 | 11274060.3551 | 0 | 833.3067 | 0.46877 | 0 | 0 | 0 | 208.5969 | 27 | 608 | 922.3846 | 152 | 38 | 0.034738
39 | 206.0217 | 102.6 | 200 | 800 | 0 | 100% | 21.6895 | 69.8723 | 72.7551 | 72.7551 | 1 | 69.8723 | 54.681 | 67.3987 | 63.594 | 63.594 | 63.594 | 3.8047 | 67.3987 | 44.0709 | 39.2718 | 39.2718 | 39.2718 | 4.7991 | 44.0709 | 0 | 0 | 0 | 0 | 0 | 0 | 0 | 0 | 0 | 377.9058 | 304.2491 | 304.2491 | 304.2491 | 73.6568 | 377.9058 | 735.3402 | 735.3402 | 334.535 | 334.535 | 208.2505 | 208.2505 | 0 | 0 | 192.5547 | 192.5547 | 457506925.5557 | 450158490.6005 | 50345791.6775 | 0 | 958.0112 | 0.43687 | 0 | 0 | 0 | 278.1292 | 27 | 608 | 922.3846 | 152 | 38 | 0.15513
40 | 257.5271 | 102.6 | 200 | 800 | 0 | 100% | 34.6005 | 69.6657 | 70.8894 | 70.8894 | 1 | 69.6657 | 61.1592 | 75.7444 | 71.462 | 71.462 | 71.462 | 4.2823 | 75.7444 | 43.9989 | 39.2007 | 39.2007 | 39.2007 | 4.7981 | 43.9989 | 0 | 0 | 0 | 0 | 0 | 0 | 0 | 0 | 0 | 152.8366 | 123.2224 | 123.2224 | 123.2224 | 29.6142 | 152.8366 | 817.6646 | 817.6646 | 417.5002 | 417.5002 | 207.9176 | 207.9176 | 0 | 0 | 192.2468 | 192.2468 | 503331720.0442 | 450249344.6725 | 117927837.572 | 0 | 1071.5089 | 1.1691 | 0 | 0 | 0 | 347.6615 | 27 | 608 | 922.3846 | 152 | 38 | 0.36336
41 | 309.0325 | 102.6 | 200 | 800 | 0 | 100% | 42.8425 | 70.9362 | 71.3821 | 71.3821 | 1 | 70.9362 | 66.278 | 85.6623 | 80.8133 | 80.8133 | 80.8133 | 4.8489 | 85.6623 | 43.9433 | 39.1458 | 39.1458 | 39.1458 | 4.7976 | 43.9433 | 0 | 0 | 0 | 0 | 0 | 0 | 0 | 0 | 0 | 97.9551 | 79.3418 | 79.3418 | 79.3418 | 18.6133 | 97.9551 | 900.0057 | 900.0057 | 500.3559 | 500.3559 | 207.6502 | 207.6502 | 0 | 0 | 191.9996 | 191.9996 | 531605176.9348 | 450297501.5755 | 179288569.0616 | 0 | 1161.1912 | 3.8232 | 0 | 0 | 0 | 417.1938 | 27 | 608 | 922.3846 | 152 | 38 | 0.55268
42 | 360.5379 | 102.6 | 200 | 800 | 0 | 100% | 48.0936 | 73.6318 | 73.7976 | 73.7976 | 1 | 73.6318 | 69.5593 | 95.893 | 90.4595 | 90.4595 | 90.4595 | 5.4334 | 95.893 | 43.899 | 39.1018 | 39.1018 | 39.1018 | 4.7972 | 43.899 | 0 | 0 | 0 | 0 | 0 | 0 | 0 | 0 | 0 | 79.6068 | 64.5594 | 64.5594 | 64.5594 | 15.0474 | 79.6068 | 982.3588 | 982.3588 | 583.1315 | 583.1315 | 207.4307 | 207.4307 | 0 | 0 | 191.7966 | 191.7966 | 552649866.0496 | 450324897.4145 | 215704492.5015 | 0 | 1218.6793 | 8.6257 | 0 | 0 | 0 | 486.7262 | 27 | 608 | 922.3846 | 152 | 38 | 0.66485
43 | 412.0433 | 102.6 | 200 | 800 | 0 | 100% | 52.0548 | 77.2343 | 77.292 | 77.292 | 1 | 77.2343 | 71.8032 | 106.1453 | 100.1259 | 100.1259 | 100.1259 | 6.0194 | 106.1453 | 43.8626 | 39.0655 | 39.0655 | 39.0655 | 4.797 | 43.8626 | 0 | 0 | 0 | 0 | 0 | 0 | 0 | 0 | 0 | 71.5029 | 58.0101 | 58.0101 | 58.0101 | 13.4928 | 71.5029 | 1064.7211 | 1064.7211 | 665.8468 | 665.8468 | 207.2473 | 207.2473 | 0 | 0 | 191.627 | 191.627 | 569540814.0652 | 450342531.8235 | 238108487.9834 | 0 | 1257.9918 | 13.9295 | 0 | 0 | 0 | 556.2585 | 27 | 608 | 922.3846 | 152 | 38 | 0.73385
44 | 463.5487 | 102.6 | 200 | 800 | 0 | 100% | 55.0342 | 81.3281 | 81.3242 | 81.3242 | 1 | 81.3281 | 73.3638 | 116.4087 | 109.8026 | 109.8026 | 109.8026 | 6.6061 | 116.4087 | 43.832 | 39.0351 | 39.0351 | 39.0351 | 4.7969 | 43.832 | 0 | 0 | 0 | 0 | 0 | 0 | 0 | 0 | 0 | 67.1058 | 54.4351 | 54.4351 | 54.4351 | 12.6708 | 67.1058 | 1147.0904 | 1147.0904 | 748.5155 | 748.5155 | 207.0917 | 207.0917 | 0 | 0 | 191.4832 | 191.4832 | 583267451.2172 | 450353190.4759 | 251712350.3769 | 0 | 1285.333 | 19.1707 | 0 | 0 | 0 | 625.7908 | 27 | 608 | 922.3846 | 152 | 38 | 0.77577
45 | 515.0541 | 102.6 | 200 | 800 | 0 | 100% | 57.6826 | 85.6251 | 85.5569 | 85.5569 | 1 | 85.6251 | 74.6715 | 126.7142 | 119.5189 | 119.5189 | 119.5189 | 7.1953 | 126.7142 | 43.8062 | 39.0094 | 39.0094 | 39.0094 | 4.7968 | 43.8062 | 0 | 0 | 0 | 0 | 0 | 0 | 0 | 0 | 0 | 64.0532 | 51.9532 | 51.9532 | 51.9532 | 12.1001 | 64.0532 | 1229.4653 | 1229.4653 | 831.1474 | 831.1474 | 206.9582 | 206.9582 | 0 | 0 | 191.3597 | 191.3597 | 594476166.099 | 450358283.4634 | 263409564.6605 | 0 | 1308.244 | 23.8972 | 0 | 0 | 0 | 695.3231 | 27 | 608 | 922.3846 | 152 | 38 | 0.81181
46 | 566.5595 | 102.6 | 200 | 800 | 0 | 100% | 59.7489 | 90.0379 | 89.9134 | 89.9134 | 1 | 90.0379 | 75.7346 | 137.0853 | 129.297 | 129.297 | 129.297 | 7.7883 | 137.0853 | 43.7841 | 38.9873 | 38.9873 | 38.9873 | 4.7968 | 43.7841 | 0 | 0 | 0 | 0 | 0 | 0 | 0 | 0 | 0 | 61.691 | 50.0299 | 50.0299 | 50.0299 | 11.6611 | 61.691 | 1311.8446 | 1311.8446 | 913.7499 | 913.7499 | 206.8422 | 206.8422 | 0 | 0 | 191.2525 | 191.2525 | 603653711.4496 | 450359672.4984 | 272856901.6368 | 0 | 1326.8703 | 28.2092 | 0 | 0 | 0 | 764.8554 | 27 | 608 | 922.3846 | 152 | 38 | 0.84093
47 | 618.065 | 102.6 | 200 | 800 | 0 | 100% | 61.4384 | 94.5691 | 94.387 | 94.387 | 1 | 94.5691 | 76.6178 | 147.5137 | 139.129 | 139.129 | 139.129 | 8.3847 | 147.5137 | 43.7648 | 38.968 | 38.968 | 38.968 | 4.7968 | 43.7648 | 0 | 0 | 0 | 0 | 0 | 0 | 0 | 0 | 0 | 59.9062 | 48.576 | 48.576 | 48.576 | 11.3302 | 59.9062 | 1394.2276 | 1394.2276 | 996.3284 | 996.3284 | 206.7406 | 206.7406 | 0 | 0 | 191.1586 | 191.1586 | 611300715.5917 | 450360460.3158 | 280682980.2628 | 0 | 1342.3442 | 32.1247 | 0 | 0 | 0 | 834.3877 | 27 | 608 | 922.3846 | 152 | 38 | 0.86504
48 | 669.5704 | 102.6 | 200 | 800 | 0 | 100% | 62.8539 | 99.1571 | 98.9218 | 98.9218 | 1 | 99.1571 | 77.3722 | 157.988 | 149.0043 | 149.0043 | 149.0043 | 8.9837 | 157.988 | 43.7479 | 38.9511 | 38.9511 | 38.9511 | 4.7968 | 43.7479 | 0 | 0 | 0 | 0 | 0 | 0 | 0 | 0 | 0 | 58.4289 | 47.3748 | 47.3748 | 47.3748 | 11.0541 | 58.4289 | 1476.6136 | 1476.6136 | 1078.8872 | 1078.8872 | 206.6508 | 206.6508 | 0 | 0 | 191.0756 | 191.0756 | 617747215.9994 | 450360557.3016 | 287452673.9468 | 0 | 1355.5604 | 35.6711 | 0 | 0 | 0 | 903.92 | 27 | 608 | 922.3846 | 152 | 38 | 0.88591
49 | 721.0758 | 102.6 | 200 | 800 | 0 | 100% | 63.984 | 103.7813 | 103.493 | 103.493 | 1 | 103.7813 | 78.045 | 168.4982 | 158.9134 | 158.9134 | 158.9134 | 9.5849 | 168.4982 | 43.7328 | 38.936 | 38.936 | 38.936 | 4.7968 | 43.7328 | 0 | 0 | 0 | 0 | 0 | 0 | 0 | 0 | 0 | 57.1665 | 46.3503 | 46.3503 | 46.3503 | 10.8163 | 57.1665 | 1559.002 | 1559.002 | 1161.4294 | 1161.4294 | 206.571 | 206.571 | 0 | 0 | 191.0017 | 191.0017 | 623312300.0715 | 450360557.3016 | 293675979.6622 | 0 | 1367.3488 | 38.8725 | 0 | 0 | 0 | 973.4523 | 27 | 608 | 922.3846 | 152 | 38 | 0.90509
50 | 772.5812 | 102.6 | 200 | 800 | 0 | 100% | 64.9429 | 108.4478 | 108.1137 | 108.1137 | 1 | 108.4478 | 78.6198 | 179.0128 | 168.8265 | 168.8265 | 168.8265 | 10.1863 | 179.0128 | 43.7193 | 38.9225 | 38.9225 | 38.9225 | 4.7968 | 43.7193 | 0 | 0 | 0 | 0 | 0 | 0 | 0 | 0 | 0 | 56.1182 | 45.4976 | 45.4976 | 45.4976 | 10.6206 | 56.1182 | 1641.3926 | 1641.3926 | 1243.9576 | 1243.9576 | 206.4994 | 206.4994 | 0 | 0 | 190.9356 | 190.9356 | 628209193.1106 | 450360557.3016 | 298848517.8897 | 0 | 1377.4183 | 41.7991 | 0 | 0 | 0 | 1042.9846 | 27 | 608 | 922.3846 | 152 | 38 | 0.92103
51 | 824.0866 | 102.6 | 200 | 800 | 0 | 100% | 65.8333 | 113.1776 | 112.8017 | 112.8017 | 1 | 113.1776 | 79.0937 | 189.5384 | 178.75 | 178.75 | 178.75 | 10.7884 | 189.5384 | 43.7072 | 38.9104 | 38.9104 | 38.9104 | 4.7968 | 43.7072 | 0 | 0 | 0 | 0 | 0 | 0 | 0 | 0 | 0 | 55.2999 | 44.8319 | 44.8319 | 44.8319 | 10.468 | 55.2999 | 1723.785 | 1723.785 | 1326.474 | 1326.474 | 206.435 | 206.435 | 0 | 0 | 190.876 | 190.876 | 632474538.5858 | 450360557.3016 | 302887017.9183 | 0 | 1385.7221 | 44.4956 | 0 | 0 | 0 | 1112.5169 | 27 | 608 | 922.3846 | 152 | 38 | 0.93348
52 | 875.592 | 102.6 | 200 | 800 | 0 | 100% | 66.7237 | 117.9659 | 117.5537 | 117.5537 | 1 | 117.9659 | 79.4852 | 200.0878 | 188.6959 | 188.6959 | 188.6959 | 11.3919 | 200.0878 | 43.6962 | 38.8994 | 38.8994 | 38.8994 | 4.7968 | 43.6962 | 0 | 0 | 0 | 0 | 0 | 0 | 0 | 0 | 0 | 54.6593 | 44.3105 | 44.3105 | 44.3105 | 10.3488 | 54.6593 | 1806.1789 | 1806.1789 | 1408.9802 | 1408.9802 | 206.3766 | 206.3766 | 0 | 0 | 190.822 | 190.822 | 636208863.9554 | 450360557.3016 | 306011148.1961 | 0 | 1392.5806 | 46.9823 | 0 | 0 | 0 | 1182.0492 | 27 | 608 | 922.3846 | 152 | 38 | 0.94311
53 | 927.0974 | 102.6 | 200 | 800 | 0 | 100% | 67.5228 | 122.8026 | 122.3452 | 122.3452 | 1 | 122.8026 | 79.825 | 210.6664 | 198.6693 | 198.6693 | 198.6693 | 11.9971 | 210.6664 | 43.6862 | 38.8894 | 38.8894 | 38.8894 | 4.7968 | 43.6862 | 0 | 0 | 0 | 0 | 0 | 0 | 0 | 0 | 0 | 54.1481 | 43.894 | 43.894 | 43.894 | 10.2541 | 54.1481 | 1888.5741 | 1888.5741 | 1491.4777 | 1491.4777 | 206.3235 | 206.3235 | 0 | 0 | 190.7729 | 190.7729 | 639463186.5555 | 450360557.3016 | 308710992.6948 | 0 | 1398.5347 | 49.268 | 0 | 0 | 0 | 1251.5815 | 27 | 608 | 922.3846 | 152 | 38 | 0.95143
54 | 978.6028 | 102.6 | 200 | 800 | 0 | 100% | 68.0594 | 127.6894 | 127.1993 | 127.1993 | 1 | 127.6894 | 80.1132 | 221.2662 | 208.6626 | 208.6626 | 208.6626 | 12.6035 | 221.2662 | 43.677 | 38.8803 | 38.8803 | 38.8803 | 4.7968 | 43.677 | 0 | 0 | 0 | 0 | 0 | 0 | 0 | 0 | 0 | 53.8027 | 43.6267 | 43.6267 | 43.6267 | 10.176 | 53.8027 | 1970.9705 | 1970.9705 | 1573.9674 | 1573.9674 | 206.275 | 206.275 | 0 | 0 | 190.7281 | 190.7281 | 642399786.5671 | 450360557.3016 | 310823693.8203 | 0 | 1403.584 | 51.3805 | 0 | 0 | 0 | 1321.1138 | 27 | 608 | 922.3846 | 152 | 38 | 0.95794
55 | 1030.1083 | 102.6 | 200 | 800 | 0 | 100% | 68.5274 | 132.5931 | 132.0623 | 132.0623 | 1 | 132.5931 | 80.3688 | 231.8682 | 218.6581 | 218.6581 | 218.6581 | 13.2101 | 231.8682 | 43.6686 | 38.8719 | 38.8719 | 38.8719 | 4.7968 | 43.6686 | 0 | 0 | 0 | 0 | 0 | 0 | 0 | 0 | 0 | 53.4659 | 43.3513 | 43.3513 | 43.3513 | 10.1146 | 53.4659 | 2053.3679 | 2053.3679 | 1656.4504 | 1656.4504 | 206.2305 | 206.2305 | 0 | 0 | 190.6869 | 190.6869 | 645063906.1226 | 450360557.3016 | 312636746.7007 | 0 | 1408.0612 | 53.33 | 0 | 0 | 0 | 1390.6462 | 27 | 608 | 922.3846 | 152 | 38 | 0.96353
56 | 51.5054 | 152 | 200 | 800 | 0 | 100% | 0 | 66.811 | 47.1407 | 47.1407 | 1 | 66.811 | 45.2368 | 61.1686 | 57.729 | 57.729 | 57.729 | 3.4396 | 61.1686 | 44.433 | 39.6122 | 39.6122 | 39.6122 | 4.8207 | 44.433 | 0 | 0 | 0 | 0 | 0 | 0 | 0 | 0 | 0 | 0 | 0 | 0 | 0 | 0 | 0 | 587.1326 | 587.1326 | 83.9806 | 83.9806 | 309.7988 | 309.7988 | 0 | 0 | 193.3532 | 193.3532 | 128565206.5138 | 663857294.6011 | 126008.6804 | 0 | 792.5485 | 0.30766 | 0 | 0 | 0 | 69.5323 | 40 | 608 | 922.3846 | 152 | 38 | 0.00038826
57 | 154.5162 | 152 | 200 | 800 | 0 | 100% | 15.4224 | 65.3826 | 67.1743 | 67.1743 | 1 | 65.3826 | 59.8278 | 67.2015 | 63.4066 | 63.4066 | 63.4066 | 3.7948 | 67.2015 | 44.1143 | 39.309 | 39.309 | 39.309 | 4.8053 | 44.1143 | 0 | 0 | 0 | 0 | 0 | 0 | 0 | 0 | 0 | 501.3539 | 403.5293 | 403.5293 | 403.5293 | 97.8246 | 501.3539 | 751.7132 | 751.7132 | 250.8138 | 250.8138 | 308.4118 | 308.4118 | 0 | 0 | 192.4876 | 192.4876 | 346777109.7188 | 666052701.9796 | 35353375.058 | 0 | 1048.1832 | 0.26406 | 0 | 0 | 0 | 208.5969 | 40 | 608 | 922.3846 | 152 | 38 | 0.10893
58 | 206.0217 | 152 | 200 | 800 | 0 | 100% | 30.8562 | 65.4092 | 66.7534 | 66.7534 | 1 | 65.4092 | 66.6168 | 73.2362 | 69.0946 | 69.0946 | 69.0946 | 4.1416 | 73.2362 | 44.0238 | 39.2218 | 39.2218 | 39.2218 | 4.802 | 44.0238 | 0 | 0 | 0 | 0 | 0 | 0 | 0 | 0 | 0 | 219.9125 | 177.3568 | 177.3568 | 177.3568 | 42.5557 | 219.9125 | 834.0414 | 834.0414 | 333.9074 | 333.9074 | 307.9405 | 307.9405 | 0 | 0 | 192.1934 | 192.1934 | 419459723.128 | 666507982.9283 | 81158652.3498 | 0 | 1167.1264 | 0.70743 | 0 | 0 | 0 | 278.1292 | 40 | 608 | 922.3846 | 152 | 38 | 0.25041
59 | 257.5271 | 152 | 200 | 800 | 0 | 100% | 44.8174 | 66.4174 | 67.1583 | 67.1583 | 1 | 66.4174 | 72.3719 | 83.0439 | 78.3422 | 78.3422 | 78.3422 | 4.7017 | 83.0439 | 43.9585 | 39.1583 | 39.1583 | 39.1583 | 4.8002 | 43.9585 | 0 | 0 | 0 | 0 | 0 | 0 | 0 | 0 | 0 | 124.3119 | 100.7212 | 100.7212 | 100.7212 | 23.5906 | 124.3119 | 916.3851 | 916.3851 | 416.8688 | 416.8688 | 307.5602 | 307.5602 | 0 | 0 | 191.9561 | 191.9561 | 457782966.4772 | 666759957.8854 | 143412770.445 | 0 | 1267.9557 | 2.3168 | 0 | 0 | 0 | 347.6615 | 40 | 608 | 922.3846 | 152 | 38 | 0.44295
60 | 309.0325 | 152 | 200 | 800 | 0 | 100% | 53.2763 | 68.2031 | 68.52 | 68.52 | 1 | 68.2031 | 76.7943 | 94.4312 | 89.0797 | 89.0797 | 89.0797 | 5.3516 | 94.4312 | 43.9083 | 39.1093 | 39.1093 | 39.1093 | 4.7991 | 43.9083 | 0 | 0 | 0 | 0 | 0 | 0 | 0 | 0 | 0 | 88.514 | 71.8709 | 71.8709 | 71.8709 | 16.643 | 88.514 | 998.7403 | 998.7403 | 499.7329 | 499.7329 | 307.2468 | 307.2468 | 0 | 0 | 191.7605 | 191.7605 | 481191613.3647 | 666910555.6359 | 197333671.0733 | 0 | 1345.4358 | 5.3994 | 0 | 0 | 0 | 417.1938 | 40 | 608 | 922.3846 | 152 | 38 | 0.60909
61 | 360.5379 | 152 | 200 | 800 | 0 | 100% | 58.847 | 71.0938 | 71.2422 | 71.2422 | 1 | 71.0938 | 79.5959 | 106.0763 | 100.0599 | 100.0599 | 100.0599 | 6.0164 | 106.0763 | 43.8683 | 39.0699 | 39.0699 | 39.0699 | 4.7983 | 43.8683 | 0 | 0 | 0 | 0 | 0 | 0 | 0 | 0 | 0 | 75.1263 | 61.046 | 61.046 | 61.046 | 14.0804 | 75.1263 | 1081.1041 | 1081.1041 | 582.5233 | 582.5233 | 306.9842 | 306.9842 | 0 | 0 | 191.5966 | 191.5966 | 498639900.8729 | 667008240.4908 | 228872196.3685 | 0 | 1394.5203 | 9.9746 | 0 | 0 | 0 | 486.7262 | 40 | 608 | 922.3846 | 152 | 38 | 0.70627
62 | 412.0433 | 152 | 200 | 800 | 0 | 100% | 63.2192 | 74.5631 | 74.6336 | 74.6336 | 1 | 74.5631 | 81.5653 | 117.758 | 111.0745 | 111.0745 | 111.0745 | 6.6835 | 117.758 | 43.8355 | 39.0376 | 39.0376 | 39.0376 | 4.7979 | 43.8355 | 0 | 0 | 0 | 0 | 0 | 0 | 0 | 0 | 0 | 68.398 | 55.5912 | 55.5912 | 55.5912 | 12.8068 | 68.398 | 1163.4746 | 1163.4746 | 665.2566 | 665.2566 | 306.7609 | 306.7609 | 0 | 0 | 191.4572 | 191.4572 | 512473946.3631 | 667069243.9295 | 249480377.9219 | 0 | 1429.0236 | 14.7845 | 0 | 0 | 0 | 556.2585 | 40 | 608 | 922.3846 | 152 | 38 | 0.76978
63 | 463.5487 | 152 | 200 | 800 | 0 | 100% | 66.5068 | 78.4153 | 78.4368 | 78.4368 | 1 | 78.4153 | 82.934 | 129.4817 | 122.1284 | 122.1284 | 122.1284 | 7.3533 | 129.4817 | 43.808 | 39.0105 | 39.0105 | 39.0105 | 4.7975 | 43.808 | 0 | 0 | 0 | 0 | 0 | 0 | 0 | 0 | 0 | 64.6264 | 52.5112 | 52.5112 | 52.5112 | 12.1153 | 64.6264 | 1245.8505 | 1245.8505 | 747.9447 | 747.9447 | 306.5686 | 306.5686 | 0 | 0 | 191.3372 | 191.3372 | 523546512.4478 | 667111389.5021 | 262346359.9657 | 0 | 1453.0043 | 19.5281 | 0 | 0 | 0 | 625.7908 | 40 | 608 | 922.3846 | 152 | 38 | 0.80942
64 | 515.0541 | 152 | 200 | 800 | 0 | 100% | 68.9041 | 82.4506 | 82.4239 | 82.4239 | 1 | 82.4506 | 84.0407 | 141.2647 | 133.2382 | 133.2382 | 133.2382 | 8.0265 | 141.2647 | 43.7846 | 38.9873 | 38.9873 | 38.9873 | 4.7973 | 43.7846 | 0 | 0 | 0 | 0 | 0 | 0 | 0 | 0 | 0 | 62.061 | 50.4224 | 50.4224 | 50.4224 | 11.6386 | 62.061 | 1328.2306 | 1328.2306 | 830.5964 | 830.5964 | 306.4014 | 306.4014 | 0 | 0 | 191.2328 | 191.2328 | 532487509.804 | 667139714.6171 | 272765108.8962 | 0 | 1472.3923 | 23.8913 | 0 | 0 | 0 | 695.3231 | 40 | 608 | 922.3846 | 152 | 38 | 0.84153
65 | 566.5595 | 152 | 200 | 800 | 0 | 100% | 71.0388 | 86.5947 | 86.5273 | 86.5273 | 1 | 86.5947 | 84.9215 | 153.1021 | 144.399 | 144.399 | 144.399 | 8.7031 | 153.1021 | 43.7645 | 38.9674 | 38.9674 | 38.9674 | 4.7971 | 43.7645 | 0 | 0 | 0 | 0 | 0 | 0 | 0 | 0 | 0 | 60.1337 | 48.8472 | 48.8472 | 48.8472 | 11.2865 | 60.1337 | 1410.6142 | 1410.6142 | 913.2183 | 913.2183 | 306.2546 | 306.2546 | 0 | 0 | 191.1412 | 191.1412 | 539859787.454 | 667160190.7851 | 280804416.1612 | 0 | 1487.8244 | 27.9145 | 0 | 0 | 0 | 764.8554 | 40 | 608 | 922.3846 | 152 | 38 | 0.8663
66 | 618.065 | 152 | 200 | 800 | 0 | 100% | 72.5228 | 90.8341 | 90.7327 | 90.7327 | 1 | 90.8341 | 85.6428 | 164.9668 | 155.5856 | 155.5856 | 155.5856 | 9.3813 | 164.9668 | 43.7468 | 38.9498 | 38.9498 | 38.9498 | 4.797 | 43.7468 | 0 | 0 | 0 | 0 | 0 | 0 | 0 | 0 | 0 | 58.71 | 47.6859 | 47.6859 | 47.6859 | 11.0241 | 58.71 | 1493.0007 | 1493.0007 | 995.8157 | 995.8157 | 306.1248 | 306.1248 | 0 | 0 | 191.0602 | 191.0602 | 546147385.5429 | 667176139.9219 | 287138631.0444 | 0 | 1500.4622 | 31.5971 | 0 | 0 | 0 | 834.3877 | 40 | 608 | 922.3846 | 152 | 38 | 0.88583
67 | 669.5704 | 152 | 200 | 800 | 0 | 100% | 74.0525 | 95.1141 | 94.9691 | 94.9691 | 1 | 95.1141 | 86.2688 | 176.8381 | 166.7782 | 166.7782 | 166.7782 | 10.0599 | 176.8381 | 43.7313 | 38.9344 | 38.9344 | 38.9344 | 4.7969 | 43.7313 | 0 | 0 | 0 | 0 | 0 | 0 | 0 | 0 | 0 | 57.5364 | 46.7295 | 46.7295 | 46.7295 | 10.8069 | 57.5364 | 1575.3896 | 1575.3896 | 1078.3926 | 1078.3926 | 306.009 | 306.009 | 0 | 0 | 190.988 | 190.988 | 551438048.8548 | 667187176.9584 | 292803909.5508 | 0 | 1511.4291 | 34.944 | 0 | 0 | 0 | 903.92 | 40 | 608 | 922.3846 | 152 | 38 | 0.90329
68 | 721.0758 | 152 | 200 | 800 | 0 | 100% | 75.1256 | 99.4413 | 99.2553 | 99.2553 | 1 | 99.4413 | 86.8 | 188.7767 | 178.0342 | 178.0342 | 178.0342 | 10.7425 | 188.7767 | 43.7175 | 38.9206 | 38.9206 | 38.9206 | 4.7969 | 43.7175 | 0 | 0 | 0 | 0 | 0 | 0 | 0 | 0 | 0 | 56.5628 | 45.937 | 45.937 | 45.937 | 10.6257 | 56.5628 | 1657.7806 | 1657.7806 | 1160.9521 | 1160.9521 | 305.9053 | 305.9053 | 0 | 0 | 190.9232 | 190.9232 | 555874926.6824 | 667194338.297 | 297667171.9861 | 0 | 1520.7364 | 38.007 | 0 | 0 | 0 | 973.4523 | 40 | 608 | 922.3846 | 152 | 38 | 0.91828
69 | 772.5812 | 152 | 200 | 800 | 0 | 100% | 76.3242 | 103.8058 | 103.5888 | 103.5888 | 1 | 103.8058 | 87.2461 | 200.7442 | 189.3173 | 189.3173 | 189.3173 | 11.4269 | 200.7442 | 43.7052 | 38.9084 | 38.9084 | 38.9084 | 4.7968 | 43.7052 | 0 | 0 | 0 | 0 | 0 | 0 | 0 | 0 | 0 | 55.7529 | 45.2771 | 45.2771 | 45.2771 | 10.4757 | 55.7529 | 1740.1733 | 1740.1733 | 1243.4967 | 1243.4967 | 305.8117 | 305.8117 | 0 | 0 | 190.8648 | 190.8648 | 559742233.4199 | 667197893.8858 | 301610867.9173 | 0 | 1528.551 | 40.8229 | 0 | 0 | 0 | 1042.9846 | 40 | 608 | 922.3846 | 152 | 38 | 0.93043
70 | 824.0866 | 152 | 200 | 800 | 0 | 100% | 77.1575 | 108.2098 | 107.9675 | 107.9675 | 1 | 108.2098 | 87.6192 | 212.7258 | 200.6137 | 200.6137 | 200.6137 | 12.112 | 212.7258 | 43.6943 | 38.8975 | 38.8975 | 38.8975 | 4.7968 | 43.6943 | 0 | 0 | 0 | 0 | 0 | 0 | 0 | 0 | 0 | 55.0994 | 44.7442 | 44.7442 | 44.7442 | 10.3552 | 55.0994 | 1822.5674 | 1822.5674 | 1326.0287 | 1326.0287 | 305.7269 | 305.7269 | 0 | 0 | 190.8119 | 190.8119 | 563146252.853 | 667199212.2298 | 304743213.6096 | 0 | 1535.0887 | 43.418 | 0 | 0 | 0 | 1112.5169 | 40 | 608 | 922.3846 | 152 | 38 | 0.94009
71 | 875.592 | 152 | 200 | 800 | 0 | 100% | 77.911 | 112.6603 | 112.3907 | 112.3907 | 1 | 112.6603 | 87.9293 | 224.7168 | 211.919 | 211.919 | 211.919 | 12.7978 | 224.7168 | 43.6844 | 38.8876 | 38.8876 | 38.8876 | 4.7968 | 43.6844 | 0 | 0 | 0 | 0 | 0 | 0 | 0 | 0 | 0 | 54.5992 | 44.3347 | 44.3347 | 44.3347 | 10.2645 | 54.5992 | 1904.9629 | 1904.9629 | 1408.5496 | 1408.5496 | 305.6497 | 305.6497 | 0 | 0 | 190.7637 | 190.7637 | 566146172.354 | 667200208.7177 | 307174553.2906 | 0 | 1540.5209 | 45.816 | 0 | 0 | 0 | 1182.0492 | 40 | 608 | 922.3846 | 152 | 38 | 0.94758
72 | 927.0974 | 152 | 200 | 800 | 0 | 100% | 78.4817 | 117.1548 | 116.8574 | 116.8574 | 1 | 117.1548 | 88.1974 | 236.7212 | 223.2368 | 223.2368 | 223.2368 | 13.4844 | 236.7212 | 43.6753 | 38.8786 | 38.8786 | 38.8786 | 4.7968 | 43.6753 | 0 | 0 | 0 | 0 | 0 | 0 | 0 | 0 | 0 | 54.2666 | 44.0751 | 44.0751 | 44.0751 | 10.1915 | 54.2666 | 1987.3595 | 1987.3595 | 1491.0609 | 1491.0609 | 305.5791 | 305.5791 | 0 | 0 | 190.7196 | 190.7196 | 568815035.8497 | 667200722.63 | 309202768.8467 | 0 | 1545.2185 | 48.0297 | 0 | 0 | 0 | 1251.5815 | 40 | 608 | 922.3846 | 152 | 38 | 0.95383
73 | 978.6028 | 152 | 200 | 800 | 0 | 100% | 78.9954 | 121.6693 | 121.3474 | 121.3474 | 1 | 121.6693 | 88.4151 | 248.7385 | 234.5667 | 234.5667 | 234.5667 | 14.1718 | 248.7385 | 43.6671 | 38.8703 | 38.8703 | 38.8703 | 4.7968 | 43.6671 | 0 | 0 | 0 | 0 | 0 | 0 | 0 | 0 | 0 | 53.9521 | 43.8154 | 43.8154 | 43.8154 | 10.1367 | 53.9521 | 2069.7571 | 2069.7571 | 1573.5637 | 1573.5637 | 305.5142 | 305.5142 | 0 | 0 | 190.6792 | 190.6792 | 571188438.6643 | 667200825.632 | 310643034.9369 | 0 | 1549.0323 | 50.0875 | 0 | 0 | 0 | 1321.1138 | 40 | 608 | 922.3846 | 152 | 38 | 0.95827
74 | 1030.1083 | 152 | 200 | 800 | 0 | 100% | 79.395 | 126.2154 | 125.8722 | 125.8722 | 1 | 126.2154 | 88.5957 | 260.7657 | 245.9059 | 245.9059 | 245.9059 | 14.8598 | 260.7657 | 43.6595 | 38.8627 | 38.8627 | 38.8627 | 4.7968 | 43.6595 | 0 | 0 | 0 | 0 | 0 | 0 | 0 | 0 | 0 | 53.7164 | 43.6195 | 43.6195 | 43.6195 | 10.0969 | 53.7164 | 2152.1556 | 2152.1556 | 1656.0592 | 1656.0592 | 305.4545 | 305.4545 | 0 | 0 | 190.6419 | 190.6419 | 573341739.3585 | 667200825.632 | 311654337.5252 | 0 | 1552.1969 | 52.0001 | 0 | 0 | 0 | 1390.6462 | 40 | 608 | 922.3846 | 152 | 38 | 0.96139
75 | 20.6022 | 201.4 | 200 | 800 | 0 | 100% | 0.53653 | 62.0725 | 45.3684 | 45.3684 | 1 | 62.0725 | 53.0449 | 61.0567 | 57.6182 | 57.6182 | 57.6182 | 3.4385 | 61.0567 | 44.4596 | 39.629 | 39.629 | 39.629 | 4.8306 | 44.4596 | 0 | 0 | 0 | 0 | 0 | 0 | 0 | 0 | 0 | 0 | 0 | 0 | 0 | 0 | 0 | 636.4022 | 636.4022 | 33.5381 | 33.5381 | 409.8223 | 409.8223 | 0 | 0 | 193.0418 | 193.0418 | 51413253.7214 | 877737173.8249 | 196199.3043 | 0 | 929.3466 | 0.43275 | 0 | 0 | 0 | 27.8129 | 53 | 608 | 922.3846 | 152 | 38 | 0.00060454
76 | 51.5054 | 201.4 | 200 | 800 | 0 | 100% | 7.7397 | 61.9442 | 64.2695 | 64.2695 | 1 | 61.9442 | 57.4942 | 64.1211 | 60.5054 | 60.5054 | 60.5054 | 3.6157 | 64.1211 | 44.3436 | 39.5198 | 39.5198 | 39.5198 | 4.8238 | 44.3436 | 0 | 0 | 0 | 0 | 0 | 0 | 0 | 0 | 0 | 2763.8165 | 2223.7986 | 2223.7986 | 2223.7986 | 540.0179 | 2763.8165 | 685.7756 | 685.7756 | 83.7313 | 83.7313 | 409.265 | 409.265 | 0 | 0 | 192.7793 | 192.7793 | 121776970.8199 | 879025685.5282 | 6494948.4846 | 0 | 1007.2976 | 0.34169 | 0 | 0 | 0 | 69.5323 | 53 | 608 | 922.3846 | 152 | 38 | 0.020013
77 | 154.5162 | 201.4 | 200 | 800 | 0 | 100% | 30.3539 | 62.2655 | 63.0075 | 63.0075 | 1 | 62.2655 | 71.5008 | 75.2341 | 70.9784 | 70.9784 | 70.9784 | 4.2556 | 75.2341 | 44.0808 | 39.2714 | 39.2714 | 39.2714 | 4.8094 | 44.0808 | 0 | 0 | 0 | 0 | 0 | 0 | 0 | 0 | 0 | 271.2976 | 218.9772 | 218.9772 | 218.9772 | 52.3205 | 271.2976 | 850.4187 | 850.4187 | 250.3639 | 250.3639 | 407.9125 | 407.9125 | 0 | 0 | 192.1423 | 192.1423 | 308943071.738 | 881762979.5661 | 61988400.2283 | 0 | 1252.6945 | 0.91938 | 0 | 0 | 0 | 208.5969 | 53 | 608 | 922.3846 | 152 | 38 | 0.19233
78 | 206.0217 | 201.4 | 200 | 800 | 0 | 100% | 45.9817 | 63.3591 | 64.1143 | 64.1143 | 1 | 63.3591 | 77.1934 | 82.5516 | 77.8768 | 77.8768 | 77.8768 | 4.6748 | 82.5516 | 43.9964 | 39.1912 | 39.1912 | 39.1912 | 4.8053 | 43.9964 | 0 | 0 | 0 | 0 | 0 | 0 | 0 | 0 | 0 | 174.7536 | 141.2499 | 141.2499 | 141.2499 | 33.5037 | 174.7536 | 932.765 | 932.765 | 333.4224 | 333.4224 | 407.4284 | 407.4284 | 0 | 0 | 191.9142 | 191.9142 | 371292337.1957 | 882535634.8311 | 98600700.1373 | 0 | 1352.4287 | 2.6947 | 0 | 0 | 0 | 278.1292 | 53 | 608 | 922.3846 | 152 | 38 | 0.30576
79 | 257.5271 | 201.4 | 200 | 800 | 0 | 100% | 59.4406 | 65.1157 | 65.6326 | 65.6326 | 1 | 65.1157 | 81.9823 | 94.0873 | 88.7543 | 88.7543 | 88.7543 | 5.333 | 94.0873 | 43.9336 | 39.131 | 39.131 | 39.131 | 4.8026 | 43.9336 | 0 | 0 | 0 | 0 | 0 | 0 | 0 | 0 | 0 | 116.8663 | 94.9022 | 94.9022 | 94.9022 | 21.9641 | 116.8663 | 1015.1221 | 1015.1221 | 416.3684 | 416.3684 | 407.0281 | 407.0281 | 0 | 0 | 191.7256 | 191.7256 | 403331378.6608 | 883020358.9714 | 149978815.542 | 0 | 1436.3306 | 5.1426 | 0 | 0 | 0 | 347.6615 | 53 | 608 | 922.3846 | 152 | 38 | 0.46407
80 | 309.0325 | 201.4 | 200 | 800 | 0 | 100% | 67.7055 | 67.5745 | 67.8423 | 67.8423 | 1 | 67.5745 | 85.2557 | 107.233 | 101.1501 | 101.1501 | 101.1501 | 6.0829 | 107.233 | 43.887 | 39.086 | 39.086 | 39.086 | 4.801 | 43.887 | 0 | 0 | 0 | 0 | 0 | 0 | 0 | 0 | 0 | 91.8331 | 74.7022 | 74.7022 | 74.7022 | 17.1309 | 91.8331 | 1097.4874 | 1097.4874 | 499.2289 | 499.2289 | 406.6914 | 406.6914 | 0 | 0 | 191.5671 | 191.5671 | 423116446.8921 | 883294862.488 | 187268863.7989 | 0 | 1493.6802 | 8.938 | 0 | 0 | 0 | 417.1938 | 53 | 608 | 922.3846 | 152 | 38 | 0.57897
81 | 360.5379 | 201.4 | 200 | 800 | 0 | 100% | 72.8311 | 70.8556 | 71.0295 | 71.0295 | 1 | 70.8556 | 87.198 | 120.7402 | 113.8866 | 113.8866 | 113.8866 | 6.8536 | 120.7402 | 43.8491 | 39.0492 | 39.0492 | 39.0492 | 4.7999 | 43.8491 | 0 | 0 | 0 | 0 | 0 | 0 | 0 | 0 | 0 | 81.9965 | 66.7224 | 66.7224 | 66.7224 | 15.2741 | 81.9965 | 1179.8591 | 1179.8591 | 582.0227 | 582.0227 | 406.4045 | 406.4045 | 0 | 0 | 191.4319 | 191.4319 | 437470047.6089 | 883509039.3674 | 206729082.5917 | 0 | 1527.7082 | 13.6115 | 0 | 0 | 0 | 486.7262 | 53 | 608 | 922.3846 | 152 | 38 | 0.63894
82 | 412.0433 | 201.4 | 200 | 800 | 0 | 100% | 76.1986 | 74.5408 | 74.68 | 74.68 | 1 | 74.5408 | 88.5198 | 134.2687 | 126.6428 | 126.6428 | 126.6428 | 7.6259 | 134.2687 | 43.8175 | 39.0185 | 39.0185 | 39.0185 | 4.7991 | 43.8175 | 0 | 0 | 0 | 0 | 0 | 0 | 0 | 0 | 0 | 77.0622 | 62.7008 | 62.7008 | 62.7008 | 14.3614 | 77.0622 | 1262.2358 | 1262.2358 | 664.7636 | 664.7636 | 406.1569 | 406.1569 | 0 | 0 | 191.3153 | 191.3153 | 448944585.6934 | 883660195.0489 | 218261444.3988 | 0 | 1550.8662 | 18.2625 | 0 | 0 | 0 | 556.2585 | 53 | 608 | 922.3846 | 152 | 38 | 0.67448
83 | 463.5487 | 201.4 | 200 | 800 | 0 | 100% | 78.4703 | 78.497 | 78.6152 | 78.6152 | 1 | 78.497 | 89.4251 | 147.8488 | 139.4474 | 139.4474 | 139.4474 | 8.4014 | 147.8488 | 43.7913 | 38.9929 | 38.9929 | 38.9929 | 4.7985 | 43.7913 | 0 | 0 | 0 | 0 | 0 | 0 | 0 | 0 | 0 | 74.4519 | 60.5558 | 60.5558 | 60.5558 | 13.8962 | 74.4519 | 1344.6167 | 1344.6167 | 747.4618 | 747.4618 | 405.9412 | 405.9412 | 0 | 0 | 191.2137 | 191.2137 | 458048784.9815 | 883762797.0018 | 224915584.4114 | 0 | 1566.7272 | 22.6998 | 0 | 0 | 0 | 625.7908 | 53 | 608 | 922.3846 | 152 | 38 | 0.69498
84 | 515.0541 | 201.4 | 200 | 800 | 0 | 100% | 80.1941 | 82.5549 | 82.6519 | 82.6519 | 1 | 82.5549 | 90.148 | 161.4976 | 152.3165 | 152.3165 | 152.3165 | 9.1811 | 161.4976 | 43.7694 | 38.9713 | 38.9713 | 38.9713 | 4.798 | 43.7694 | 0 | 0 | 0 | 0 | 0 | 0 | 0 | 0 | 0 | 72.5538 | 58.9915 | 58.9915 | 58.9915 | 13.5623 | 72.5538 | 1427.0009 | 1427.0009 | 830.1251 | 830.1251 | 405.7515 | 405.7515 | 0 | 0 | 191.1243 | 191.1243 | 465345314.5967 | 883833732.4156 | 230214719.157 | 0 | 1579.3938 | 26.7601 | 0 | 0 | 0 | 695.3231 | 53 | 608 | 922.3846 | 152 | 38 | 0.71132
85 | 566.5595 | 201.4 | 200 | 800 | 0 | 100% | 81.5183 | 86.6958 | 86.7788 | 86.7788 | 1 | 86.6958 | 90.7177 | 175.2105 | 165.246 | 165.246 | 165.246 | 9.9645 | 175.2105 | 43.7505 | 38.9527 | 38.9527 | 38.9527 | 4.7977 | 43.7505 | 0 | 0 | 0 | 0 | 0 | 0 | 0 | 0 | 0 | 71.17 | 57.8522 | 57.8522 | 57.8522 | 13.3178 | 71.17 | 1509.3879 | 1509.3879 | 912.7593 | 912.7593 | 405.5834 | 405.5834 | 0 | 0 | 191.0452 | 191.0452 | 471393567.6363 | 883885968.6324 | 234095070.4791 | 0 | 1589.3746 | 30.4837 | 0 | 0 | 0 | 764.8554 | 53 | 608 | 922.3846 | 152 | 38 | 0.72328
86 | 618.065 | 201.4 | 200 | 800 | 0 | 100% | 82.6484 | 90.8973 | 90.9623 | 90.9623 | 1 | 90.8973 | 91.1927 | 188.9382 | 178.1892 | 178.1892 | 178.1892 | 10.749 | 188.9382 | 43.7341 | 38.9366 | 38.9366 | 38.9366 | 4.7975 | 43.7341 | 0 | 0 | 0 | 0 | 0 | 0 | 0 | 0 | 0 | 70.1559 | 57.0187 | 57.0187 | 57.0187 | 13.1372 | 70.1559 | 1591.7773 | 1591.7773 | 995.3693 | 995.3693 | 405.4335 | 405.4335 | 0 | 0 | 190.9745 | 190.9745 | 476476410.3817 | 883918539.9278 | 237301768.4085 | 0 | 1597.6967 | 33.8795 | 0 | 0 | 0 | 834.3877 | 53 | 608 | 922.3846 | 152 | 38 | 0.73316
87 | 669.5704 | 201.4 | 200 | 800 | 0 | 100% | 83.6872 | 95.1181 | 95.163 | 95.163 | 1 | 95.1181 | 91.6014 | 202.7367 | 191.199 | 191.199 | 191.199 | 11.5376 | 202.7367 | 43.7195 | 38.9222 | 38.9222 | 38.9222 | 4.7974 | 43.7195 | 0 | 0 | 0 | 0 | 0 | 0 | 0 | 0 | 0 | 69.2295 | 56.2614 | 56.2614 | 56.2614 | 12.9681 | 69.2295 | 1674.1686 | 1674.1686 | 1077.9586 | 1077.9586 | 405.2988 | 405.2988 | 0 | 0 | 190.9111 | 190.9111 | 480642261.2962 | 883953928.8845 | 240260626.4875 | 0 | 1604.8568 | 36.9746 | 0 | 0 | 0 | 903.92 | 53 | 608 | 922.3846 | 152 | 38 | 0.74228
88 | 721.0758 | 201.4 | 200 | 800 | 0 | 100% | 84.7489 | 99.3685 | 99.3997 | 99.3997 | 1 | 99.3685 | 91.9535 | 216.5858 | 204.2565 | 204.2565 | 204.2565 | 12.3293 | 216.5858 | 43.7065 | 38.9093 | 38.9093 | 38.9093 | 4.7972 | 43.7065 | 0 | 0 | 0 | 0 | 0 | 0 | 0 | 0 | 0 | 68.4466 | 55.6193 | 55.6193 | 55.6193 | 12.8273 | 68.4466 | 1756.5616 | 1756.5616 | 1160.5304 | 1160.5304 | 405.1773 | 405.1773 | 0 | 0 | 190.8539 | 190.8539 | 484246463.461 | 883976243.7292 | 242801883.3239 | 0 | 1611.0246 | 39.807 | 0 | 0 | 0 | 973.4523 | 53 | 608 | 922.3846 | 152 | 38 | 0.75011
89 | 772.5812 | 201.4 | 200 | 800 | 0 | 100% | 85.6621 | 103.6512 | 103.6707 | 103.6707 | 1 | 103.6512 | 92.2348 | 230.4559 | 217.3337 | 217.3337 | 217.3337 | 13.1222 | 230.4559 | 43.6949 | 38.8978 | 38.8978 | 38.8978 | 4.7971 | 43.6949 | 0 | 0 | 0 | 0 | 0 | 0 | 0 | 0 | 0 | 67.8294 | 55.113 | 55.113 | 55.113 | 12.7164 | 67.8294 | 1838.9561 | 1838.9561 | 1243.0871 | 1243.0871 | 405.067 | 405.067 | 0 | 0 | 190.8019 | 190.8019 | 487328820.9041 | 883994767.4707 | 244630586.8498 | 0 | 1615.9542 | 42.4233 | 0 | 0 | 0 | 1042.9846 | 53 | 608 | 922.3846 | 152 | 38 | 0.75575
90 | 824.0866 | 201.4 | 200 | 800 | 0 | 100% | 86.2557 | 107.9739 | 107.9902 | 107.9902 | 1 | 107.9739 | 92.4576 | 244.3401 | 230.4241 | 230.4241 | 230.4241 | 13.916 | 244.3401 | 43.6845 | 38.8875 | 38.8875 | 38.8875 | 4.797 | 43.6845 | 0 | 0 | 0 | 0 | 0 | 0 | 0 | 0 | 0 | 67.3988 | 54.7597 | 54.7597 | 54.7597 | 12.6392 | 67.3988 | 1921.3518 | 1921.3518 | 1325.6306 | 1325.6306 | 404.9665 | 404.9665 | 0 | 0 | 190.7546 | 190.7546 | 490083135.3826 | 884009603.4462 | 245765213.583 | 0 | 1619.858 | 44.8444 | 0 | 0 | 0 | 1112.5169 | 53 | 608 | 922.3846 | 152 | 38 | 0.75925
91 | 875.592 | 201.4 | 200 | 800 | 0 | 100% | 86.7922 | 112.3258 | 112.3333 | 112.3333 | 1 | 112.3258 | 92.6442 | 258.2278 | 243.5177 | 243.5177 | 243.5177 | 14.7101 | 258.2278 | 43.675 | 38.8781 | 38.8781 | 38.8781 | 4.7969 | 43.675 | 0 | 0 | 0 | 0 | 0 | 0 | 0 | 0 | 0 | 67.0914 | 54.5051 | 54.5051 | 54.5051 | 12.5863 | 67.0914 | 2003.7486 | 2003.7486 | 1408.1627 | 1408.1627 | 404.8746 | 404.8746 | 0 | 0 | 190.7113 | 190.7113 | 492496236.1147 | 884021028.2647 | 246609969.6543 | 0 | 1623.1272 | 47.0808 | 0 | 0 | 0 | 1182.0492 | 53 | 608 | 922.3846 | 152 | 38 | 0.76186
92 | 927.0974 | 201.4 | 200 | 800 | 0 | 100% | 87.1575 | 116.7023 | 116.6995 | 116.6995 | 1 | 116.7023 | 92.7964 | 272.1378 | 256.6322 | 256.6322 | 256.6322 | 15.5056 | 272.1378 | 43.6664 | 38.8695 | 38.8695 | 38.8695 | 4.7969 | 43.6664 | 0 | 0 | 0 | 0 | 0 | 0 | 0 | 0 | 0 | 66.8681 | 54.3182 | 54.3182 | 54.3182 | 12.55 | 66.8681 | 2086.1464 | 2086.1464 | 1490.6847 | 1490.6847 | 404.7901 | 404.7901 | 0 | 0 | 190.6715 | 190.6715 | 494600327.7728 | 884029051.0241 | 247163500.2906 | 0 | 1625.7929 | 49.1543 | 0 | 0 | 0 | 1251.5815 | 53 | 608 | 922.3846 | 152 | 38 | 0.76357
93 | 978.6028 | 201.4 | 200 | 800 | 0 | 100% | 87.4087 | 121.1149 | 121.1032 | 121.1032 | 1 | 121.1149 | 92.9101 | 286.0804 | 269.7774 | 269.7774 | 269.7774 | 16.3029 | 286.0804 | 43.6586 | 38.8617 | 38.8617 | 38.8617 | 4.7968 | 43.6586 | 0 | 0 | 0 | 0 | 0 | 0 | 0 | 0 | 0 | 66.7588 | 54.2228 | 54.2228 | 54.2228 | 12.536 | 66.7588 | 2168.545 | 2168.545 | 1573.1979 | 1573.1979 | 404.7123 | 404.7123 | 0 | 0 | 190.6348 | 190.6348 | 496450854.2829 | 884034609.6418 | 247300086.9886 | 0 | 1627.7856 | 51.0864 | 0 | 0 | 0 | 1321.1138 | 53 | 608 | 922.3846 | 152 | 38 | 0.76399
94 | 1030.1083 | 201.4 | 200 | 800 | 0 | 100% | 87.6256 | 125.5519 | 125.5375 | 125.5375 | 1 | 125.5519 | 92.9998 | 300.0275 | 282.9269 | 282.9269 | 282.9269 | 17.1006 | 300.0275 | 43.6514 | 38.8546 | 38.8546 | 38.8546 | 4.7968 | 43.6514 | 0 | 0 | 0 | 0 | 0 | 0 | 0 | 0 | 0 | 66.7259 | 54.1889 | 54.1889 | 54.1889 | 12.537 | 66.7259 | 2250.9444 | 2250.9444 | 1655.7032 | 1655.7032 | 404.6403 | 404.6403 | 0 | 0 | 190.6009 | 190.6009 | 498169903.2491 | 884037424.2553 | 247149958.7287 | 0 | 1629.3573 | 52.8855 | 0 | 0 | 0 | 1390.6462 | 53 | 608 | 922.3846 | 152 | 38 | 0.76353
95 | 20.6022 | 250.8 | 200 | 800 | 0 | 100% | 39.9201 | 59.2153 | 59.3275 | 59.3275 | 1 | 59.2153 | 64.977 | 74.5228 | 70.3159 | 70.3159 | 70.3159 | 4.2069 | 74.5228 | 46.1256 | 41.1027 | 41.1027 | 41.1027 | 5.0228 | 46.1256 | 0 | 0 | 0 | 0 | 0 | 0 | 0 | 0 | 0 | 351.7961 | 284.0945 | 284.0945 | 284.0945 | 67.7016 | 351.7961 | 735.0693 | 735.0693 | 33.4537 | 33.4537 | 509.0598 | 509.0598 | 0 | 0 | 192.5558 | 192.5558 | 41980477.4715 | 1051149314.6165 | 45267418.3465 | 0 | 1138.3972 | 0.44418 | 0 | 0 | 0 | 27.8129 | 66 | 608 | 922.3846 | 152 | 38 | 0.14092
96 | 51.5054 | 250.8 | 200 | 800 | 0 | 100% | 43.2192 | 59.661 | 59.8521 | 59.8521 | 1 | 59.661 | 68.944 | 77.0735 | 72.7185 | 72.7185 | 72.7185 | 4.355 | 77.0735 | 46.0571 | 41.0372 | 41.0372 | 41.0372 | 5.0199 | 46.0571 | 0 | 0 | 0 | 0 | 0 | 0 | 0 | 0 | 0 | 292.737 | 236.5336 | 236.5336 | 236.5336 | 56.2034 | 292.737 | 784.4616 | 784.4616 | 83.5503 | 83.5503 | 508.5488 | 508.5488 | 0 | 0 | 192.3625 | 192.3625 | 101271201.387 | 1051812652.6938 | 54815720.0583 | 0 | 1207.8996 | 1.0251 | 0 | 0 | 0 | 69.5323 | 66 | 608 | 922.3846 | 152 | 38 | 0.17091
97 | 154.5162 | 250.8 | 200 | 800 | 0 | 100% | 57.3744 | 62.0805 | 62.4856 | 62.4856 | 1 | 62.0805 | 80.3417 | 86.4369 | 81.5411 | 81.5411 | 81.5411 | 4.8958 | 86.4369 | 45.8925 | 40.8792 | 40.8792 | 40.8792 | 5.0133 | 45.8925 | 0 | 0 | 0 | 0 | 0 | 0 | 0 | 0 | 0 | 191.4325 | 154.7074 | 154.7074 | 154.7074 | 36.7252 | 191.4325 | 949.1453 | 949.1453 | 250.0142 | 250.0142 | 507.2571 | 507.2571 | 0 | 0 | 191.8739 | 191.8739 | 268675172.2327 | 1053278272.6796 | 85632770.545 | 0 | 1407.5862 | 4.7103 | 0 | 0 | 0 | 208.5969 | 66 | 608 | 922.3846 | 152 | 38 | 0.26647
98 | 206.0217 | 250.8 | 200 | 800 | 0 | 100% | 68.9041 | 63.9102 | 64.3759 | 64.3759 | 1 | 63.9102 | 84.7874 | 94.5685 | 89.2073 | 89.2073 | 89.2073 | 5.3612 | 94.5685 | 45.8385 | 40.8269 | 40.8269 | 40.8269 | 5.0116 | 45.8385 | 0 | 0 | 0 | 0 | 0 | 0 | 0 | 0 | 0 | 154.6615 | 125.0665 | 125.0665 | 125.0665 | 29.595 | 154.6615 | 1031.5042 | 1031.5042 | 333.0362 | 333.0362 | 506.7761 | 506.7761 | 0 | 0 | 191.692 | 191.692 | 323776712.3909 | 1053640731.5492 | 108058595.573 | 0 | 1485.476 | 7.4317 | 0 | 0 | 0 | 278.1292 | 66 | 608 | 922.3846 | 152 | 38 | 0.33557
99 | 257.5271 | 250.8 | 200 | 800 | 0 | 100% | 76.7808 | 66.5465 | 66.9124 | 66.9124 | 1 | 66.5465 | 87.9457 | 107.7214 | 101.6099 | 101.6099 | 101.6099 | 6.1114 | 107.7214 | 45.7965 | 40.7859 | 40.7859 | 40.7859 | 5.0106 | 45.7965 | 0 | 0 | 0 | 0 | 0 | 0 | 0 | 0 | 0 | 125.3728 | 101.7077 | 101.7077 | 101.7077 | 23.6651 | 125.3728 | 1113.8709 | 1113.8709 | 415.962 | 415.962 | 506.3704 | 506.3704 | 0 | 0 | 191.5385 | 191.5385 | 351978044.6879 | 1053874637.2133 | 134956643.1023 | 0 | 1540.8093 | 11.0326 | 0 | 0 | 0 | 347.6615 | 66 | 608 | 922.3846 | 152 | 38 | 0.41845
100 | 309.0325 | 250.8 | 200 | 800 | 0 | 100% | 80.8333 | 69.6864 | 69.9466 | 69.9466 | 1 | 69.6864 | 89.9955 | 122.8647 | 115.8896 | 115.8896 | 115.8896 | 6.9751 | 122.8647 | 45.7625 | 40.7526 | 40.7526 | 40.7526 | 5.0099 | 45.7625 | 0 | 0 | 0 | 0 | 0 | 0 | 0 | 0 | 0 | 108.7606 | 88.2249 | 88.2249 | 88.2249 | 20.5357 | 108.7606 | 1196.2437 | 1196.2437 | 498.8126 | 498.8126 | 506.0237 | 506.0237 | 0 | 0 | 191.4074 | 191.4074 | 368955026.239 | 1054043196.2531 | 153723185.0525 | 0 | 1576.7214 | 15.2344 | 0 | 0 | 0 | 417.1938 | 66 | 608 | 922.3846 | 152 | 38 | 0.47628
101 | 360.5379 | 250.8 | 200 | 800 | 0 | 100% | 83.4817 | 73.2975 | 73.5081 | 73.5081 | 1 | 73.2975 | 91.3004 | 138.4438 | 130.5799 | 130.5799 | 130.5799 | 7.8639 | 138.4438 | 45.7328 | 40.7235 | 40.7235 | 40.7235 | 5.0093 | 45.7328 | 0 | 0 | 0 | 0 | 0 | 0 | 0 | 0 | 0 | 101.0597 | 81.9869 | 81.9869 | 81.9869 | 19.0728 | 101.0597 | 1278.6214 | 1278.6214 | 581.6034 | 581.6034 | 505.724 | 505.724 | 0 | 0 | 191.294 | 191.294 | 381262545.5844 | 1054174829.2909 | 164145329.752 | 0 | 1599.5827 | 19.5913 | 0 | 0 | 0 | 486.7262 | 66 | 608 | 922.3846 | 152 | 38 | 0.50839
102 | 412.0433 | 250.8 | 200 | 800 | 0 | 100% | 85.4795 | 77.1477 | 77.3335 | 77.3335 | 1 | 77.1477 | 92.1902 | 154.1045 | 145.3468 | 145.3468 | 145.3468 | 8.7577 | 154.1045 | 45.7082 | 40.6993 | 40.6993 | 40.6993 | 5.0089 | 45.7082 | 0 | 0 | 0 | 0 | 0 | 0 | 0 | 0 | 0 | 96.9378 | 78.6205 | 78.6205 | 78.6205 | 18.3173 | 96.9378 | 1361.0029 | 1361.0029 | 664.3456 | 664.3456 | 505.4623 | 505.4623 | 0 | 0 | 191.195 | 191.195 | 390867728.0193 | 1054254231.1658 | 170051131.7582 | 0 | 1615.1731 | 23.7756 | 0 | 0 | 0 | 556.2585 | 66 | 608 | 922.3846 | 152 | 38 | 0.52659
103 | 463.5487 | 250.8 | 200 | 800 | 0 | 100% | 86.9749 | 81.1747 | 81.3469 | 81.3469 | 1 | 81.1747 | 92.8278 | 169.8445 | 160.1881 | 160.1881 | 160.1881 | 9.6564 | 169.8445 | 45.6876 | 40.6789 | 40.6789 | 40.6789 | 5.0087 | 45.6876 | 0 | 0 | 0 | 0 | 0 | 0 | 0 | 0 | 0 | 94.7945 | 76.8753 | 76.8753 | 76.8753 | 17.9193 | 94.7945 | 1443.3878 | 1443.3878 | 747.0481 | 747.0481 | 505.2318 | 505.2318 | 0 | 0 | 191.1078 | 191.1078 | 398437701.576 | 1054296793.3331 | 173609417.7926 | 0 | 1626.3439 | 27.6805 | 0 | 0 | 0 | 625.7908 | 66 | 608 | 922.3846 | 152 | 38 | 0.53755
104 | 515.0541 | 250.8 | 200 | 800 | 0 | 100% | 87.968 | 85.2794 | 85.4412 | 85.4412 | 1 | 85.2794 | 93.3075 | 185.6849 | 175.1239 | 175.1239 | 175.1239 | 10.561 | 185.6849 | 45.6706 | 40.6619 | 40.6619 | 40.6619 | 5.0086 | 45.6706 | 0 | 0 | 0 | 0 | 0 | 0 | 0 | 0 | 0 | 93.2848 | 75.6214 | 75.6214 | 75.6214 | 17.6633 | 93.2848 | 1525.7753 | 1525.7753 | 829.7174 | 829.7174 | 505.0273 | 505.0273 | 0 | 0 | 191.0305 | 191.0305 | 404523921.0754 | 1054312834.0619 | 175910248.3313 | 0 | 1634.747 | 31.281 | 0 | 0 | 0 | 695.3231 | 66 | 608 | 922.3846 | 152 | 38 | 0.54464
105 | 566.5595 | 250.8 | 200 | 800 | 0 | 100% | 88.9269 | 89.4484 | 89.6028 | 89.6028 | 1 | 89.4484 | 93.6784 | 201.5562 | 190.0886 | 190.0886 | 190.0886 | 11.4676 | 201.5562 | 45.6546 | 40.6461 | 40.6461 | 40.6461 | 5.0085 | 45.6546 | 0 | 0 | 0 | 0 | 0 | 0 | 0 | 0 | 0 | 92.3124 | 74.8068 | 74.8068 | 74.8068 | 17.5055 | 92.3124 | 1608.165 | 1608.165 | 912.359 | 912.359 | 504.8446 | 504.8446 | 0 | 0 | 190.9614 | 190.9614 | 409604835.5625 | 1054354762.7297 | 177286402.2282 | 0 | 1641.246 | 34.5869 | 0 | 0 | 0 | 764.8554 | 66 | 608 | 922.3846 | 152 | 38 | 0.54888
106 | 618.065 | 250.8 | 200 | 800 | 0 | 100% | 89.7831 | 93.6553 | 93.7995 | 93.7995 | 1 | 93.6553 | 93.9982 | 217.4608 | 205.0845 | 205.0845 | 205.0845 | 12.3763 | 217.4608 | 45.64 | 40.6317 | 40.6317 | 40.6317 | 5.0084 | 45.64 | 0 | 0 | 0 | 0 | 0 | 0 | 0 | 0 | 0 | 91.5891 | 74.2009 | 74.2009 | 74.2009 | 17.3882 | 91.5891 | 1690.5567 | 1690.5567 | 994.977 | 994.977 | 504.6804 | 504.6804 | 0 | 0 | 190.8993 | 190.8993 | 413821064.2948 | 1054388095.7816 | 178639486.7346 | 0 | 1646.8486 | 37.6021 | 0 | 0 | 0 | 834.3877 | 66 | 608 | 922.3846 | 152 | 38 | 0.55305
107 | 669.5704 | 250.8 | 200 | 800 | 0 | 100% | 90.3196 | 97.8931 | 98.0222 | 98.0222 | 1 | 97.8931 | 94.2408 | 233.4652 | 220.1743 | 220.1743 | 220.1743 | 13.2908 | 233.4652 | 45.6269 | 40.6187 | 40.6187 | 40.6187 | 5.0082 | 45.6269 | 0 | 0 | 0 | 0 | 0 | 0 | 0 | 0 | 0 | 90.9896 | 73.7012 | 73.7012 | 73.7012 | 17.2884 | 90.9896 | 1772.95 | 1772.95 | 1077.5748 | 1077.5748 | 504.532 | 504.532 | 0 | 0 | 190.8431 | 190.8431 | 417212664.2443 | 1054414879.4223 | 179472056.2236 | 0 | 1651.0996 | 40.384 | 0 | 0 | 0 | 903.92 | 66 | 608 | 922.3846 | 152 | 38 | 0.55562
108 | 721.0758 | 250.8 | 200 | 800 | 0 | 100% | 90.742 | 102.1704 | 102.2941 | 102.2941 | 1 | 102.1704 | 94.4356 | 249.5296 | 235.3207 | 235.3207 | 235.3207 | 14.2089 | 249.5296 | 45.6153 | 40.6071 | 40.6071 | 40.6071 | 5.0082 | 45.6153 | 0 | 0 | 0 | 0 | 0 | 0 | 0 | 0 | 0 | 90.6253 | 73.3922 | 73.3922 | 73.3922 | 17.2331 | 90.6253 | 1855.3447 | 1855.3447 | 1160.1553 | 1160.1553 | 504.3973 | 504.3973 | 0 | 0 | 190.7922 | 190.7922 | 420162918.2302 | 1054421106.195 | 179927393.0263 | 0 | 1654.5114 | 42.9457 | 0 | 0 | 0 | 973.4523 | 66 | 608 | 922.3846 | 152 | 38 | 0.55702
109 | 772.5812 | 250.8 | 200 | 800 | 0 | 100% | 91.0388 | 106.4846 | 106.6034 | 106.6034 | 1 | 106.4846 | 94.5794 | 265.5992 | 250.4717 | 250.4717 | 250.4717 | 15.1275 | 265.5992 | 45.6056 | 40.5974 | 40.5974 | 40.5974 | 5.0082 | 45.6056 | 0 | 0 | 0 | 0 | 0 | 0 | 0 | 0 | 0 | 90.5026 | 73.2818 | 73.2818 | 73.2818 | 17.2209 | 90.5026 | 1937.7407 | 1937.7407 | 1242.7206 | 1242.7206 | 504.2744 | 504.2744 | 0 | 0 | 190.7457 | 190.7457 | 422733062.5342 | 1054404920.355 | 179892543.9925 | 0 | 1657.0305 | 45.318 | 0 | 0 | 0 | 1042.9846 | 66 | 608 | 922.3846 | 152 | 38 | 0.55691
110 | 824.0866 | 250.8 | 200 | 800 | 0 | 100% | 91.2557 | 110.8201 | 110.932 | 110.932 | 1 | 110.8201 | 94.7076 | 281.6639 | 265.6181 | 265.6181 | 265.6181 | 16.0458 | 281.6639 | 45.5971 | 40.5889 | 40.5889 | 40.5889 | 5.0082 | 45.5971 | 0 | 0 | 0 | 0 | 0 | 0 | 0 | 0 | 0 | 90.4981 | 73.2686 | 73.2686 | 73.2686 | 17.2295 | 90.4981 | 2020.1377 | 2020.1377 | 1325.2728 | 1325.2728 | 504.1618 | 504.1618 | 0 | 0 | 190.7031 | 190.7031 | 425017973.5494 | 1054396187.2548 | 179863829.6746 | 0 | 1659.278 | 47.5031 | 0 | 0 | 0 | 1112.5169 | 66 | 608 | 922.3846 | 152 | 38 | 0.55682
111 | 875.592 | 250.8 | 200 | 800 | 0 | 100% | 91.5183 | 115.1624 | 115.2606 | 115.2606 | 1 | 115.1624 | 94.8211 | 297.7435 | 280.7784 | 280.7784 | 280.7784 | 16.9651 | 297.7435 | 45.5889 | 40.5807 | 40.5807 | 40.5807 | 5.0083 | 45.5889 | 0 | 0 | 0 | 0 | 0 | 0 | 0 | 0 | 0 | 90.4927 | 73.2541 | 73.2541 | 73.2541 | 17.2386 | 90.4927 | 2102.5356 | 2102.5356 | 1407.8133 | 1407.8133 | 504.0584 | 504.0584 | 0 | 0 | 190.664 | 190.664 | 426982859.452 | 1054399868.9288 | 179882757.2124 | 0 | 1661.2655 | 49.5225 | 0 | 0 | 0 | 1182.0492 | 66 | 608 | 922.3846 | 152 | 38 | 0.55688
112 | 927.0974 | 250.8 | 200 | 800 | 0 | 100% | 91.7466 | 119.5128 | 119.5938 | 119.5938 | 1 | 119.5128 | 94.9202 | 313.8783 | 295.9907 | 295.9907 | 295.9907 | 17.8877 | 313.8783 | 45.5809 | 40.5727 | 40.5727 | 40.5727 | 5.0082 | 45.5809 | 0 | 0 | 0 | 0 | 0 | 0 | 0 | 0 | 0 | 90.4745 | 73.2281 | 73.2281 | 73.2281 | 17.2464 | 90.4745 | 2184.9344 | 2184.9344 | 1490.3436 | 1490.3436 | 503.9629 | 503.9629 | 0 | 0 | 190.6279 | 190.6279 | 428648858.5268 | 1054413414.9651 | 179940127.1273 | 0 | 1663.0024 | 51.3952 | 0 | 0 | 0 | 1251.5815 | 66 | 608 | 922.3846 | 152 | 38 | 0.55706
113 | 978.6028 | 250.8 | 200 | 800 | 0 | 100% | 91.9064 | 123.877 | 123.951 | 123.951 | 1 | 123.877 | 94.9908 | 330.0568 | 311.244 | 311.244 | 311.244 | 18.8128 | 330.0568 | 45.5734 | 40.5652 | 40.5652 | 40.5652 | 5.0082 | 45.5734 | 0 | 0 | 0 | 0 | 0 | 0 | 0 | 0 | 0 | 90.4935 | 73.2314 | 73.2314 | 73.2314 | 17.2622 | 90.4935 | 2267.334 | 2267.334 | 1572.8649 | 1572.8649 | 503.8746 | 503.8746 | 0 | 0 | 190.5945 | 190.5945 | 430141237.7073 | 1054421269.0801 | 179676026.2691 | 0 | 1664.2385 | 53.1451 | 0 | 0 | 0 | 1321.1138 | 66 | 608 | 922.3846 | 152 | 38 | 0.55625
114 | 1030.1083 | 250.8 | 200 | 800 | 0 | 100% | 91.9635 | 128.255 | 128.3309 | 128.3309 | 1 | 128.255 | 95.048 | 346.2233 | 326.486 | 326.486 | 326.486 | 19.7373 | 346.2233 | 45.5665 | 40.5584 | 40.5584 | 40.5584 | 5.0081 | 45.5665 | 0 | 0 | 0 | 0 | 0 | 0 | 0 | 0 | 0 | 90.5832 | 73.2914 | 73.2914 | 73.2914 | 17.2918 | 90.5832 | 2349.7341 | 2349.7341 | 1655.378 | 1655.378 | 503.7927 | 503.7927 | 0 | 0 | 190.5635 | 190.5635 | 431566117.8619 | 1054422059.4225 | 179253275.7577 | 0 | 1665.2415 | 54.7774 | 0 | 0 | 0 | 1390.6462 | 66 | 608 | 922.3846 | 152 | 38 | 0.55494
115 | 20.6022 | 300.2 | 200 | 800 | 0 | 100% | 56.5525 | 59.959 | 60.0476 | 60.0476 | 1 | 59.959 | 73.2182 | 82.1417 | 77.4965 | 77.4965 | 77.4965 | 4.6452 | 82.1417 | 50.9757 | 45.4154 | 45.4154 | 45.4154 | 5.5603 | 50.9757 | 0 | 0 | 0 | 0 | 0 | 0 | 0 | 0 | 0 | 147.6208 | 119.2603 | 119.2603 | 119.2603 | 28.3605 | 147.6208 | 833.7704 | 833.7704 | 33.3909 | 33.3909 | 608.1852 | 608.1852 | 0 | 0 | 192.1943 | 192.1943 | 38024549.6096 | 1136607250.7491 | 108150615.163 | 0 | 1282.7824 | 5.1164 | 0 | 0 | 0 | 27.8129 | 79 | 608 | 922.3846 | 152 | 38 | 0.33586
116 | 51.5054 | 300.2 | 200 | 800 | 0 | 100% | 59.5205 | 60.8655 | 60.995 | 60.995 | 1 | 60.8655 | 76.45 | 84.3488 | 79.5754 | 79.5754 | 79.5754 | 4.7735 | 84.3488 | 50.9243 | 45.3658 | 45.3658 | 45.3658 | 5.5585 | 50.9243 | 0 | 0 | 0 | 0 | 0 | 0 | 0 | 0 | 0 | 145.4768 | 117.5512 | 117.5512 | 117.5512 | 27.9256 | 145.4768 | 883.1751 | 883.1751 | 83.4128 | 83.4128 | 607.7162 | 607.7162 | 0 | 0 | 192.0461 | 192.0461 | 92407750.8454 | 1137004620.8996 | 109991360.8596 | 0 | 1339.4037 | 6.336 | 0 | 0 | 0 | 69.5323 | 79 | 608 | 922.3846 | 152 | 38 | 0.34153
117 | 154.5162 | 300.2 | 200 | 800 | 0 | 100% | 70.7991 | 64.5614 | 64.8025 | 64.8025 | 1 | 64.5614 | 85.6727 | 94.2058 | 88.8643 | 88.8643 | 88.8643 | 5.3415 | 94.2058 | 50.7992 | 45.2444 | 45.2444 | 45.2444 | 5.5548 | 50.7992 | 0 | 0 | 0 | 0 | 0 | 0 | 0 | 0 | 0 | 139.1696 | 112.7486 | 112.7486 | 112.7486 | 26.421 | 139.1696 | 1047.8866 | 1047.8866 | 249.7347 | 249.7347 | 606.4925 | 606.4925 | 0 | 0 | 191.6594 | 191.6594 | 246273186.5462 | 1137831401.4586 | 116881858.9992 | 0 | 1500.9864 | 11.1847 | 0 | 0 | 0 | 208.5969 | 79 | 608 | 922.3846 | 152 | 38 | 0.36276
118 | 206.0217 | 300.2 | 200 | 800 | 0 | 100% | 78.7329 | 66.9049 | 67.1903 | 67.1903 | 1 | 66.9049 | 89.0358 | 103.2006 | 97.3449 | 97.3449 | 97.3449 | 5.8557 | 103.2006 | 50.7575 | 45.2034 | 45.2034 | 45.2034 | 5.5541 | 50.7575 | 0 | 0 | 0 | 0 | 0 | 0 | 0 | 0 | 0 | 131.1681 | 106.2566 | 106.2566 | 106.2566 | 24.9115 | 131.1681 | 1130.2547 | 1130.2547 | 332.7215 | 332.7215 | 606.0224 | 606.0224 | 0 | 0 | 191.5108 | 191.5108 | 296475239.8574 | 1138007184.5649 | 125425148.3665 | 0 | 1559.9076 | 14.2553 | 0 | 0 | 0 | 278.1292 | 79 | 608 | 922.3846 | 152 | 38 | 0.38909
119 | 257.5271 | 300.2 | 200 | 800 | 0 | 100% | 83.847 | 69.8772 | 70.1254 | 70.1254 | 1 | 69.8772 | 91.2348 | 117.7603 | 111.0743 | 111.0743 | 111.0743 | 6.6861 | 117.7603 | 50.7243 | 45.1705 | 45.1705 | 45.1705 | 5.5537 | 50.7243 | 0 | 0 | 0 | 0 | 0 | 0 | 0 | 0 | 0 | 118.8536 | 96.2468 | 96.2468 | 96.2468 | 22.6069 | 118.8536 | 1212.6285 | 1212.6285 | 415.6254 | 415.6254 | 605.6196 | 605.6196 | 0 | 0 | 191.3835 | 191.3835 | 321639433.1467 | 1138089004.4826 | 138706085.4153 | 0 | 1598.4345 | 17.9424 | 0 | 0 | 0 | 347.6615 | 79 | 608 | 922.3846 | 152 | 38 | 0.43001
120 | 309.0325 | 300.2 | 200 | 800 | 0 | 100% | 86.5753 | 73.3716 | 73.5789 | 73.5789 | 1 | 73.3716 | 92.5979 | 134.5508 | 126.9073 | 126.9073 | 126.9073 | 7.6435 | 134.5508 | 50.6927 | 45.1396 | 45.1396 | 45.1396 | 5.5531 | 50.6927 | 0 | 0 | 0 | 0 | 0 | 0 | 0 | 0 | 0 | 111.0612 | 89.8961 | 89.8961 | 89.8961 | 21.1651 | 111.0612 | 1295.007 | 1295.007 | 498.4631 | 498.4631 | 605.2706 | 605.2706 | 0 | 0 | 191.2733 | 191.2733 | 336656021.7496 | 1138277145.8691 | 147382715.9235 | 0 | 1622.3159 | 21.9037 | 0 | 0 | 0 | 417.1938 | 79 | 608 | 922.3846 | 152 | 38 | 0.45674
121 | 360.5379 | 300.2 | 200 | 800 | 0 | 100% | 88.379 | 77.137 | 77.3276 | 77.3276 | 1 | 77.137 | 93.5289 | 151.782 | 143.1555 | 143.1555 | 143.1555 | 8.6265 | 151.782 | 50.666 | 45.1133 | 45.1133 | 45.1133 | 5.5527 | 50.666 | 0 | 0 | 0 | 0 | 0 | 0 | 0 | 0 | 0 | 106.6181 | 86.2658 | 86.2658 | 86.2658 | 20.3523 | 106.6181 | 1377.3893 | 1377.3893 | 581.2471 | 581.2471 | 604.9654 | 604.9654 | 0 | 0 | 191.1768 | 191.1768 | 347542415.5561 | 1138339874.257 | 152744318.7101 | 0 | 1638.6266 | 25.7554 | 0 | 0 | 0 | 486.7262 | 79 | 608 | 922.3846 | 152 | 38 | 0.47327
122 | 412.0433 | 300.2 | 200 | 800 | 0 | 100% | 89.8288 | 81.0776 | 81.2568 | 81.2568 | 1 | 81.0776 | 94.1733 | 169.1178 | 159.502 | 159.502 | 159.502 | 9.6158 | 169.1178 | 50.6438 | 45.0914 | 45.0914 | 45.0914 | 5.5525 | 50.6438 | 0 | 0 | 0 | 0 | 0 | 0 | 0 | 0 | 0 | 104.2366 | 84.306 | 84.306 | 84.306 | 19.9305 | 104.2366 | 1459.7747 | 1459.7747 | 663.9867 | 663.9867 | 604.6962 | 604.6962 | 0 | 0 | 191.0917 | 191.0917 | 355949884.5337 | 1138385395.3538 | 155581752.164 | 0 | 1649.917 | 29.4021 | 0 | 0 | 0 | 556.2585 | 79 | 608 | 922.3846 | 152 | 38 | 0.48201
123 | 463.5487 | 300.2 | 200 | 800 | 0 | 100% | 90.9132 | 85.1608 | 85.3335 | 85.3335 | 1 | 85.1608 | 94.6259 | 186.5556 | 175.9443 | 175.9443 | 175.9443 | 10.6113 | 186.5556 | 50.6247 | 45.0724 | 45.0724 | 45.0724 | 5.5523 | 50.6247 | 0 | 0 | 0 | 0 | 0 | 0 | 0 | 0 | 0 | 103.2796 | 83.5167 | 83.5167 | 83.5167 | 19.763 | 103.2796 | 1542.1627 | 1542.1627 | 746.6896 | 746.6896 | 604.457 | 604.457 | 0 | 0 | 191.0161 | 191.0161 | 362550020.0721 | 1138422829.9363 | 156873561.8796 | 0 | 1657.8464 | 32.8045 | 0 | 0 | 0 | 625.7908 | 79 | 608 | 922.3846 | 152 | 38 | 0.48599
124 | 515.0541 | 300.2 | 200 | 800 | 0 | 100% | 91.6553 | 89.2929 | 89.4595 | 89.4595 | 1 | 89.2929 | 94.9737 | 204.0909 | 192.4783 | 192.4783 | 192.4783 | 11.6126 | 204.0909 | 50.6072 | 45.055 | 45.055 | 45.055 | 5.5522 | 50.6072 | 0 | 0 | 0 | 0 | 0 | 0 | 0 | 0 | 0 | 102.5606 | 82.8968 | 82.8968 | 82.8968 | 19.6638 | 102.5606 | 1624.5528 | 1624.5528 | 829.3613 | 829.3613 | 604.243 | 604.243 | 0 | 0 | 190.9485 | 190.9485 | 367840267.1753 | 1138452077.4203 | 157646853.2944 | 0 | 1663.9392 | 35.9385 | 0 | 0 | 0 | 695.3231 | 79 | 608 | 922.3846 | 152 | 38 | 0.48837
125 | 566.5595 | 300.2 | 200 | 800 | 0 | 100% | 92.1804 | 93.4904 | 93.6527 | 93.6527 | 1 | 93.4904 | 95.212 | 221.6674 | 209.051 | 209.051 | 209.051 | 12.6164 | 221.6674 | 50.5924 | 45.0403 | 45.0403 | 45.0403 | 5.5521 | 50.5924 | 0 | 0 | 0 | 0 | 0 | 0 | 0 | 0 | 0 | 102.3414 | 82.687 | 82.687 | 82.687 | 19.6544 | 102.3414 | 1706.9449 | 1706.9449 | 912.0068 | 912.0068 | 604.0504 | 604.0504 | 0 | 0 | 190.8877 | 190.8877 | 372256406.3972 | 1138449100.9916 | 157409481.8205 | 0 | 1668.115 | 38.8466 | 0 | 0 | 0 | 764.8554 | 79 | 608 | 922.3846 | 152 | 38 | 0.48764
126 | 618.065 | 300.2 | 200 | 800 | 0 | 100% | 92.5799 | 97.7366 | 97.8923 | 97.8923 | 1 | 97.7366 | 95.405 | 239.25 | 225.6291 | 225.6291 | 225.6291 | 13.6209 | 239.25 | 50.5796 | 45.0274 | 45.0274 | 45.0274 | 5.5521 | 50.5796 | 0 | 0 | 0 | 0 | 0 | 0 | 0 | 0 | 0 | 102.4719 | 82.768 | 82.768 | 82.768 | 19.7039 | 102.4719 | 1789.3385 | 1789.3385 | 994.6296 | 994.6296 | 603.8763 | 603.8763 | 0 | 0 | 190.8326 | 190.8326 | 375950862.8486 | 1138447605.8003 | 157097533.1435 | 0 | 1671.496 | 41.5185 | 0 | 0 | 0 | 834.3877 | 79 | 608 | 922.3846 | 152 | 38 | 0.48668
127 | 669.5704 | 300.2 | 200 | 800 | 0 | 100% | 92.9224 | 102.0091 | 102.1557 | 102.1557 | 1 | 102.0091 | 95.5523 | 256.9363 | 242.3049 | 242.3049 | 242.3049 | 14.6314 | 256.9363 | 50.568 | 45.0158 | 45.0158 | 45.0158 | 5.5522 | 50.568 | 0 | 0 | 0 | 0 | 0 | 0 | 0 | 0 | 0 | 102.625 | 82.8733 | 82.8733 | 82.8733 | 19.7517 | 102.625 | 1871.7334 | 1871.7334 | 1077.2329 | 1077.2329 | 603.7179 | 603.7179 | 0 | 0 | 190.7826 | 190.7826 | 378961878.7568 | 1138438373.6081 | 156675251.7253 | 0 | 1674.0755 | 43.9851 | 0 | 0 | 0 | 903.92 | 79 | 608 | 922.3846 | 152 | 38 | 0.48538
128 | 721.0758 | 300.2 | 200 | 800 | 0 | 100% | 93.1849 | 106.3014 | 106.4419 | 106.4419 | 1 | 106.3014 | 95.6762 | 274.6713 | 259.0264 | 259.0264 | 259.0264 | 15.6449 | 274.6713 | 50.5577 | 45.0055 | 45.0055 | 45.0055 | 5.5522 | 50.5577 | 0 | 0 | 0 | 0 | 0 | 0 | 0 | 0 | 0 | 102.814 | 83.0124 | 83.0124 | 83.0124 | 19.8015 | 102.814 | 1954.1296 | 1954.1296 | 1159.8193 | 1159.8193 | 603.5734 | 603.5734 | 0 | 0 | 190.7369 | 190.7369 | 381544074.1335 | 1138426260.9767 | 156276425.2759 | 0 | 1676.2468 | 46.2582 | 0 | 0 | 0 | 973.4523 | 79 | 608 | 922.3846 | 152 | 38 | 0.48415
129 | 772.5812 | 300.2 | 200 | 800 | 0 | 100% | 93.3904 | 110.6094 | 110.745 | 110.745 | 1 | 110.6094 | 95.7734 | 292.4368 | 275.7766 | 275.7766 | 275.7766 | 16.6602 | 292.4368 | 50.5479 | 44.9956 | 44.9956 | 44.9956 | 5.5522 | 50.5479 | 0 | 0 | 0 | 0 | 0 | 0 | 0 | 0 | 0 | 103.041 | 83.1803 | 83.1803 | 83.1803 | 19.8607 | 103.041 | 2036.5268 | 2036.5268 | 1242.3908 | 1242.3908 | 603.441 | 603.441 | 0 | 0 | 190.6951 | 190.6951 | 383785363.4878 | 1138440990.6198 | 155724226.5526 | 0 | 1677.9506 | 48.3631 | 0 | 0 | 0 | 1042.9846 | 79 | 608 | 922.3846 | 152 | 38 | 0.48245
130 | 824.0866 | 300.2 | 200 | 800 | 0 | 100% | 93.5616 | 114.9257 | 115.0562 | 115.0562 | 1 | 114.9257 | 95.8611 | 310.2072 | 292.5312 | 292.5312 | 292.5312 | 17.6759 | 310.2072 | 50.5383 | 44.9861 | 44.9861 | 44.9861 | 5.5522 | 50.5383 | 0 | 0 | 0 | 0 | 0 | 0 | 0 | 0 | 0 | 103.2681 | 83.3464 | 83.3464 | 83.3464 | 19.9216 | 103.2681 | 2118.925 | 2118.925 | 1324.9493 | 1324.9493 | 603.3191 | 603.3191 | 0 | 0 | 190.6566 | 190.6566 | 385757086.1689 | 1138448983.4285 | 155280457.3201 | 0 | 1679.4865 | 50.3104 | 0 | 0 | 0 | 1112.5169 | 79 | 608 | 922.3846 | 152 | 38 | 0.48108
131 | 875.592 | 300.2 | 200 | 800 | 0 | 100% | 93.7215 | 119.2493 | 119.3712 | 119.3712 | 1 | 119.2493 | 95.9362 | 327.9965 | 309.3036 | 309.3036 | 309.3036 | 18.6929 | 327.9965 | 50.5295 | 44.9773 | 44.9773 | 44.9773 | 5.5521 | 50.5295 | 0 | 0 | 0 | 0 | 0 | 0 | 0 | 0 | 0 | 103.4783 | 83.501 | 83.501 | 83.501 | 19.9772 | 103.4783 | 2201.3239 | 2201.3239 | 1407.4962 | 1407.4962 | 603.2067 | 603.2067 | 0 | 0 | 190.621 | 190.621 | 387465200.0703 | 1138460450.7973 | 154876069.8346 | 0 | 1680.8017 | 52.1192 | 0 | 0 | 0 | 1182.0492 | 79 | 608 | 922.3846 | 152 | 38 | 0.47983
132 | 927.0974 | 300.2 | 200 | 800 | 0 | 100% | 93.8699 | 123.5829 | 123.696 | 123.696 | 1 | 123.5829 | 95.997 | 345.8286 | 326.1162 | 326.1162 | 326.1162 | 19.7124 | 345.8286 | 50.5214 | 44.9693 | 44.9693 | 44.9693 | 5.5521 | 50.5214 | 0 | 0 | 0 | 0 | 0 | 0 | 0 | 0 | 0 | 103.6858 | 83.6538 | 83.6538 | 83.6538 | 20.032 | 103.6858 | 2283.7236 | 2283.7236 | 1490.0329 | 1490.0329 | 603.1026 | 603.1026 | 0 | 0 | 190.5881 | 190.5881 | 388944464.2941 | 1138461980.3482 | 154460424.0486 | 0 | 1681.8669 | 53.8052 | 0 | 0 | 0 | 1251.5815 | 79 | 608 | 922.3846 | 152 | 38 | 0.47855
133 | 978.6028 | 300.2 | 200 | 800 | 0 | 100% | 93.9269 | 127.9285 | 128.0361 | 128.0361 | 1 | 127.9285 | 96.0453 | 363.6916 | 342.9579 | 342.9579 | 342.9579 | 20.7337 | 363.6916 | 50.5141 | 44.962 | 44.962 | 44.962 | 5.5521 | 50.5141 | 0 | 0 | 0 | 0 | 0 | 0 | 0 | 0 | 0 | 103.9258 | 83.8336 | 83.8336 | 83.8336 | 20.0922 | 103.9258 | 2366.1239 | 2366.1239 | 1572.5604 | 1572.5604 | 603.0059 | 603.0059 | 0 | 0 | 190.5576 | 190.5576 | 390267312.0861 | 1138464909.6725 | 153980652.0874 | 0 | 1682.7129 | 55.3805 | 0 | 0 | 0 | 1321.1138 | 79 | 608 | 922.3846 | 152 | 38 | 0.47708
134 | 1030.1083 | 300.2 | 200 | 800 | 0 | 100% | 93.9498 | 132.2789 | 132.3865 | 132.3865 | 1 | 132.2789 | 96.0919 | 381.5401 | 359.7858 | 359.7858 | 359.7858 | 21.7543 | 381.5401 | 50.5071 | 44.9551 | 44.9551 | 44.9551 | 5.552 | 50.5071 | 0 | 0 | 0 | 0 | 0 | 0 | 0 | 0 | 0 | 104.1762 | 84.0241 | 84.0241 | 84.0241 | 20.1521 | 104.1762 | 2448.5247 | 2448.5247 | 1655.0797 | 1655.0797 | 602.9159 | 602.9159 | 0 | 0 | 190.5291 | 190.5291 | 391521078.6392 | 1138476534.7787 | 153531965.2031 | 0 | 1683.5296 | 56.8514 | 0 | 0 | 0 | 1390.6462 | 79 | 608 | 922.3846 | 152 | 38 | 0.47569
135 | 20.6022 | 353.4 | 200 | 800 | 0 | 100% | 67.0662 | 63.1895 | 63.2763 | 63.2763 | 1 | 63.1895 | 78.88 | 88.3693 | 83.3646 | 83.3646 | 83.3646 | 5.0047 | 88.3693 | 56.8886 | 50.6747 | 50.6747 | 50.6747 | 6.2139 | 56.8886 | 0 | 0 | 0 | 0 | 0 | 0 | 0 | 0 | 0 | 108.6101 | 87.9628 | 87.9628 | 87.9628 | 20.6473 | 108.6101 | 940.0888 | 940.0888 | 33.3391 | 33.3391 | 714.8537 | 714.8537 | 0 | 0 | 191.896 | 191.896 | 35295511.0749 | 1197486167.6038 | 149195118.2719 | 0 | 1381.9768 | 12.5569 | 0 | 0 | 0 | 27.8129 | 93 | 608 | 922.3846 | 152 | 38 | 0.46233
136 | 51.5054 | 353.4 | 200 | 800 | 0 | 100% | 69.3037 | 64.2435 | 64.3601 | 64.3601 | 1 | 64.2435 | 81.6528 | 90.6867 | 85.5478 | 85.5478 | 85.5478 | 5.1389 | 90.6867 | 56.848 | 50.6352 | 50.6352 | 50.6352 | 6.2127 | 56.848 | 0 | 0 | 0 | 0 | 0 | 0 | 0 | 0 | 0 | 110.1917 | 89.2468 | 89.2468 | 89.2468 | 20.9449 | 110.1917 | 989.5025 | 989.5025 | 83.2976 | 83.2976 | 714.4242 | 714.4242 | 0 | 0 | 191.7807 | 191.7807 | 85857572.2689 | 1197706964.0211 | 146993385.2075 | 0 | 1430.5579 | 13.7701 | 0 | 0 | 0 | 69.5323 | 93 | 608 | 922.3846 | 152 | 38 | 0.45554
137 | 154.5162 | 353.4 | 200 | 800 | 0 | 100% | 78.7671 | 68.4797 | 68.6726 | 68.6726 | 1 | 68.4797 | 89.1775 | 101.2677 | 95.5205 | 95.5205 | 95.5205 | 5.7472 | 101.2677 | 56.7512 | 50.5401 | 50.5401 | 50.5401 | 6.2111 | 56.7512 | 0 | 0 | 0 | 0 | 0 | 0 | 0 | 0 | 0 | 119.0124 | 96.3491 | 96.3491 | 96.3491 | 22.6634 | 119.0124 | 1154.2353 | 1154.2353 | 249.4902 | 249.4902 | 713.2733 | 713.2733 | 0 | 0 | 191.4718 | 191.4718 | 228785131.5906 | 1198027510.5304 | 135577716.7583 | 0 | 1562.3904 | 18.6754 | 0 | 0 | 0 | 208.5969 | 93 | 608 | 922.3846 | 152 | 38 | 0.42037
138 | 206.0217 | 353.4 | 200 | 800 | 0 | 100% | 84.4749 | 71.2564 | 71.4684 | 71.4684 | 1 | 71.2564 | 91.5995 | 111.2354 | 104.9187 | 104.9187 | 104.9187 | 6.3167 | 111.2354 | 56.7168 | 50.506 | 50.506 | 50.506 | 6.2108 | 56.7168 | 0 | 0 | 0 | 0 | 0 | 0 | 0 | 0 | 0 | 122.5824 | 99.1659 | 99.1659 | 99.1659 | 23.4165 | 122.5824 | 1236.6106 | 1236.6106 | 332.4418 | 332.4418 | 712.819 | 712.819 | 0 | 0 | 191.3498 | 191.3498 | 274757657.3878 | 1198065471.8065 | 131999562.2983 | 0 | 1604.8227 | 21.783 | 0 | 0 | 0 | 278.1292 | 93 | 608 | 922.3846 | 152 | 38 | 0.40935
139 | 257.5271 | 353.4 | 200 | 800 | 0 | 100% | 88.0251 | 74.5092 | 74.7085 | 74.7085 | 1 | 74.5092 | 93.2042 | 127.2631 | 120.0325 | 120.0325 | 120.0325 | 7.2306 | 127.2631 | 56.6847 | 50.4744 | 50.4744 | 50.4744 | 6.2104 | 56.6847 | 0 | 0 | 0 | 0 | 0 | 0 | 0 | 0 | 0 | 118.1409 | 95.5021 | 95.5021 | 95.5021 | 22.6388 | 118.1409 | 1318.9903 | 1318.9903 | 415.3221 | 415.3221 | 712.4243 | 712.4243 | 0 | 0 | 191.2439 | 191.2439 | 297365002.1437 | 1198170888.2557 | 137401430.2857 | 0 | 1632.9373 | 25.141 | 0 | 0 | 0 | 347.6615 | 93 | 608 | 922.3846 | 152 | 38 | 0.42599
140 | 309.0325 | 353.4 | 200 | 800 | 0 | 100% | 89.9543 | 78.1397 | 78.3259 | 78.3259 | 1 | 78.1397 | 94.2471 | 145.5291 | 137.2569 | 137.2569 | 137.2569 | 8.2722 | 145.5291 | 56.6556 | 50.4457 | 50.4457 | 50.4457 | 6.2099 | 56.6556 | 0 | 0 | 0 | 0 | 0 | 0 | 0 | 0 | 0 | 114.0148 | 92.1139 | 92.1139 | 92.1139 | 21.9009 | 114.0148 | 1401.3736 | 1401.3736 | 498.1444 | 498.1444 | 712.0782 | 712.0782 | 0 | 0 | 191.151 | 191.151 | 311011721.1135 | 1198257595.163 | 141939915.89 | 0 | 1651.2092 | 28.5557 | 0 | 0 | 0 | 417.1938 | 93 | 608 | 922.3846 | 152 | 38 | 0.43997
141 | 360.5379 | 353.4 | 200 | 800 | 0 | 100% | 91.2215 | 82.0143 | 82.1911 | 82.1911 | 1 | 82.0143 | 94.9192 | 164.3643 | 155.0177 | 155.0177 | 155.0177 | 9.3466 | 164.3643 | 56.6314 | 50.4218 | 50.4218 | 50.4218 | 6.2096 | 56.6314 | 0 | 0 | 0 | 0 | 0 | 0 | 0 | 0 | 0 | 111.9091 | 90.3634 | 90.3634 | 90.3634 | 21.5457 | 111.9091 | 1483.7598 | 1483.7598 | 580.9187 | 580.9187 | 711.7722 | 711.7722 | 0 | 0 | 191.0688 | 191.0688 | 320642296.7084 | 1198313654.2064 | 144028170.2256 | 0 | 1662.9841 | 31.8799 | 0 | 0 | 0 | 486.7262 | 93 | 608 | 922.3846 | 152 | 38 | 0.44641
142 | 412.0433 | 353.4 | 200 | 800 | 0 | 100% | 92.1461 | 86.0219 | 86.1924 | 86.1924 | 1 | 86.0219 | 95.3805 | 183.3075 | 172.8799 | 172.8799 | 172.8799 | 10.4276 | 183.3075 | 56.6105 | 50.4011 | 50.4011 | 50.4011 | 6.2094 | 56.6105 | 0 | 0 | 0 | 0 | 0 | 0 | 0 | 0 | 0 | 110.9543 | 89.5494 | 89.5494 | 89.5494 | 21.4049 | 110.9543 | 1566.1484 | 1566.1484 | 663.653 | 663.653 | 711.4998 | 711.4998 | 0 | 0 | 190.9957 | 190.9957 | 328153671.1957 | 1198330374.6504 | 144581557.0174 | 0 | 1671.0656 | 35.0161 | 0 | 0 | 0 | 556.2585 | 93 | 608 | 922.3846 | 152 | 38 | 0.44811
143 | 463.5487 | 353.4 | 200 | 800 | 0 | 100% | 92.9452 | 90.1269 | 90.2907 | 90.2907 | 1 | 90.1269 | 95.7071 | 202.3787 | 190.8626 | 190.8626 | 190.8626 | 11.5162 | 202.3787 | 56.5933 | 50.3839 | 50.3839 | 50.3839 | 6.2094 | 56.5933 | 0 | 0 | 0 | 0 | 0 | 0 | 0 | 0 | 0 | 110.6909 | 89.293 | 89.293 | 89.293 | 21.3979 | 110.6909 | 1648.5392 | 1648.5392 | 746.3534 | 746.3534 | 711.2556 | 711.2556 | 0 | 0 | 190.9301 | 190.9301 | 333959515.4883 | 1198331861.9759 | 144497161.6071 | 0 | 1676.7885 | 37.9385 | 0 | 0 | 0 | 625.7908 | 93 | 608 | 922.3846 | 152 | 38 | 0.44785
144 | 515.0541 | 353.4 | 200 | 800 | 0 | 100% | 93.4361 | 94.3021 | 94.4672 | 94.4672 | 1 | 94.3021 | 95.9379 | 221.5165 | 208.9076 | 208.9076 | 208.9076 | 12.6089 | 221.5165 | 56.5787 | 50.3691 | 50.3691 | 50.3691 | 6.2095 | 56.5787 | 0 | 0 | 0 | 0 | 0 | 0 | 0 | 0 | 0 | 110.9021 | 89.4209 | 89.4209 | 89.4209 | 21.4812 | 110.9021 | 1730.9317 | 1730.9317 | 829.025 | 829.025 | 711.0356 | 711.0356 | 0 | 0 | 190.8711 | 190.8711 | 338755357.5332 | 1198296036.3431 | 143780241.0352 | 0 | 1680.8316 | 40.6528 | 0 | 0 | 0 | 695.3231 | 93 | 608 | 922.3846 | 152 | 38 | 0.44564
145 | 566.5595 | 353.4 | 200 | 800 | 0 | 100% | 93.7671 | 98.5258 | 98.6895 | 98.6895 | 1 | 98.5258 | 96.1072 | 240.6176 | 226.9179 | 226.9179 | 226.9179 | 13.6997 | 240.6176 | 56.5659 | 50.3562 | 50.3562 | 50.3562 | 6.2097 | 56.5659 | 0 | 0 | 0 | 0 | 0 | 0 | 0 | 0 | 0 | 111.4657 | 89.8419 | 89.8419 | 89.8419 | 21.6239 | 111.4657 | 1813.3257 | 1813.3257 | 911.6719 | 911.6719 | 710.8362 | 710.8362 | 0 | 0 | 190.8176 | 190.8176 | 342792916.2225 | 1198272484.9851 | 142732055.0556 | 0 | 1683.7975 | 43.1662 | 0 | 0 | 0 | 764.8554 | 93 | 608 | 922.3846 | 152 | 38 | 0.44241
146 | 618.065 | 353.4 | 200 | 800 | 0 | 100% | 94.0982 | 102.7731 | 102.9271 | 102.9271 | 1 | 102.7731 | 96.2511 | 259.7875 | 244.9927 | 244.9927 | 244.9927 | 14.7948 | 259.7875 | 56.5537 | 50.344 | 50.344 | 50.344 | 6.2098 | 56.5537 | 0 | 0 | 0 | 0 | 0 | 0 | 0 | 0 | 0 | 111.9954 | 90.247 | 90.247 | 90.247 | 21.7483 | 111.9954 | 1895.721 | 1895.721 | 994.2973 | 994.2973 | 710.6548 | 710.6548 | 0 | 0 | 190.7689 | 190.7689 | 346037880.0445 | 1198263757.2419 | 142016985.2399 | 0 | 1686.3186 | 45.482 | 0 | 0 | 0 | 834.3877 | 93 | 608 | 922.3846 | 152 | 38 | 0.44021
147 | 669.5704 | 353.4 | 200 | 800 | 0 | 100% | 94.3607 | 107.0401 | 107.1859 | 107.1859 | 1 | 107.0401 | 96.3633 | 279.1139 | 263.215 | 263.215 | 263.215 | 15.8989 | 279.1139 | 56.5418 | 50.332 | 50.332 | 50.332 | 6.2097 | 56.5418 | 0 | 0 | 0 | 0 | 0 | 0 | 0 | 0 | 0 | 112.4206 | 90.5716 | 90.5716 | 90.5716 | 21.849 | 112.4206 | 1978.1175 | 1978.1175 | 1076.9041 | 1076.9041 | 710.489 | 710.489 | 0 | 0 | 190.7244 | 190.7244 | 348671105.5033 | 1198285299.7354 | 141328645.9861 | 0 | 1688.2851 | 47.6274 | 0 | 0 | 0 | 903.92 | 93 | 608 | 922.3846 | 152 | 38 | 0.43809
148 | 721.0758 | 353.4 | 200 | 800 | 0 | 100% | 94.589 | 111.3218 | 111.4624 | 111.4624 | 1 | 111.3218 | 96.458 | 298.5125 | 281.5052 | 281.5052 | 281.5052 | 17.0073 | 298.5125 | 56.5298 | 50.3202 | 50.3202 | 50.3202 | 6.2096 | 56.5298 | 0 | 0 | 0 | 0 | 0 | 0 | 0 | 0 | 0 | 112.8155 | 90.8726 | 90.8726 | 90.8726 | 21.9429 | 112.8155 | 2060.515 | 2060.515 | 1159.4946 | 1159.4946 | 710.3369 | 710.3369 | 0 | 0 | 190.6835 | 190.6835 | 350900146.1108 | 1198313058.567 | 140731092.3904 | 0 | 1689.9443 | 49.6152 | 0 | 0 | 0 | 973.4523 | 93 | 608 | 922.3846 | 152 | 38 | 0.43625
149 | 772.5812 | 353.4 | 200 | 800 | 0 | 100% | 94.7603 | 115.6178 | 115.7593 | 115.7593 | 1 | 115.6178 | 96.5331 | 317.9317 | 299.8147 | 299.8147 | 299.8147 | 18.1171 | 317.9317 | 56.5184 | 50.309 | 50.309 | 50.309 | 6.2095 | 56.5184 | 0 | 0 | 0 | 0 | 0 | 0 | 0 | 0 | 0 | 113.2454 | 91.2041 | 91.2041 | 91.2041 | 22.0414 | 113.2454 | 2142.9134 | 2142.9134 | 1242.0706 | 1242.0706 | 710.1968 | 710.1968 | 0 | 0 | 190.6459 | 190.6459 | 352880949.167 | 1198340570.3562 | 140037988.3737 | 0 | 1691.2595 | 51.4642 | 0 | 0 | 0 | 1042.9846 | 93 | 608 | 922.3846 | 152 | 38 | 0.43411
150 | 824.0866 | 353.4 | 200 | 800 | 0 | 100% | 94.863 | 119.9255 | 120.0666 | 120.0666 | 1 | 119.9255 | 96.5946 | 337.3096 | 318.085 | 318.085 | 318.085 | 19.2246 | 337.3096 | 56.5087 | 50.2993 | 50.2993 | 50.2993 | 6.2094 | 56.5087 | 0 | 0 | 0 | 0 | 0 | 0 | 0 | 0 | 0 | 113.7258 | 91.5771 | 91.5771 | 91.5771 | 22.1486 | 113.7258 | 2225.3125 | 2225.3125 | 1324.6339 | 1324.6339 | 710.0674 | 710.0674 | 0 | 0 | 190.6112 | 190.6112 | 354660726.6677 | 1198341101.4045 | 139335090.4274 | 0 | 1692.3369 | 53.1861 | 0 | 0 | 0 | 1112.5169 | 93 | 608 | 922.3846 | 152 | 38 | 0.43195
151 | 875.592 | 353.4 | 200 | 800 | 0 | 100% | 94.9201 | 124.2416 | 124.3725 | 124.3725 | 1 | 124.2416 | 96.648 | 356.703 | 336.3699 | 336.3699 | 336.3699 | 20.3331 | 356.703 | 56.5 | 50.2906 | 50.2906 | 50.2906 | 6.2094 | 56.5 | 0 | 0 | 0 | 0 | 0 | 0 | 0 | 0 | 0 | 114.1861 | 91.9326 | 91.9326 | 91.9326 | 22.2535 | 114.1861 | 2307.7124 | 2307.7124 | 1407.1859 | 1407.1859 | 709.9475 | 709.9475 | 0 | 0 | 190.579 | 190.579 | 356167584.6864 | 1198353587.2115 | 138751186.8377 | 0 | 1693.2724 | 54.7916 | 0 | 0 | 0 | 1182.0492 | 93 | 608 | 922.3846 | 152 | 38 | 0.43015
152 | 927.0974 | 353.4 | 200 | 800 | 0 | 100% | 95.0571 | 128.5601 | 128.6818 | 128.6818 | 1 | 128.5601 | 96.6947 | 376.164 | 354.7183 | 354.7183 | 354.7183 | 21.4456 | 376.164 | 56.4915 | 50.2822 | 50.2822 | 50.2822 | 6.2093 | 56.4915 | 0 | 0 | 0 | 0 | 0 | 0 | 0 | 0 | 0 | 114.5455 | 92.2066 | 92.2066 | 92.2066 | 22.3389 | 114.5455 | 2390.1129 | 2390.1129 | 1489.7277 | 1489.7277 | 709.8361 | 709.8361 | 0 | 0 | 190.5491 | 190.5491 | 357461229.3665 | 1198370773.1427 | 138259900.7805 | 0 | 1694.0919 | 56.2919 | 0 | 0 | 0 | 1251.5815 | 93 | 608 | 922.3846 | 152 | 38 | 0.42864
153 | 978.6028 | 353.4 | 200 | 800 | 0 | 100% | 95.1826 | 132.8871 | 133.0054 | 133.0054 | 1 | 132.8871 | 96.7304 | 395.665 | 373.1044 | 373.1044 | 373.1044 | 22.5605 | 395.665 | 56.4834 | 50.2742 | 50.2742 | 50.2742 | 6.2092 | 56.4834 | 0 | 0 | 0 | 0 | 0 | 0 | 0 | 0 | 0 | 114.9038 | 92.4814 | 92.4814 | 92.4814 | 22.4224 | 114.9038 | 2472.5139 | 2472.5139 | 1572.2604 | 1572.2604 | 709.7323 | 709.7323 | 0 | 0 | 190.5212 | 190.5212 | 358622888.6386 | 1198387510.0735 | 137705796.5744 | 0 | 1694.7162 | 57.6996 | 0 | 0 | 0 | 1321.1138 | 93 | 608 | 922.3846 | 152 | 38 | 0.42693
154 | 1030.1083 | 353.4 | 200 | 800 | 0 | 100% | 95.274 | 137.2215 | 137.3408 | 137.3408 | 1 | 137.2215 | 96.7609 | 415.1526 | 391.4778 | 391.4778 | 391.4778 | 23.6748 | 415.1526 | 56.4757 | 50.2666 | 50.2666 | 50.2666 | 6.2091 | 56.4757 | 0 | 0 | 0 | 0 | 0 | 0 | 0 | 0 | 0 | 115.2956 | 92.7856 | 92.7856 | 92.7856 | 22.5099 | 115.2956 | 2554.9155 | 2554.9155 | 1654.7849 | 1654.7849 | 709.6354 | 709.6354 | 0 | 0 | 190.4952 | 190.4952 | 359711738.0982 | 1198404247.0042 | 137134133.4063 | 0 | 1695.2501 | 59.0207 | 0 | 0 | 0 | 1390.6462 | 93 | 608 | 922.3846 | 152 | 38 | 0.42517
155 | 20.6022 | 402.8 | 200 | 800 | 0 | 100% | 72.3174 | 67.17 | 67.254 | 67.254 | 1 | 67.17 | 82.2901 | 93.4081 | 88.1124 | 88.1124 | 88.1124 | 5.2958 | 93.4081 | 62.5749 | 55.733 | 55.733 | 55.733 | 6.8419 | 62.5749 | 0 | 0 | 0 | 0 | 0 | 0 | 0 | 0 | 0 | 96.4502 | 78.1055 | 78.1055 | 78.1055 | 18.3447 | 96.4502 | 1038.829 | 1038.829 | 33.3011 | 33.3011 | 813.8507 | 813.8507 | 0 | 0 | 191.6773 | 191.6773 | 33358451.0585 | 1239586012.347 | 168778723.5439 | 0 | 1441.7232 | 19.6778 | 0 | 0 | 0 | 27.8129 | 106 | 608 | 922.3846 | 152 | 38 | 0.52267
156 | 51.5054 | 402.8 | 200 | 800 | 0 | 100% | 74.589 | 68.3024 | 68.4147 | 68.4147 | 1 | 68.3024 | 84.7326 | 95.7934 | 90.3599 | 90.3599 | 90.3599 | 5.4335 | 95.7934 | 62.5413 | 55.7001 | 55.7001 | 55.7001 | 6.8412 | 62.5413 | 0 | 0 | 0 | 0 | 0 | 0 | 0 | 0 | 0 | 99.332 | 80.4315 | 80.4315 | 80.4315 | 18.9005 | 99.332 | 1088.2486 | 1088.2486 | 83.212 | 83.212 | 813.453 | 813.453 | 0 | 0 | 191.5836 | 191.5836 | 81197695.2875 | 1239712010.2124 | 163606282.4755 | 0 | 1484.516 | 20.7759 | 0 | 0 | 0 | 69.5323 | 106 | 608 | 922.3846 | 152 | 38 | 0.50673
157 | 154.5162 | 402.8 | 200 | 800 | 0 | 100% | 82.8425 | 72.8851 | 73.053 | 73.053 | 1 | 72.8851 | 91.104 | 107.3297 | 101.2342 | 101.2342 | 101.2342 | 6.0955 | 107.3297 | 62.4613 | 55.6207 | 55.6207 | 55.6207 | 6.8406 | 62.4613 | 0 | 0 | 0 | 0 | 0 | 0 | 0 | 0 | 0 | 113.8562 | 92.0837 | 92.0837 | 92.0837 | 21.7725 | 113.8562 | 1252.9959 | 1252.9959 | 249.3023 | 249.3023 | 812.366 | 812.366 | 0 | 0 | 191.3276 | 191.3276 | 215585513.1183 | 1239822886.5598 | 140732945.6219 | 0 | 1596.1413 | 25.3166 | 0 | 0 | 0 | 208.5969 | 106 | 608 | 922.3846 | 152 | 38 | 0.43625
158 | 206.0217 | 402.8 | 200 | 800 | 0 | 100% | 87.3516 | 75.8146 | 75.9954 | 75.9954 | 1 | 75.8146 | 93.112 | 118.2177 | 111.5004 | 111.5004 | 111.5004 | 6.7173 | 118.2177 | 62.4259 | 55.5858 | 55.5858 | 55.5858 | 6.84 | 62.4259 | 0 | 0 | 0 | 0 | 0 | 0 | 0 | 0 | 0 | 120.476 | 97.3605 | 97.3605 | 97.3605 | 23.1155 | 120.476 | 1335.3763 | 1335.3763 | 332.2239 | 332.2239 | 811.928 | 811.928 | 0 | 0 | 191.2244 | 191.2244 | 258259425.3875 | 1239944147.1164 | 133118423.5663 | 0 | 1631.322 | 28.0823 | 0 | 0 | 0 | 278.1292 | 106 | 608 | 922.3846 | 152 | 38 | 0.41279
159 | 257.5271 | 402.8 | 200 | 800 | 0 | 100% | 90.0342 | 79.2421 | 79.4111 | 79.4111 | 1 | 79.2421 | 94.3324 | 135.4759 | 127.7745 | 127.7745 | 127.7745 | 7.7014 | 135.4759 | 62.3949 | 55.5554 | 55.5554 | 55.5554 | 6.8395 | 62.3949 | 0 | 0 | 0 | 0 | 0 | 0 | 0 | 0 | 0 | 120.2261 | 97.0737 | 97.0737 | 97.0737 | 23.1525 | 120.2261 | 1417.7602 | 1417.7602 | 415.0831 | 415.0831 | 811.5433 | 811.5433 | 0 | 0 | 191.1338 | 191.1338 | 279182350.7525 | 1240031599.5267 | 133489222.9512 | 0 | 1652.7032 | 31.0943 | 0 | 0 | 0 | 347.6615 | 106 | 608 | 922.3846 | 152 | 38 | 0.41394
160 | 309.0325 | 402.8 | 200 | 800 | 0 | 100% | 91.6324 | 82.9734 | 83.1415 | 83.1415 | 1 | 82.9734 | 95.1597 | 155.0385 | 146.2215 | 146.2215 | 146.2215 | 8.817 | 155.0385 | 62.3688 | 55.5296 | 55.5296 | 55.5296 | 6.8392 | 62.3688 | 0 | 0 | 0 | 0 | 0 | 0 | 0 | 0 | 0 | 118.4958 | 95.6124 | 95.6124 | 95.6124 | 22.8834 | 118.4958 | 1500.1469 | 1500.1469 | 497.8907 | 497.8907 | 811.2026 | 811.2026 | 0 | 0 | 191.0536 | 191.0536 | 291697312.3018 | 1240082029.3347 | 135419246.0448 | 0 | 1667.1986 | 34.0657 | 0 | 0 | 0 | 417.1938 | 106 | 608 | 922.3846 | 152 | 38 | 0.41988
161 | 360.5379 | 402.8 | 200 | 800 | 0 | 100% | 92.7283 | 86.8783 | 87.0401 | 87.0401 | 1 | 86.8783 | 95.7096 | 175.2626 | 165.292 | 165.292 | 165.292 | 9.9706 | 175.2626 | 62.3476 | 55.5085 | 55.5085 | 55.5085 | 6.8392 | 62.3476 | 0 | 0 | 0 | 0 | 0 | 0 | 0 | 0 | 0 | 117.1885 | 94.5043 | 94.5043 | 94.5043 | 22.6842 | 117.1885 | 1582.536 | 1582.536 | 580.655 | 580.655 | 810.899 | 810.899 | 0 | 0 | 190.9821 | 190.9821 | 300529694.7139 | 1240075923.887 | 136226811.8902 | 0 | 1676.8324 | 36.9327 | 0 | 0 | 0 | 486.7262 | 106 | 608 | 922.3846 | 152 | 38 | 0.42237
162 | 412.0433 | 402.8 | 200 | 800 | 0 | 100% | 93.4475 | 90.9171 | 91.0761 | 91.0761 | 1 | 90.9171 | 96.0848 | 195.604 | 184.4726 | 184.4726 | 184.4726 | 11.1313 | 195.604 | 62.3297 | 55.4905 | 55.4905 | 55.4905 | 6.8392 | 62.3297 | 0 | 0 | 0 | 0 | 0 | 0 | 0 | 0 | 0 | 116.9794 | 94.288 | 94.288 | 94.288 | 22.6914 | 116.9794 | 1664.9271 | 1664.9271 | 663.3828 | 663.3828 | 810.6265 | 810.6265 | 0 | 0 | 190.9179 | 190.9179 | 307326405.2058 | 1240064677.9547 | 136014497.9637 | 0 | 1683.4056 | 39.6441 | 0 | 0 | 0 | 556.2585 | 106 | 608 | 922.3846 | 152 | 38 | 0.42172
163 | 463.5487 | 402.8 | 200 | 800 | 0 | 100% | 94.0411 | 95.0459 | 95.2025 | 95.2025 | 1 | 95.0459 | 96.3352 | 216.0635 | 203.7644 | 203.7644 | 203.7644 | 12.2992 | 216.0635 | 62.3134 | 55.4741 | 55.4741 | 55.4741 | 6.8393 | 62.3134 | 0 | 0 | 0 | 0 | 0 | 0 | 0 | 0 | 0 | 117.3692 | 94.5583 | 94.5583 | 94.5583 | 22.8109 | 117.3692 | 1747.32 | 1747.32 | 746.0793 | 746.0793 | 810.3807 | 810.3807 | 0 | 0 | 190.86 | 190.86 | 312674573.8984 | 1240051161.5849 | 135066738.5 | 0 | 1687.7925 | 42.1901 | 0 | 0 | 0 | 625.7908 | 106 | 608 | 922.3846 | 152 | 38 | 0.4188
164 | 515.0541 | 402.8 | 200 | 800 | 0 | 100% | 94.4292 | 99.229 | 99.3895 | 99.3895 | 1 | 99.229 | 96.5281 | 236.5438 | 223.0754 | 223.0754 | 223.0754 | 13.4685 | 236.5438 | 62.2985 | 55.4591 | 55.4591 | 55.4591 | 6.8393 | 62.2985 | 0 | 0 | 0 | 0 | 0 | 0 | 0 | 0 | 0 | 118.0558 | 95.0724 | 95.0724 | 95.0724 | 22.9834 | 118.0558 | 1829.7143 | 1829.7143 | 828.749 | 828.749 | 810.1578 | 810.1578 | 0 | 0 | 190.8075 | 190.8075 | 317110440.2585 | 1240047785.0918 | 134014061.4854 | 0 | 1691.1723 | 44.5518 | 0 | 0 | 0 | 695.3231 | 106 | 608 | 922.3846 | 152 | 38 | 0.41555
165 | 566.5595 | 402.8 | 200 | 800 | 0 | 100% | 94.7831 | 103.4517 | 103.6091 | 103.6091 | 1 | 103.4517 | 96.6658 | 257.0223 | 242.3844 | 242.3844 | 242.3844 | 14.638 | 257.0223 | 62.2844 | 55.4451 | 55.4451 | 55.4451 | 6.8393 | 62.2844 | 0 | 0 | 0 | 0 | 0 | 0 | 0 | 0 | 0 | 118.9399 | 95.7563 | 95.7563 | 95.7563 | 23.1836 | 118.9399 | 1912.1099 | 1912.1099 | 911.3954 | 911.3954 | 809.9547 | 809.9547 | 0 | 0 | 190.7597 | 190.7597 | 320765891.0219 | 1240060541.7936 | 132758890.6198 | 0 | 1693.5853 | 46.7512 | 0 | 0 | 0 | 764.8554 | 106 | 608 | 922.3846 | 152 | 38 | 0.41168
166 | 618.065 | 402.8 | 200 | 800 | 0 | 100% | 95.0685 | 107.7019 | 107.8487 | 107.8487 | 1 | 107.7019 | 96.7761 | 277.6128 | 261.7987 | 261.7987 | 261.7987 | 15.814 | 277.6128 | 62.2706 | 55.4314 | 55.4314 | 55.4314 | 6.8392 | 62.2706 | 0 | 0 | 0 | 0 | 0 | 0 | 0 | 0 | 0 | 119.8049 | 96.4299 | 96.4299 | 96.4299 | 23.375 | 119.8049 | 1994.5066 | 1994.5066 | 994.0216 | 994.0216 | 809.769 | 809.769 | 0 | 0 | 190.716 | 190.716 | 323662121.476 | 1240100695.1431 | 131754416.8333 | 0 | 1695.5172 | 48.7918 | 0 | 0 | 0 | 834.3877 | 106 | 608 | 922.3846 | 152 | 38 | 0.40859
167 | 669.5704 | 402.8 | 200 | 800 | 0 | 100% | 95.274 | 111.9685 | 112.1129 | 112.1129 | 1 | 111.9685 | 96.8685 | 298.3659 | 281.3663 | 281.3663 | 281.3663 | 16.9996 | 298.3659 | 62.2572 | 55.4182 | 55.4182 | 55.4182 | 6.839 | 62.2572 | 0 | 0 | 0 | 0 | 0 | 0 | 0 | 0 | 0 | 120.4992 | 96.972 | 96.972 | 96.972 | 23.5272 | 120.4992 | 2076.9042 | 2076.9042 | 1076.6299 | 1076.6299 | 809.5985 | 809.5985 | 0 | 0 | 190.6758 | 190.6758 | 326056359.8364 | 1240123137.5686 | 130957337.1199 | 0 | 1697.1368 | 50.6865 | 0 | 0 | 0 | 903.92 | 106 | 608 | 922.3846 | 152 | 38 | 0.40613
168 | 721.0758 | 402.8 | 200 | 800 | 0 | 100% | 95.4566 | 116.2544 | 116.3955 | 116.3955 | 1 | 116.2544 | 96.931 | 319.1693 | 300.9811 | 300.9811 | 300.9811 | 18.1882 | 319.1693 | 62.2453 | 55.4064 | 55.4064 | 55.4064 | 6.8389 | 62.2453 | 0 | 0 | 0 | 0 | 0 | 0 | 0 | 0 | 0 | 121.215 | 97.5331 | 97.5331 | 97.5331 | 23.682 | 121.215 | 2159.3028 | 2159.3028 | 1159.2226 | 1159.2226 | 809.4414 | 809.4414 | 0 | 0 | 190.6388 | 190.6388 | 328087640.0597 | 1240143043.7633 | 130000819.0248 | 0 | 1698.2315 | 52.4576 | 0 | 0 | 0 | 973.4523 | 106 | 608 | 922.3846 | 152 | 38 | 0.40319
169 | 772.5812 | 402.8 | 200 | 800 | 0 | 100% | 95.5023 | 120.5541 | 120.6996 | 120.6996 | 1 | 120.5541 | 96.9855 | 339.9597 | 320.5835 | 320.5835 | 320.5835 | 19.3763 | 339.9597 | 62.2348 | 55.396 | 55.396 | 55.396 | 6.8388 | 62.2348 | 0 | 0 | 0 | 0 | 0 | 0 | 0 | 0 | 0 | 121.9662 | 98.1218 | 98.1218 | 98.1218 | 23.8444 | 121.9662 | 2241.7021 | 2241.7021 | 1241.8014 | 1241.8014 | 809.2961 | 809.2961 | 0 | 0 | 190.6046 | 190.6046 | 329934400.9528 | 1240147264.722 | 129104573.9612 | 0 | 1699.1862 | 54.1073 | 0 | 0 | 0 | 1042.9846 | 106 | 608 | 922.3846 | 152 | 38 | 0.40043
170 | 824.0866 | 402.8 | 200 | 800 | 0 | 100% | 95.605 | 124.8574 | 124.998 | 124.998 | 1 | 124.8574 | 97.0321 | 360.7273 | 340.1641 | 340.1641 | 340.1641 | 20.5632 | 360.7273 | 62.225 | 55.3862 | 55.3862 | 55.3862 | 6.8387 | 62.225 | 0 | 0 | 0 | 0 | 0 | 0 | 0 | 0 | 0 | 122.6523 | 98.6561 | 98.6561 | 98.6561 | 23.9961 | 122.6523 | 2324.1021 | 2324.1021 | 1324.3677 | 1324.3677 | 809.1615 | 809.1615 | 0 | 0 | 190.5729 | 190.5729 | 331524045.1063 | 1240166580.4601 | 128311123.4235 | 0 | 1700.0017 | 55.6484 | 0 | 0 | 0 | 1112.5169 | 106 | 608 | 922.3846 | 152 | 38 | 0.39798
171 | 875.592 | 402.8 | 200 | 800 | 0 | 100% | 95.6849 | 129.166 | 129.2983 | 129.2983 | 1 | 129.166 | 97.0719 | 381.5555 | 359.8019 | 359.8019 | 359.8019 | 21.7536 | 381.5555 | 62.2156 | 55.3769 | 55.3769 | 55.3769 | 6.8387 | 62.2156 | 0 | 0 | 0 | 0 | 0 | 0 | 0 | 0 | 0 | 123.2457 | 99.1175 | 99.1175 | 99.1175 | 24.1282 | 123.2457 | 2406.5027 | 2406.5027 | 1406.923 | 1406.923 | 809.0363 | 809.0363 | 0 | 0 | 190.5434 | 190.5434 | 332865194.1621 | 1240184254.2686 | 127650744.6884 | 0 | 1700.7002 | 57.0907 | 0 | 0 | 0 | 1182.0492 | 106 | 608 | 922.3846 | 152 | 38 | 0.39595
172 | 927.0974 | 402.8 | 200 | 800 | 0 | 100% | 95.7648 | 133.4807 | 133.6074 | 133.6074 | 1 | 133.4807 | 97.1053 | 402.4432 | 379.4956 | 379.4956 | 379.4956 | 22.9476 | 402.4432 | 62.2067 | 55.3682 | 55.3682 | 55.3682 | 6.8386 | 62.2067 | 0 | 0 | 0 | 0 | 0 | 0 | 0 | 0 | 0 | 123.7759 | 99.5292 | 99.5292 | 99.5292 | 24.2467 | 123.7759 | 2488.9038 | 2488.9038 | 1489.4683 | 1489.4683 | 808.9196 | 808.9196 | 0 | 0 | 190.5159 | 190.5159 | 334034250.2377 | 1240202598.189 | 127047524.3496 | 0 | 1701.2844 | 58.4438 | 0 | 0 | 0 | 1251.5815 | 106 | 608 | 922.3846 | 152 | 38 | 0.39409
173 | 978.6028 | 402.8 | 200 | 800 | 0 | 100% | 95.8105 | 137.8012 | 137.9267 | 137.9267 | 1 | 137.8012 | 97.1325 | 423.3559 | 399.2127 | 399.2127 | 399.2127 | 24.1432 | 423.3559 | 62.1984 | 55.3599 | 55.3599 | 55.3599 | 6.8385 | 62.1984 | 0 | 0 | 0 | 0 | 0 | 0 | 0 | 0 | 0 | 124.2798 | 99.9209 | 99.9209 | 99.9209 | 24.359 | 124.2798 | 2571.3054 | 2571.3054 | 1572.0046 | 1572.0046 | 808.8106 | 808.8106 | 0 | 0 | 190.4902 | 190.4902 | 335093268.6723 | 1240219780.0429 | 126448338.6907 | 0 | 1701.7614 | 59.7159 | 0 | 0 | 0 | 1321.1138 | 106 | 608 | 922.3846 | 152 | 38 | 0.39224
174 | 1030.1083 | 402.8 | 200 | 800 | 0 | 100% | 95.8447 | 142.1255 | 142.2491 | 142.2491 | 1 | 142.1255 | 97.1581 | 444.2592 | 418.921 | 418.921 | 418.921 | 25.3382 | 444.2592 | 62.1906 | 55.3522 | 55.3522 | 55.3522 | 6.8384 | 62.1906 | 0 | 0 | 0 | 0 | 0 | 0 | 0 | 0 | 0 | 124.7709 | 100.3043 | 100.3043 | 100.3043 | 24.4666 | 124.7709 | 2653.7075 | 2653.7075 | 1654.5329 | 1654.5329 | 808.7085 | 808.7085 | 0 | 0 | 190.4662 | 190.4662 | 336055802.0935 | 1240236771.2477 | 125917696.738 | 0 | 1702.2103 | 60.9124 | 0 | 0 | 0 | 1390.6462 | 106 | 608 | 922.3846 | 152 | 38 | 0.39061
175 | 20.6022 | 452.2 | 200 | 800 | 0 | 100% | 75.9247 | 71.7623 | 71.8305 | 71.8305 | 1 | 71.7623 | 84.5399 | 97.9405 | 92.3829 | 92.3829 | 92.3829 | 5.5576 | 97.9405 | 68.3218 | 60.8453 | 60.8453 | 60.8453 | 7.4765 | 68.3218 | 0 | 0 | 0 | 0 | 0 | 0 | 0 | 0 | 0 | 92.5193 | 74.8909 | 74.8909 | 74.8909 | 17.6284 | 92.5193 | 1137.5802 | 1137.5802 | 33.27 | 33.27 | 912.8114 | 912.8114 | 0 | 0 | 191.4987 | 191.4987 | 31783352.5987 | 1273493454.43 | 175862568.5886 | 0 | 1481.1394 | 26.3426 | 0 | 0 | 0 | 27.8129 | 119 | 608 | 922.3846 | 152 | 38 | 0.5445
176 | 51.5054 | 452.2 | 200 | 800 | 0 | 100% | 78.1621 | 72.8881 | 72.9815 | 72.9815 | 1 | 72.8881 | 86.7842 | 100.3723 | 94.6745 | 94.6745 | 94.6745 | 5.6978 | 100.3723 | 68.2973 | 60.8208 | 60.8208 | 60.8208 | 7.4765 | 68.2973 | 0 | 0 | 0 | 0 | 0 | 0 | 0 | 0 | 0 | 95.6571 | 77.4219 | 77.4219 | 77.4219 | 18.2351 | 95.6571 | 1187.0042 | 1187.0042 | 83.1414 | 83.1414 | 912.4416 | 912.4416 | 0 | 0 | 191.4211 | 191.4211 | 77433442.8875 | 1273490616.1683 | 169534438.4591 | 0 | 1520.4585 | 27.2447 | 0 | 0 | 0 | 69.5323 | 119 | 608 | 922.3846 | 152 | 38 | 0.525
177 | 154.5162 | 452.2 | 200 | 800 | 0 | 100% | 85.5708 | 77.6147 | 77.7592 | 77.7592 | 1 | 77.6147 | 92.4191 | 113.1066 | 106.6791 | 106.6791 | 106.6791 | 6.4275 | 113.1066 | 68.2215 | 60.7458 | 60.7458 | 60.7458 | 7.4757 | 68.2215 | 0 | 0 | 0 | 0 | 0 | 0 | 0 | 0 | 0 | 112.6355 | 91.0186 | 91.0186 | 91.0186 | 21.6169 | 112.6355 | 1351.7625 | 1351.7625 | 249.1433 | 249.1433 | 911.4138 | 911.4138 | 0 | 0 | 191.2055 | 191.2055 | 204389192.9685 | 1273636646.6493 | 141156157.6541 | 0 | 1619.182 | 31.211 | 0 | 0 | 0 | 208.5969 | 119 | 608 | 922.3846 | 152 | 38 | 0.43756
178 | 206.0217 | 452.2 | 200 | 800 | 0 | 100% | 89.3836 | 80.6777 | 80.8296 | 80.8296 | 1 | 80.6777 | 94.0893 | 124.8586 | 117.7601 | 117.7601 | 117.7601 | 7.0984 | 124.8586 | 68.1874 | 60.7123 | 60.7123 | 60.7123 | 7.475 | 68.1874 | 0 | 0 | 0 | 0 | 0 | 0 | 0 | 0 | 0 | 121.8406 | 98.3737 | 98.3737 | 98.3737 | 23.4668 | 121.8406 | 1434.147 | 1434.147 | 332.0374 | 332.0374 | 910.9924 | 910.9924 | 0 | 0 | 191.1171 | 191.1171 | 244318440.4605 | 1273768598.8311 | 130358213.7341 | 0 | 1648.4453 | 33.6737 | 0 | 0 | 0 | 278.1292 | 119 | 608 | 922.3846 | 152 | 38 | 0.40429
179 | 257.5271 | 452.2 | 200 | 800 | 0 | 100% | 91.621 | 84.212 | 84.3702 | 84.3702 | 1 | 84.212 | 95.1038 | 143.2013 | 135.0569 | 135.0569 | 135.0569 | 8.1444 | 143.2013 | 68.1591 | 60.6844 | 60.6844 | 60.6844 | 7.4747 | 68.1591 | 0 | 0 | 0 | 0 | 0 | 0 | 0 | 0 | 0 | 124.2303 | 100.2061 | 100.2061 | 100.2061 | 24.0242 | 124.2303 | 1516.5342 | 1516.5342 | 414.8766 | 414.8766 | 910.6189 | 910.6189 | 0 | 0 | 191.0387 | 191.0387 | 263980740.2648 | 1273802684.8903 | 128434788.9029 | 0 | 1666.2182 | 36.3013 | 0 | 0 | 0 | 347.6615 | 119 | 608 | 922.3846 | 152 | 38 | 0.39836
180 | 309.0325 | 452.2 | 200 | 800 | 0 | 100% | 92.8995 | 87.9666 | 88.1198 | 88.1198 | 1 | 87.9666 | 95.8095 | 164.0609 | 154.7269 | 154.7269 | 154.7269 | 9.334 | 164.0609 | 68.1359 | 60.6614 | 60.6614 | 60.6614 | 7.4746 | 68.1359 | 0 | 0 | 0 | 0 | 0 | 0 | 0 | 0 | 0 | 123.1998 | 99.3038 | 99.3038 | 99.3038 | 23.896 | 123.1998 | 1598.9237 | 1598.9237 | 497.6696 | 497.6696 | 910.2854 | 910.2854 | 0 | 0 | 190.9688 | 190.9688 | 275484819.9655 | 1273815649.4655 | 129281165.8917 | 0 | 1678.5816 | 38.8708 | 0 | 0 | 0 | 417.1938 | 119 | 608 | 922.3846 | 152 | 38 | 0.40097
181 | 360.5379 | 452.2 | 200 | 800 | 0 | 100% | 93.6986 | 91.9068 | 92.0585 | 92.0585 | 1 | 91.9068 | 96.2706 | 185.5878 | 175.0258 | 175.0258 | 175.0258 | 10.562 | 185.5878 | 68.1173 | 60.6426 | 60.6426 | 60.6426 | 7.4747 | 68.1173 | 0 | 0 | 0 | 0 | 0 | 0 | 0 | 0 | 0 | 122.7537 | 98.8907 | 98.8907 | 98.8907 | 23.8631 | 122.7537 | 1681.3152 | 1681.3152 | 580.4235 | 580.4235 | 909.9858 | 909.9858 | 0 | 0 | 190.9059 | 190.9059 | 283649289.0342 | 1273787191.1991 | 129223972.7997 | 0 | 1686.6605 | 41.36 | 0 | 0 | 0 | 486.7262 | 119 | 608 | 922.3846 | 152 | 38 | 0.40079
182 | 412.0433 | 452.2 | 200 | 800 | 0 | 100% | 94.3493 | 95.967 | 96.1168 | 96.1168 | 1 | 95.967 | 96.5781 | 207.245 | 195.4472 | 195.4472 | 195.4472 | 11.7978 | 207.245 | 68.0985 | 60.6239 | 60.6239 | 60.6239 | 7.4746 | 68.0985 | 0 | 0 | 0 | 0 | 0 | 0 | 0 | 0 | 0 | 123.1734 | 99.1827 | 99.1827 | 99.1827 | 23.9907 | 123.1734 | 1763.7083 | 1763.7083 | 663.1439 | 663.1439 | 909.7153 | 909.7153 | 0 | 0 | 190.8492 | 190.8492 | 289923893.8544 | 1273820171.0016 | 128303489.1377 | 0 | 1692.0476 | 43.7247 | 0 | 0 | 0 | 556.2585 | 119 | 608 | 922.3846 | 152 | 38 | 0.39796
183 | 463.5487 | 452.2 | 200 | 800 | 0 | 100% | 94.9429 | 100.1101 | 100.2618 | 100.2618 | 1 | 100.1101 | 96.7888 | 229.0064 | 215.9664 | 215.9664 | 215.9664 | 13.0399 | 229.0064 | 68.0802 | 60.6058 | 60.6058 | 60.6058 | 7.4744 | 68.0802 | 0 | 0 | 0 | 0 | 0 | 0 | 0 | 0 | 0 | 124.1067 | 99.8955 | 99.8955 | 99.8955 | 24.2112 | 124.1067 | 1846.1029 | 1846.1029 | 745.8355 | 745.8355 | 909.4697 | 909.4697 | 0 | 0 | 190.7977 | 190.7977 | 294900351.0696 | 1273855943.1518 | 126982668.7845 | 0 | 1695.739 | 45.9475 | 0 | 0 | 0 | 625.7908 | 119 | 608 | 922.3846 | 152 | 38 | 0.39389
184 | 515.0541 | 452.2 | 200 | 800 | 0 | 100% | 95.2055 | 104.3012 | 104.4551 | 104.4551 | 1 | 104.3012 | 96.9451 | 250.7898 | 236.5062 | 236.5062 | 236.5062 | 14.2836 | 250.7898 | 68.0631 | 60.5889 | 60.5889 | 60.5889 | 7.4742 | 68.0631 | 0 | 0 | 0 | 0 | 0 | 0 | 0 | 0 | 0 | 125.2387 | 100.7675 | 100.7675 | 100.7675 | 24.4712 | 125.2387 | 1928.4987 | 1928.4987 | 828.5022 | 828.5022 | 909.2459 | 909.2459 | 0 | 0 | 190.7507 | 190.7507 | 298966528.0713 | 1273902856.2073 | 125609566.7286 | 0 | 1698.479 | 48.0224 | 0 | 0 | 0 | 695.3231 | 119 | 608 | 922.3846 | 152 | 38 | 0.38966
185 | 566.5595 | 452.2 | 200 | 800 | 0 | 100% | 95.5137 | 108.5318 | 108.6846 | 108.6846 | 1 | 108.5318 | 97.0555 | 272.6008 | 257.0717 | 257.0717 | 257.0717 | 15.5292 | 272.6008 | 68.0479 | 60.5739 | 60.5739 | 60.5739 | 7.474 | 68.0479 | 0 | 0 | 0 | 0 | 0 | 0 | 0 | 0 | 0 | 126.5144 | 101.7664 | 101.7664 | 101.7664 | 24.748 | 126.5144 | 2010.8956 | 2010.8956 | 911.147 | 911.147 | 909.041 | 909.041 | 0 | 0 | 190.7077 | 190.7077 | 302314258.295 | 1273926599.5381 | 124171422.8075 | 0 | 1700.4123 | 49.9623 | 0 | 0 | 0 | 764.8554 | 119 | 608 | 922.3846 | 152 | 38 | 0.38522
186 | 618.065 | 452.2 | 200 | 800 | 0 | 100% | 95.6507 | 112.7881 | 112.9333 | 112.9333 | 1 | 112.7881 | 97.1393 | 294.5373 | 277.7552 | 277.7552 | 277.7552 | 16.7821 | 294.5373 | 68.0341 | 60.5603 | 60.5603 | 60.5603 | 7.4739 | 68.0341 | 0 | 0 | 0 | 0 | 0 | 0 | 0 | 0 | 0 | 127.6961 | 102.6969 | 102.6969 | 102.6969 | 24.9991 | 127.6961 | 2093.2935 | 2093.2935 | 993.7726 | 993.7726 | 908.8527 | 908.8527 | 0 | 0 | 190.6682 | 190.6682 | 304972119.75 | 1273949647.6983 | 122959429.4848 | 0 | 1701.8812 | 51.7716 | 0 | 0 | 0 | 834.3877 | 119 | 608 | 922.3846 | 152 | 38 | 0.38149
187 | 669.5704 | 452.2 | 200 | 800 | 0 | 100% | 95.8447 | 117.0679 | 117.2095 | 117.2095 | 1 | 117.0679 | 97.1966 | 316.6138 | 298.5706 | 298.5706 | 298.5706 | 18.0432 | 316.6138 | 68.0213 | 60.5476 | 60.5476 | 60.5476 | 7.4737 | 68.0213 | 0 | 0 | 0 | 0 | 0 | 0 | 0 | 0 | 0 | 128.8248 | 103.5853 | 103.5853 | 103.5853 | 25.2395 | 128.8248 | 2175.6922 | 2175.6922 | 1076.3814 | 1076.3814 | 908.6791 | 908.6791 | 0 | 0 | 190.6318 | 190.6318 | 307167211.8205 | 1273973770.8313 | 121743263.0844 | 0 | 1702.8842 | 53.4646 | 0 | 0 | 0 | 903.92 | 119 | 608 | 922.3846 | 152 | 38 | 0.37774
188 | 721.0758 | 452.2 | 200 | 800 | 0 | 100% | 95.9589 | 121.3602 | 121.5021 | 121.5021 | 1 | 121.3602 | 97.2451 | 338.7426 | 319.4351 | 319.4351 | 319.4351 | 19.3075 | 338.7426 | 68.0097 | 60.536 | 60.536 | 60.536 | 7.4736 | 68.0097 | 0 | 0 | 0 | 0 | 0 | 0 | 0 | 0 | 0 | 129.8692 | 104.4042 | 104.4042 | 104.4042 | 25.4649 | 129.8692 | 2258.0916 | 2258.0916 | 1158.9751 | 1158.9751 | 908.5185 | 908.5185 | 0 | 0 | 190.5981 | 190.5981 | 309053380.9862 | 1273989410.1866 | 120692132.8764 | 0 | 1703.7349 | 55.0446 | 0 | 0 | 0 | 973.4523 | 119 | 608 | 922.3846 | 152 | 38 | 0.3745
189 | 772.5812 | 452.2 | 200 | 800 | 0 | 100% | 96.0046 | 125.6579 | 125.8013 | 125.8013 | 1 | 125.6579 | 97.2897 | 360.8586 | 340.2874 | 340.2874 | 340.2874 | 20.5713 | 360.8586 | 67.9989 | 60.5253 | 60.5253 | 60.5253 | 7.4735 | 67.9989 | 0 | 0 | 0 | 0 | 0 | 0 | 0 | 0 | 0 | 130.8249 | 105.1542 | 105.1542 | 105.1542 | 25.6707 | 130.8249 | 2340.4918 | 2340.4918 | 1241.5554 | 1241.5554 | 908.3695 | 908.3695 | 0 | 0 | 190.5668 | 190.5668 | 310728542.5163 | 1274007133.0112 | 119780345.3343 | 0 | 1704.516 | 56.5211 | 0 | 0 | 0 | 1042.9846 | 119 | 608 | 922.3846 | 152 | 38 | 0.3717
190 | 824.0866 | 452.2 | 200 | 800 | 0 | 100% | 96.0616 | 129.9567 | 130.0955 | 130.0955 | 1 | 129.9567 | 97.3303 | 382.9896 | 361.1536 | 361.1536 | 361.1536 | 21.836 | 382.9896 | 67.9887 | 60.5153 | 60.5153 | 60.5153 | 7.4734 | 67.9887 | 0 | 0 | 0 | 0 | 0 | 0 | 0 | 0 | 0 | 131.6301 | 105.7851 | 105.7851 | 105.7851 | 25.845 | 131.6301 | 2422.8925 | 2422.8925 | 1324.1238 | 1324.1238 | 908.2309 | 908.2309 | 0 | 0 | 190.5378 | 190.5378 | 312157683.9069 | 1274024696.0312 | 119045264.9161 | 0 | 1705.2276 | 57.9041 | 0 | 0 | 0 | 1112.5169 | 119 | 608 | 922.3846 | 152 | 38 | 0.36943
191 | 875.592 | 452.2 | 200 | 800 | 0 | 100% | 96.1073 | 134.2564 | 134.3911 | 134.3911 | 1 | 134.2564 | 97.3672 | 405.1657 | 382.0623 | 382.0623 | 382.0623 | 23.1035 | 405.1657 | 67.9792 | 60.5059 | 60.5059 | 60.5059 | 7.4733 | 67.9792 | 0 | 0 | 0 | 0 | 0 | 0 | 0 | 0 | 0 | 132.2852 | 106.2965 | 106.2965 | 106.2965 | 25.9888 | 132.2852 | 2505.2937 | 2505.2937 | 1406.6813 | 1406.6813 | 908.1017 | 908.1017 | 0 | 0 | 190.5107 | 190.5107 | 313400742.1695 | 1274042151.9963 | 118431001.5746 | 0 | 1705.8739 | 59.2021 | 0 | 0 | 0 | 1182.0492 | 119 | 608 | 922.3846 | 152 | 38 | 0.36754
192 | 927.0974 | 452.2 | 200 | 800 | 0 | 100% | 96.1758 | 138.5611 | 138.6902 | 138.6902 | 1 | 138.5611 | 97.3971 | 427.3792 | 403.006 | 403.006 | 403.006 | 24.3732 | 427.3792 | 67.9703 | 60.497 | 60.497 | 60.497 | 7.4732 | 67.9703 | 0 | 0 | 0 | 0 | 0 | 0 | 0 | 0 | 0 | 132.8789 | 106.7588 | 106.7588 | 106.7588 | 26.12 | 132.8789 | 2587.6954 | 2587.6954 | 1489.2292 | 1489.2292 | 907.9809 | 907.9809 | 0 | 0 | 190.4853 | 190.4853 | 314477881.6578 | 1274059551.4829 | 117860459.2608 | 0 | 1706.3979 | 60.4243 | 0 | 0 | 0 | 1251.5815 | 119 | 608 | 922.3846 | 152 | 38 | 0.36578
193 | 978.6028 | 452.2 | 200 | 800 | 0 | 100% | 96.2215 | 142.8719 | 142.9973 | 142.9973 | 1 | 142.8719 | 97.4226 | 449.633 | 423.9877 | 423.9877 | 423.9877 | 25.6453 | 449.633 | 67.9618 | 60.4887 | 60.4887 | 60.4887 | 7.4731 | 67.9618 | 0 | 0 | 0 | 0 | 0 | 0 | 0 | 0 | 0 | 133.4374 | 107.1944 | 107.1944 | 107.1944 | 26.2429 | 133.4374 | 2670.0976 | 2670.0976 | 1571.7682 | 1571.7682 | 907.8678 | 907.8678 | 0 | 0 | 190.4616 | 190.4616 | 315432133.4708 | 1274076843.0199 | 117335130.0542 | 0 | 1706.8441 | 61.5766 | 0 | 0 | 0 | 1321.1138 | 119 | 608 | 922.3846 | 152 | 38 | 0.36416
194 | 1030.1083 | 452.2 | 200 | 800 | 0 | 100% | 96.2443 | 147.185 | 147.3112 | 147.3112 | 1 | 147.185 | 97.4469 | 471.8904 | 444.9726 | 444.9726 | 444.9726 | 26.9178 | 471.8904 | 67.9538 | 60.4808 | 60.4808 | 60.4808 | 7.473 | 67.9538 | 0 | 0 | 0 | 0 | 0 | 0 | 0 | 0 | 0 | 133.9545 | 107.6004 | 107.6004 | 107.6004 | 26.354 | 133.9545 | 2752.5002 | 2752.5002 | 1654.2993 | 1654.2993 | 907.7616 | 907.7616 | 0 | 0 | 190.4393 | 190.4393 | 316316081.9342 | 1274094134.5569 | 116860056.8037 | 0 | 1707.2703 | 62.6635 | 0 | 0 | 0 | 1390.6462 | 119 | 608 | 922.3846 | 152 | 38 | 0.3627
195 | 20.6022 | 501.6 | 200 | 800 | 0 | 100% | 78.9041 | 76.5601 | 76.6105 | 76.6105 | 1 | 76.5601 | 86.2607 | 101.9466 | 96.1575 | 96.1575 | 96.1575 | 5.7892 | 101.9466 | 74.0948 | 65.9809 | 65.9809 | 65.9809 | 8.1138 | 74.0948 | 0 | 0 | 0 | 0 | 0 | 0 | 0 | 0 | 0 | 90.5753 | 73.2759 | 73.2759 | 73.2759 | 17.2994 | 90.5753 | 1236.3396 | 1236.3396 | 33.2442 | 33.2442 | 1011.7451 | 1011.7451 | 0 | 0 | 191.3502 | 191.3502 | 30518615.2065 | 1301645991.2878 | 179123209.0928 | 0 | 1511.2878 | 32.1451 | 0 | 0 | 0 | 27.8129 | 132 | 608 | 922.3846 | 152 | 38 | 0.55454
196 | 51.5054 | 501.6 | 200 | 800 | 0 | 100% | 81.1301 | 77.6808 | 77.7567 | 77.7567 | 1 | 77.6808 | 88.3355 | 104.5923 | 98.651 | 98.651 | 98.651 | 5.9413 | 104.5923 | 74.076 | 65.9618 | 65.9618 | 65.9618 | 8.1142 | 74.076 | 0 | 0 | 0 | 0 | 0 | 0 | 0 | 0 | 0 | 94.0455 | 76.0652 | 76.0652 | 76.0652 | 17.9803 | 94.0455 | 1285.7669 | 1285.7669 | 83.0822 | 83.0822 | 1011.3998 | 1011.3998 | 0 | 0 | 191.2849 | 191.2849 | 74222248.3736 | 1301582720.8243 | 171832416.3328 | 0 | 1547.6374 | 32.8946 | 0 | 0 | 0 | 69.5323 | 132 | 608 | 922.3846 | 152 | 38 | 0.53208
197 | 154.5162 | 501.6 | 200 | 800 | 0 | 100% | 87.7511 | 82.5287 | 82.6616 | 82.6616 | 1 | 82.5287 | 93.3998 | 118.6297 | 111.8849 | 111.8849 | 111.8849 | 6.7448 | 118.6297 | 74.0033 | 65.8901 | 65.8901 | 65.8901 | 8.1132 | 74.0033 | 0 | 0 | 0 | 0 | 0 | 0 | 0 | 0 | 0 | 113.1668 | 91.3834 | 91.3834 | 91.3834 | 21.7833 | 113.1668 | 1450.5339 | 1450.5339 | 249.0068 | 249.0068 | 1010.4263 | 1010.4263 | 0 | 0 | 191.1008 | 191.1008 | 194734597.412 | 1301760482.7439 | 139869813.0671 | 0 | 1636.3649 | 36.3454 | 0 | 0 | 0 | 208.5969 | 132 | 608 | 922.3846 | 152 | 38 | 0.4336
198 | 206.0217 | 501.6 | 200 | 800 | 0 | 100% | 90.7078 | 85.7092 | 85.8521 | 85.8521 | 1 | 85.7092 | 94.8066 | 131.1887 | 123.727 | 123.727 | 123.727 | 7.4617 | 131.1887 | 73.9728 | 65.8601 | 65.8601 | 65.8601 | 8.1128 | 73.9728 | 0 | 0 | 0 | 0 | 0 | 0 | 0 | 0 | 0 | 124.7228 | 100.6214 | 100.6214 | 100.6214 | 24.1015 | 124.7228 | 1532.9216 | 1532.9216 | 331.876 | 331.876 | 1010.0214 | 1010.0214 | 0 | 0 | 191.0242 | 191.0242 | 232410406.7118 | 1301821586.4228 | 126780302.5606 | 0 | 1661.0123 | 38.5375 | 0 | 0 | 0 | 278.1292 | 132 | 608 | 922.3846 | 152 | 38 | 0.39326
199 | 257.5271 | 501.6 | 200 | 800 | 0 | 100% | 92.6941 | 89.2741 | 89.4139 | 89.4139 | 1 | 89.2741 | 95.6797 | 150.5691 | 142.0022 | 142.0022 | 142.0022 | 8.5669 | 150.5691 | 73.948 | 65.8354 | 65.8354 | 65.8354 | 8.1126 | 73.948 | 0 | 0 | 0 | 0 | 0 | 0 | 0 | 0 | 0 | 128.1831 | 103.3074 | 103.3074 | 103.3074 | 24.8757 | 128.1831 | 1615.3115 | 1615.3115 | 414.6964 | 414.6964 | 1009.6594 | 1009.6594 | 0 | 0 | 190.9557 | 190.9557 | 250895078.6948 | 1301847217.4481 | 123566899.4716 | 0 | 1676.3092 | 40.8302 | 0 | 0 | 0 | 347.6615 | 132 | 608 | 922.3846 | 152 | 38 | 0.38336
200 | 309.0325 | 501.6 | 200 | 800 | 0 | 100% | 93.7785 | 93.0773 | 93.2239 | 93.2239 | 1 | 93.0773 | 96.2975 | 172.6571 | 162.8304 | 162.8304 | 162.8304 | 9.8266 | 172.6571 | 73.926 | 65.8134 | 65.8134 | 65.8134 | 8.1126 | 73.926 | 0 | 0 | 0 | 0 | 0 | 0 | 0 | 0 | 0 | 128.3311 | 103.3592 | 103.3592 | 103.3592 | 24.9719 | 128.3311 | 1697.7033 | 1697.7033 | 497.4752 | 497.4752 | 1009.3339 | 1009.3339 | 0 | 0 | 190.8942 | 190.8942 | 261629685.5924 | 1301853476.0629 | 123649076.3843 | 0 | 1687.1322 | 43.0666 | 0 | 0 | 0 | 417.1938 | 132 | 608 | 922.3846 | 152 | 38 | 0.38362
201 | 360.5379 | 501.6 | 200 | 800 | 0 | 100% | 94.4521 | 97.027 | 97.1689 | 97.1689 | 1 | 97.027 | 96.6991 | 195.4708 | 184.3427 | 184.3427 | 184.3427 | 11.1281 | 195.4708 | 73.9046 | 65.7923 | 65.7923 | 65.7923 | 8.1123 | 73.9046 | 0 | 0 | 0 | 0 | 0 | 0 | 0 | 0 | 0 | 128.285 | 103.2712 | 103.2712 | 103.2712 | 25.0138 | 128.285 | 1780.0968 | 1780.0968 | 580.2186 | 580.2186 | 1009.0397 | 1009.0397 | 0 | 0 | 190.8385 | 190.8385 | 269153431.1569 | 1301925711.768 | 123089033.559 | 0 | 1694.1682 | 45.239 | 0 | 0 | 0 | 486.7262 | 132 | 608 | 922.3846 | 152 | 38 | 0.38189
202 | 412.0433 | 501.6 | 200 | 800 | 0 | 100% | 95.1484 | 101.1131 | 101.257 | 101.257 | 1 | 101.1131 | 96.9488 | 218.3992 | 205.9626 | 205.9626 | 205.9626 | 12.4365 | 218.3992 | 73.8827 | 65.7709 | 65.7709 | 65.7709 | 8.1118 | 73.8827 | 0 | 0 | 0 | 0 | 0 | 0 | 0 | 0 | 0 | 129.4409 | 104.1579 | 104.1579 | 104.1579 | 25.283 | 129.4409 | 1862.4916 | 1862.4916 | 662.9313 | 662.9313 | 1008.7724 | 1008.7724 | 0 | 0 | 190.788 | 190.788 | 275012964.5664 | 1301990301.7357 | 121539941.216 | 0 | 1698.5432 | 47.3202 | 0 | 0 | 0 | 556.2585 | 132 | 608 | 922.3846 | 152 | 38 | 0.37712
203 | 463.5487 | 501.6 | 200 | 800 | 0 | 100% | 95.4909 | 105.2735 | 105.4214 | 105.4214 | 1 | 105.2735 | 97.1224 | 241.3943 | 227.6452 | 227.6452 | 227.6452 | 13.7491 | 241.3943 | 73.8648 | 65.7532 | 65.7532 | 65.7532 | 8.1116 | 73.8648 | 0 | 0 | 0 | 0 | 0 | 0 | 0 | 0 | 0 | 130.9473 | 105.33 | 105.33 | 105.33 | 25.6173 | 130.9473 | 1944.8877 | 1944.8877 | 745.6173 | 745.6173 | 1008.5285 | 1008.5285 | 0 | 0 | 190.7418 | 190.7418 | 279663264.6717 | 1302018264.0385 | 119903791.3981 | 0 | 1701.5853 | 49.2789 | 0 | 0 | 0 | 625.7908 | 132 | 608 | 922.3846 | 152 | 38 | 0.37208
204 | 515.0541 | 501.6 | 200 | 800 | 0 | 100% | 95.742 | 109.4738 | 109.6243 | 109.6243 | 1 | 109.4738 | 97.247 | 264.4082 | 249.3451 | 249.3451 | 249.3451 | 15.0631 | 264.4082 | 73.8489 | 65.7374 | 65.7374 | 65.7374 | 8.1115 | 73.8489 | 0 | 0 | 0 | 0 | 0 | 0 | 0 | 0 | 0 | 132.4881 | 106.5297 | 106.5297 | 106.5297 | 25.9584 | 132.4881 | 2027.2848 | 2027.2848 | 828.2802 | 828.2802 | 1008.305 | 1008.305 | 0 | 0 | 190.6996 | 190.6996 | 283476650.9117 | 1302042994.5925 | 118247926.431 | 0 | 1703.7676 | 51.1162 | 0 | 0 | 0 | 695.3231 | 132 | 608 | 922.3846 | 152 | 38 | 0.36697
205 | 566.5595 | 501.6 | 200 | 800 | 0 | 100% | 95.9247 | 113.7172 | 113.8675 | 113.8675 | 1 | 113.7172 | 97.3328 | 287.462 | 271.0824 | 271.0824 | 271.0824 | 16.3796 | 287.462 | 73.8342 | 65.7229 | 65.7229 | 65.7229 | 8.1113 | 73.8342 | 0 | 0 | 0 | 0 | 0 | 0 | 0 | 0 | 0 | 134.2289 | 107.9023 | 107.9023 | 107.9023 | 26.3266 | 134.2289 | 2109.6828 | 2109.6828 | 910.9225 | 910.9225 | 1008.0995 | 1008.0995 | 0 | 0 | 190.6607 | 190.6607 | 286598288.4072 | 1302066532.6289 | 116605068.5098 | 0 | 1705.2699 | 52.8398 | 0 | 0 | 0 | 764.8554 | 132 | 608 | 922.3846 | 152 | 38 | 0.36191
206 | 618.065 | 501.6 | 200 | 800 | 0 | 100% | 96.016 | 117.9829 | 118.1251 | 118.1251 | 1 | 117.9829 | 97.3948 | 310.661 | 292.9564 | 292.9564 | 292.9564 | 17.7046 | 310.661 | 73.8205 | 65.7094 | 65.7094 | 65.7094 | 8.1112 | 73.8205 | 0 | 0 | 0 | 0 | 0 | 0 | 0 | 0 | 0 | 135.8018 | 109.1402 | 109.1402 | 109.1402 | 26.6616 | 135.8018 | 2192.0816 | 2192.0816 | 993.5468 | 993.5468 | 1007.91 | 1007.91 | 0 | 0 | 190.6249 | 190.6249 | 289046940.6445 | 1302091971.2139 | 115218172.9855 | 0 | 1706.3571 | 54.454 | 0 | 0 | 0 | 834.3877 | 132 | 608 | 922.3846 | 152 | 38 | 0.35764
207 | 669.5704 | 501.6 | 200 | 800 | 0 | 100% | 96.1644 | 122.2628 | 122.4041 | 122.4041 | 1 | 122.2628 | 97.4483 | 334.0311 | 314.9915 | 314.9915 | 314.9915 | 19.0396 | 334.0311 | 73.8075 | 65.6965 | 65.6965 | 65.6965 | 8.111 | 73.8075 | 0 | 0 | 0 | 0 | 0 | 0 | 0 | 0 | 0 | 137.1325 | 110.1877 | 110.1877 | 110.1877 | 26.9448 | 137.1325 | 2274.4812 | 2274.4812 | 1076.155 | 1076.155 | 1007.7345 | 1007.7345 | 0 | 0 | 190.5917 | 190.5917 | 291069216.5385 | 1302121178.5673 | 114103707.026 | 0 | 1707.2941 | 55.963 | 0 | 0 | 0 | 903.92 | 132 | 608 | 922.3846 | 152 | 38 | 0.3542
208 | 721.0758 | 501.6 | 200 | 800 | 0 | 100% | 96.2557 | 126.5467 | 126.691 | 126.691 | 1 | 126.5467 | 97.4948 | 357.4195 | 337.0437 | 337.0437 | 337.0437 | 20.3758 | 357.4195 | 73.7956 | 65.6848 | 65.6848 | 65.6848 | 8.1109 | 73.7956 | 0 | 0 | 0 | 0 | 0 | 0 | 0 | 0 | 0 | 138.2628 | 111.0765 | 111.0765 | 111.0765 | 27.1862 | 138.2628 | 2356.8815 | 2356.8815 | 1158.7489 | 1158.7489 | 1007.5717 | 1007.5717 | 0 | 0 | 190.5609 | 190.5609 | 292846567.1478 | 1302139358.0091 | 113122391.3199 | 0 | 1708.1083 | 57.3769 | 0 | 0 | 0 | 973.4523 | 132 | 608 | 922.3846 | 152 | 38 | 0.35118
209 | 772.5812 | 501.6 | 200 | 800 | 0 | 100% | 96.29 | 130.8343 | 130.9772 | 130.9772 | 1 | 130.8343 | 97.5363 | 380.7891 | 359.078 | 359.078 | 359.078 | 21.7111 | 380.7891 | 73.7848 | 65.674 | 65.674 | 65.674 | 8.1107 | 73.7848 | 0 | 0 | 0 | 0 | 0 | 0 | 0 | 0 | 0 | 139.2708 | 111.8694 | 111.8694 | 111.8694 | 27.4014 | 139.2708 | 2439.2823 | 2439.2823 | 1241.3299 | 1241.3299 | 1007.4201 | 1007.4201 | 0 | 0 | 190.5322 | 190.5322 | 294390222.0283 | 1302157080.8336 | 112288338.7664 | 0 | 1708.8356 | 58.7034 | 0 | 0 | 0 | 1042.9846 | 132 | 608 | 922.3846 | 152 | 38 | 0.34861
210 | 824.0866 | 501.6 | 200 | 800 | 0 | 100% | 96.3356 | 135.1222 | 135.2623 | 135.2623 | 1 | 135.1222 | 97.5753 | 404.1855 | 381.1374 | 381.1374 | 381.1374 | 23.0482 | 404.1855 | 73.7746 | 65.6639 | 65.6639 | 65.6639 | 8.1106 | 73.7746 | 0 | 0 | 0 | 0 | 0 | 0 | 0 | 0 | 0 | 140.0967 | 112.5153 | 112.5153 | 112.5153 | 27.5814 | 140.0967 | 2521.6836 | 2521.6836 | 1323.8994 | 1323.8994 | 1007.2787 | 1007.2787 | 0 | 0 | 190.5055 | 190.5055 | 295728410.3391 | 1302174803.6582 | 111615731.1937 | 0 | 1709.5189 | 59.9497 | 0 | 0 | 0 | 1112.5169 | 132 | 608 | 922.3846 | 152 | 38 | 0.34654
211 | 875.592 | 501.6 | 200 | 800 | 0 | 100% | 96.3927 | 139.4121 | 139.5476 | 139.5476 | 1 | 139.4121 | 97.611 | 427.6184 | 403.231 | 403.231 | 403.231 | 24.3874 | 427.6184 | 73.765 | 65.6545 | 65.6545 | 65.6545 | 8.1105 | 73.765 | 0 | 0 | 0 | 0 | 0 | 0 | 0 | 0 | 0 | 140.7883 | 113.055 | 113.055 | 113.055 | 27.7333 | 140.7883 | 2604.0855 | 2604.0855 | 1406.4585 | 1406.4585 | 1007.1465 | 1007.1465 | 0 | 0 | 190.4805 | 190.4805 | 296884759.3896 | 1302192526.4828 | 111067976.4051 | 0 | 1710.1453 | 61.1232 | 0 | 0 | 0 | 1182.0492 | 132 | 608 | 922.3846 | 152 | 38 | 0.34485
212 | 927.0974 | 501.6 | 200 | 800 | 0 | 100% | 96.4498 | 143.7082 | 143.8383 | 143.8383 | 1 | 143.7082 | 97.639 | 451.1046 | 425.3747 | 425.3747 | 425.3747 | 25.7298 | 451.1046 | 73.7559 | 65.6455 | 65.6455 | 65.6455 | 8.1104 | 73.7559 | 0 | 0 | 0 | 0 | 0 | 0 | 0 | 0 | 0 | 141.4223 | 113.5512 | 113.5512 | 113.5512 | 27.8711 | 141.4223 | 2686.4877 | 2686.4877 | 1489.0081 | 1489.0081 | 1007.0226 | 1007.0226 | 0 | 0 | 190.457 | 190.457 | 297882154.2992 | 1302210004.7697 | 110543330.1345 | 0 | 1710.6355 | 62.2322 | 0 | 0 | 0 | 1251.5815 | 132 | 608 | 922.3846 | 152 | 38 | 0.34323
213 | 978.6028 | 501.6 | 200 | 800 | 0 | 100% | 96.5068 | 148.0092 | 148.136 | 148.136 | 1 | 148.0092 | 97.664 | 474.6308 | 447.5562 | 447.5562 | 447.5562 | 27.0747 | 474.6308 | 73.7474 | 65.6371 | 65.6371 | 65.6371 | 8.1103 | 73.7474 | 0 | 0 | 0 | 0 | 0 | 0 | 0 | 0 | 0 | 142.0036 | 114.0077 | 114.0077 | 114.0077 | 27.996 | 142.0036 | 2768.8903 | 2768.8903 | 1571.5491 | 1571.5491 | 1006.9062 | 1006.9062 | 0 | 0 | 190.435 | 190.435 | 298767506.4509 | 1302227460.7347 | 110079144.7945 | 0 | 1711.0741 | 63.2801 | 0 | 0 | 0 | 1321.1138 | 132 | 608 | 922.3846 | 152 | 38 | 0.3418
214 | 1030.1083 | 501.6 | 200 | 800 | 0 | 100% | 96.5411 | 152.3112 | 152.4423 | 152.4423 | 1 | 152.3112 | 97.688 | 498.1359 | 469.7175 | 469.7175 | 469.7175 | 28.4184 | 498.1359 | 73.7397 | 65.6294 | 65.6294 | 65.6294 | 8.1103 | 73.7397 | 0 | 0 | 0 | 0 | 0 | 0 | 0 | 0 | 0 | 142.5321 | 114.4227 | 114.4227 | 114.4227 | 28.1094 | 142.5321 | 2851.2933 | 2851.2933 | 1654.0823 | 1654.0823 | 1006.7967 | 1006.7967 | 0 | 0 | 190.4143 | 190.4143 | 299616177.7318 | 1302228694.5101 | 109648236.988 | 0 | 1711.4931 | 64.2714 | 0 | 0 | 0 | 1390.6462 | 132 | 608 | 922.3846 | 152 | 38 | 0.34048
215 | 20.6022 | 551 | 200 | 800 | 0 | 100% | 81.2329 | 81.4742 | 81.5102 | 81.5102 | 1 | 81.4742 | 87.6312 | 105.8029 | 99.791 | 99.791 | 99.791 | 6.0119 | 105.8029 | 79.8684 | 71.1172 | 71.1172 | 71.1172 | 8.7512 | 79.8684 | 0 | 0 | 0 | 0 | 0 | 0 | 0 | 0 | 0 | 89.6268 | 72.4224 | 72.4224 | 72.4224 | 17.2044 | 89.6268 | 1335.1052 | 1335.1052 | 33.2224 | 33.2224 | 1110.6581 | 1110.6581 | 0 | 0 | 191.2248 | 191.2248 | 29381731.9635 | 1325707975.3533 | 180209448.6384 | 0 | 1535.2992 | 37.1689 | 0 | 0 | 0 | 27.8129 | 145 | 608 | 922.3846 | 152 | 38 | 0.55789
216 | 51.5054 | 551 | 200 | 800 | 0 | 100% | 83.1963 | 82.5991 | 82.661 | 82.661 | 1 | 82.5991 | 89.5464 | 109.4038 | 103.1856 | 103.1856 | 103.1856 | 6.2182 | 109.4038 | 79.8493 | 71.098 | 71.098 | 71.098 | 8.7514 | 79.8493 | 0 | 0 | 0 | 0 | 0 | 0 | 0 | 0 | 0 | 93.2913 | 75.3684 | 75.3684 | 75.3684 | 17.9229 | 93.2913 | 1384.5352 | 1384.5352 | 83.0319 | 83.0319 | 1110.3343 | 1110.3343 | 0 | 0 | 191.169 | 191.169 | 70902464.1956 | 1325680616.9934 | 172269691.7221 | 0 | 1568.8528 | 37.8098 | 0 | 0 | 0 | 69.5323 | 145 | 608 | 922.3846 | 152 | 38 | 0.53343
217 | 154.5162 | 551 | 200 | 800 | 0 | 100% | 89.3493 | 87.5605 | 87.6802 | 87.6802 | 1 | 87.5605 | 94.1205 | 124.041 | 116.9853 | 116.9853 | 116.9853 | 7.0557 | 124.041 | 79.7858 | 71.0349 | 71.0349 | 71.0349 | 8.7509 | 79.7858 | 0 | 0 | 0 | 0 | 0 | 0 | 0 | 0 | 0 | 114.665 | 92.4991 | 92.4991 | 92.4991 | 22.1659 | 114.665 | 1549.309 | 1549.309 | 248.8885 | 248.8885 | 1109.4106 | 1109.4106 | 0 | 0 | 191.01 | 191.01 | 186042297.6205 | 1325776675.1008 | 137171334.5147 | 0 | 1648.9903 | 40.844 | 0 | 0 | 0 | 208.5969 | 145 | 608 | 922.3846 | 152 | 38 | 0.42528
218 | 206.0217 | 551 | 200 | 800 | 0 | 100% | 91.8379 | 90.81 | 90.9419 | 90.9419 | 1 | 90.81 | 95.3574 | 137.373 | 129.5564 | 129.5564 | 129.5564 | 7.8166 | 137.373 | 79.7585 | 71.0078 | 71.0078 | 71.0078 | 8.7506 | 79.7585 | 0 | 0 | 0 | 0 | 0 | 0 | 0 | 0 | 0 | 127.7369 | 102.9521 | 102.9521 | 102.9521 | 24.7848 | 127.7369 | 1631.6994 | 1631.6994 | 331.7349 | 331.7349 | 1109.0215 | 1109.0215 | 0 | 0 | 190.943 | 190.943 | 221845346.898 | 1325799255.2898 | 123016948.4067 | 0 | 1670.6616 | 42.7756 | 0 | 0 | 0 | 278.1292 | 145 | 608 | 922.3846 | 152 | 38 | 0.38167
219 | 257.5271 | 551 | 200 | 800 | 0 | 100% | 93.3676 | 94.4472 | 94.5786 | 94.5786 | 1 | 94.4472 | 96.0951 | 157.8337 | 148.8502 | 148.8502 | 148.8502 | 8.9835 | 157.8337 | 79.733 | 70.9827 | 70.9827 | 70.9827 | 8.7503 | 79.733 | 0 | 0 | 0 | 0 | 0 | 0 | 0 | 0 | 0 | 132.9828 | 107.0761 | 107.0761 | 107.0761 | 25.9068 | 132.9828 | 1714.0915 | 1714.0915 | 414.5377 | 414.5377 | 1108.6712 | 1108.6712 | 0 | 0 | 190.8827 | 190.8827 | 239206664.4249 | 1325847715.046 | 118531014.1698 | 0 | 1683.5854 | 44.8053 | 0 | 0 | 0 | 347.6615 | 145 | 608 | 922.3846 | 152 | 38 | 0.36785
220 | 309.0325 | 551 | 200 | 800 | 0 | 100% | 94.3721 | 98.2506 | 98.3892 | 98.3892 | 1 | 98.2506 | 96.6673 | 181.1158 | 170.8043 | 170.8043 | 170.8043 | 10.3114 | 181.1158 | 79.711 | 70.9609 | 70.9609 | 70.9609 | 8.7501 | 79.711 | 0 | 0 | 0 | 0 | 0 | 0 | 0 | 0 | 0 | 133.3696 | 107.3239 | 107.3239 | 107.3239 | 26.0457 | 133.3696 | 1796.4853 | 1796.4853 | 497.303 | 497.303 | 1108.3542 | 1108.3542 | 0 | 0 | 190.8281 | 190.8281 | 249276506.5719 | 1325886566.4965 | 118447988.1397 | 0 | 1693.6111 | 46.7516 | 0 | 0 | 0 | 417.1938 | 145 | 608 | 922.3846 | 152 | 38 | 0.36759
221 | 360.5379 | 551 | 200 | 800 | 0 | 100% | 95.137 | 102.22 | 102.3565 | 102.3565 | 1 | 102.22 | 97.0121 | 205.1609 | 193.4777 | 193.4777 | 193.4777 | 11.6833 | 205.1609 | 79.6868 | 70.9374 | 70.9374 | 70.9374 | 8.7495 | 79.6868 | 0 | 0 | 0 | 0 | 0 | 0 | 0 | 0 | 0 | 133.9419 | 107.7324 | 107.7324 | 107.7324 | 26.2096 | 133.9419 | 1878.8803 | 1878.8803 | 580.0359 | 580.0359 | 1108.0659 | 1108.0659 | 0 | 0 | 190.7785 | 190.7785 | 256357057.638 | 1325991665.997 | 117302647.4886 | 0 | 1699.6514 | 48.6676 | 0 | 0 | 0 | 486.7262 | 145 | 608 | 922.3846 | 152 | 38 | 0.36406
222 | 412.0433 | 551 | 200 | 800 | 0 | 100% | 95.605 | 106.3233 | 106.4642 | 106.4642 | 1 | 106.3233 | 97.2259 | 229.2532 | 216.195 | 216.195 | 216.195 | 13.0582 | 229.2532 | 79.6678 | 70.9185 | 70.9185 | 70.9185 | 8.7492 | 79.6678 | 0 | 0 | 0 | 0 | 0 | 0 | 0 | 0 | 0 | 135.6696 | 109.0802 | 109.0802 | 109.0802 | 26.5894 | 135.6696 | 1961.2766 | 1961.2766 | 662.7408 | 662.7408 | 1107.8027 | 1107.8027 | 0 | 0 | 190.7331 | 190.7331 | 261914212.6069 | 1326014288.6792 | 115468483.7876 | 0 | 1703.397 | 50.5062 | 0 | 0 | 0 | 556.2585 | 145 | 608 | 922.3846 | 152 | 38 | 0.35841
223 | 463.5487 | 551 | 200 | 800 | 0 | 100% | 95.9589 | 110.4843 | 110.629 | 110.629 | 1 | 110.4843 | 97.3797 | 253.4109 | 238.9738 | 238.9738 | 238.9738 | 14.4371 | 253.4109 | 79.6508 | 70.9017 | 70.9017 | 70.9017 | 8.7491 | 79.6508 | 0 | 0 | 0 | 0 | 0 | 0 | 0 | 0 | 0 | 137.4584 | 110.4842 | 110.4842 | 110.4842 | 26.9743 | 137.4584 | 2043.6739 | 2043.6739 | 745.4209 | 745.4209 | 1107.5614 | 1107.5614 | 0 | 0 | 190.6916 | 190.6916 | 266330190.3348 | 1326038943.8698 | 113722817.6937 | 0 | 1706.092 | 52.2397 | 0 | 0 | 0 | 625.7908 | 145 | 608 | 922.3846 | 152 | 38 | 0.35303
224 | 515.0541 | 551 | 200 | 800 | 0 | 100% | 96.0959 | 114.6981 | 114.8439 | 114.8439 | 1 | 114.6981 | 97.4773 | 277.6126 | 261.7936 | 261.7936 | 261.7936 | 15.8189 | 277.6126 | 79.6354 | 70.8865 | 70.8865 | 70.8865 | 8.7489 | 79.6354 | 0 | 0 | 0 | 0 | 0 | 0 | 0 | 0 | 0 | 139.4941 | 112.0836 | 112.0836 | 112.0836 | 27.4105 | 139.4941 | 2126.0721 | 2126.0721 | 828.0794 | 828.0794 | 1107.3393 | 1107.3393 | 0 | 0 | 190.6534 | 190.6534 | 269902529.3173 | 1326058549.6381 | 111840910.14 | 0 | 1707.802 | 53.8779 | 0 | 0 | 0 | 695.3231 | 145 | 608 | 922.3846 | 152 | 38 | 0.34723
225 | 566.5595 | 551 | 200 | 800 | 0 | 100% | 96.2443 | 118.9503 | 119.097 | 119.097 | 1 | 118.9503 | 97.5429 | 301.8872 | 284.682 | 284.682 | 284.682 | 17.2051 | 301.8872 | 79.6209 | 70.8721 | 70.8721 | 70.8721 | 8.7488 | 79.6209 | 0 | 0 | 0 | 0 | 0 | 0 | 0 | 0 | 0 | 141.6221 | 113.7637 | 113.7637 | 113.7637 | 27.8584 | 141.6221 | 2208.4711 | 2208.4711 | 910.7187 | 910.7187 | 1107.1343 | 1107.1343 | 0 | 0 | 190.6181 | 190.6181 | 272827556.45 | 1326088057.0385 | 110035218.5314 | 0 | 1708.9508 | 55.4191 | 0 | 0 | 0 | 764.8554 | 145 | 608 | 922.3846 | 152 | 38 | 0.34167
226 | 618.065 | 551 | 200 | 800 | 0 | 100% | 96.347 | 123.2171 | 123.3578 | 123.3578 | 1 | 123.2171 | 97.5997 | 326.3099 | 307.7098 | 307.7098 | 307.7098 | 18.6 | 326.3099 | 79.6068 | 70.8583 | 70.8583 | 70.8583 | 8.7486 | 79.6068 | 0 | 0 | 0 | 0 | 0 | 0 | 0 | 0 | 0 | 143.4397 | 115.2014 | 115.2014 | 115.2014 | 28.2383 | 143.4397 | 2290.8708 | 2290.8708 | 993.341 | 993.341 | 1106.9445 | 1106.9445 | 0 | 0 | 190.5854 | 190.5854 | 275118524.8005 | 1326119309.6629 | 108709186.3184 | 0 | 1709.947 | 56.8622 | 0 | 0 | 0 | 834.3877 | 145 | 608 | 922.3846 | 152 | 38 | 0.33758
227 | 669.5704 | 551 | 200 | 800 | 0 | 100% | 96.4498 | 127.4875 | 127.63 | 127.63 | 1 | 127.4875 | 97.6511 | 350.8586 | 330.8562 | 330.8562 | 330.8562 | 20.0024 | 350.8586 | 79.5943 | 70.8459 | 70.8459 | 70.8459 | 8.7484 | 79.5943 | 0 | 0 | 0 | 0 | 0 | 0 | 0 | 0 | 0 | 144.8428 | 116.3067 | 116.3067 | 116.3067 | 28.536 | 144.8428 | 2373.2712 | 2373.2712 | 1075.948 | 1075.948 | 1106.7682 | 1106.7682 | 0 | 0 | 190.555 | 190.555 | 277064592.5887 | 1326132698.0759 | 107649159.6808 | 0 | 1710.8465 | 58.2152 | 0 | 0 | 0 | 903.92 | 145 | 608 | 922.3846 | 152 | 38 | 0.33432
228 | 721.0758 | 551 | 200 | 800 | 0 | 100% | 96.5297 | 131.7625 | 131.904 | 131.904 | 1 | 131.7625 | 97.6944 | 375.4382 | 354.0316 | 354.0316 | 354.0316 | 21.4066 | 375.4382 | 79.5831 | 70.8347 | 70.8347 | 70.8347 | 8.7483 | 79.5831 | 0 | 0 | 0 | 0 | 0 | 0 | 0 | 0 | 0 | 146.0296 | 117.2393 | 117.2393 | 117.2393 | 28.7903 | 146.0296 | 2455.6721 | 2455.6721 | 1158.5414 | 1158.5414 | 1106.604 | 1106.604 | 0 | 0 | 190.5268 | 190.5268 | 278718405.3725 | 1326145899.8151 | 106741408.5445 | 0 | 1711.6057 | 59.4879 | 0 | 0 | 0 | 973.4523 | 145 | 608 | 922.3846 | 152 | 38 | 0.33152
229 | 772.5812 | 551 | 200 | 800 | 0 | 100% | 96.5411 | 136.0413 | 136.1829 | 136.1829 | 1 | 136.0413 | 97.7345 | 400.0495 | 377.2366 | 377.2366 | 377.2366 | 22.8129 | 400.0495 | 79.5725 | 70.8242 | 70.8242 | 70.8242 | 8.7483 | 79.5725 | 0 | 0 | 0 | 0 | 0 | 0 | 0 | 0 | 0 | 147.0417 | 118.0337 | 118.0337 | 118.0337 | 29.008 | 147.0417 | 2538.0736 | 2538.0736 | 1241.1224 | 1241.1224 | 1106.4508 | 1106.4508 | 0 | 0 | 190.5004 | 190.5004 | 280154896.3602 | 1326159522.9851 | 105994468.7909 | 0 | 1712.3089 | 60.6854 | 0 | 0 | 0 | 1042.9846 | 145 | 608 | 922.3846 | 152 | 38 | 0.32922
230 | 824.0866 | 551 | 200 | 800 | 0 | 100% | 96.621 | 140.32 | 140.4597 | 140.4597 | 1 | 140.32 | 97.7728 | 424.6724 | 400.4524 | 400.4524 | 400.4524 | 24.22 | 424.6724 | 79.5622 | 70.8141 | 70.8141 | 70.8141 | 8.7481 | 79.5622 | 0 | 0 | 0 | 0 | 0 | 0 | 0 | 0 | 0 | 147.8773 | 118.6874 | 118.6874 | 118.6874 | 29.1899 | 147.8773 | 2620.4755 | 2620.4755 | 1323.6924 | 1323.6924 | 1106.3074 | 1106.3074 | 0 | 0 | 190.4757 | 190.4757 | 281407005.7073 | 1326181417.2879 | 105391777.4932 | 0 | 1712.9802 | 61.8139 | 0 | 0 | 0 | 1112.5169 | 145 | 608 | 922.3846 | 152 | 38 | 0.32736
231 | 875.592 | 551 | 200 | 800 | 0 | 100% | 96.7123 | 144.6001 | 144.7365 | 144.7365 | 1 | 144.6001 | 97.8083 | 449.3294 | 423.7002 | 423.7002 | 423.7002 | 25.6292 | 449.3294 | 79.5525 | 70.8045 | 70.8045 | 70.8045 | 8.748 | 79.5525 | 0 | 0 | 0 | 0 | 0 | 0 | 0 | 0 | 0 | 148.567 | 119.2267 | 119.2267 | 119.2267 | 29.3404 | 148.567 | 2702.8778 | 2702.8778 | 1406.2523 | 1406.2523 | 1106.173 | 1106.173 | 0 | 0 | 190.4525 | 190.4525 | 282492237.3582 | 1326199640.8932 | 104910102.9649 | 0 | 1713.602 | 62.8795 | 0 | 0 | 0 | 1182.0492 | 145 | 608 | 922.3846 | 152 | 38 | 0.32588
232 | 927.0974 | 551 | 200 | 800 | 0 | 100% | 96.7808 | 148.8872 | 149.0213 | 149.0213 | 1 | 148.8872 | 97.835 | 474.0162 | 446.9761 | 446.9761 | 446.9761 | 27.0402 | 474.0162 | 79.5436 | 70.7957 | 70.7957 | 70.7957 | 8.7479 | 79.5436 | 0 | 0 | 0 | 0 | 0 | 0 | 0 | 0 | 0 | 149.2238 | 119.7427 | 119.7427 | 119.7427 | 29.4812 | 149.2238 | 2785.2805 | 2785.2805 | 1488.803 | 1488.803 | 1106.0467 | 1106.0467 | 0 | 0 | 190.4308 | 190.4308 | 283451856.669 | 1326205264.497 | 104412258.3449 | 0 | 1714.0694 | 63.8899 | 0 | 0 | 0 | 1251.5815 | 145 | 608 | 922.3846 | 152 | 38 | 0.32434
233 | 978.6028 | 551 | 200 | 800 | 0 | 100% | 96.8379 | 153.1794 | 153.3113 | 153.3113 | 1 | 153.1794 | 97.8587 | 498.7307 | 470.2778 | 470.2778 | 470.2778 | 28.4529 | 498.7307 | 79.5358 | 70.7879 | 70.7879 | 70.7879 | 8.7479 | 79.5358 | 0 | 0 | 0 | 0 | 0 | 0 | 0 | 0 | 0 | 149.8314 | 120.2195 | 120.2195 | 120.2195 | 29.6119 | 149.8314 | 2867.6836 | 2867.6836 | 1571.3454 | 1571.3454 | 1105.9279 | 1105.9279 | 0 | 0 | 190.4103 | 190.4103 | 284302002.8527 | 1326206491.0592 | 103975125.6304 | 0 | 1714.4836 | 64.8473 | 0 | 0 | 0 | 1321.1138 | 145 | 608 | 922.3846 | 152 | 38 | 0.323
234 | 1030.1083 | 551 | 200 | 800 | 0 | 100% | 96.8607 | 157.4723 | 157.6064 | 157.6064 | 1 | 157.4723 | 97.8814 | 523.4273 | 493.5626 | 493.5626 | 493.5626 | 29.8647 | 523.4273 | 79.5285 | 70.7806 | 70.7806 | 70.7806 | 8.7479 | 79.5285 | 0 | 0 | 0 | 0 | 0 | 0 | 0 | 0 | 0 | 150.376 | 120.6464 | 120.6464 | 120.6464 | 29.7296 | 150.376 | 2950.087 | 2950.087 | 1653.8802 | 1653.8802 | 1105.8158 | 1105.8158 | 0 | 0 | 190.391 | 190.391 | 285102314.8884 | 1326207513.1731 | 103572695.3865 | 0 | 1714.8825 | 65.7551 | 0 | 0 | 0 | 1390.6462 | 145 | 608 | 922.3846 | 152 | 38 | 0.32176
235 | 20.6022 | 600.4 | 200 | 800 | 0 | 100% | 82.968 | 86.532 | 86.5558 | 86.5558 | 1 | 86.532 | 88.7182 | 110.4211 | 104.1434 | 104.1434 | 104.1434 | 6.2776 | 110.4211 | 85.6113 | 76.2262 | 76.2262 | 76.2262 | 9.3851 | 85.6113 | 0 | 0 | 0 | 0 | 0 | 0 | 0 | 0 | 0 | 89.9079 | 72.6103 | 72.6103 | 72.6103 | 17.2976 | 89.9079 | 1433.8759 | 1433.8759 | 33.2038 | 33.2038 | 1209.5547 | 1209.5547 | 0 | 0 | 191.1174 | 191.1174 | 28130578.7644 | 1346987254.0833 | 179224905.3835 | 0 | 1554.3427 | 41.5736 | 0 | 0 | 0 | 27.8129 | 158 | 608 | 922.3846 | 152 | 38 | 0.55486
236 | 51.5054 | 600.4 | 200 | 800 | 0 | 100% | 84.8059 | 87.6534 | 87.7053 | 87.7053 | 1 | 87.6534 | 90.5159 | 114.2373 | 107.7412 | 107.7412 | 107.7412 | 6.4961 | 114.2373 | 85.5918 | 76.2067 | 76.2067 | 76.2067 | 9.3851 | 85.5918 | 0 | 0 | 0 | 0 | 0 | 0 | 0 | 0 | 0 | 93.8227 | 75.7617 | 75.7617 | 75.7617 | 18.0611 | 93.8227 | 1483.3079 | 1483.3079 | 82.9886 | 82.9886 | 1209.2501 | 1209.2501 | 0 | 0 | 191.0692 | 191.0692 | 67883201.864 | 1346994411.0603 | 170961527.8271 | 0 | 1585.8391 | 42.113 | 0 | 0 | 0 | 69.5323 | 158 | 608 | 922.3846 | 152 | 38 | 0.5294
237 | 154.5162 | 600.4 | 200 | 800 | 0 | 100% | 90.3881 | 92.7219 | 92.8361 | 92.8361 | 1 | 92.7219 | 94.6626 | 129.5312 | 122.1604 | 122.1604 | 122.1604 | 7.3708 | 129.5312 | 85.5328 | 76.1481 | 76.1481 | 76.1481 | 9.3847 | 85.5328 | 0 | 0 | 0 | 0 | 0 | 0 | 0 | 0 | 0 | 117.6078 | 94.8151 | 94.8151 | 94.8151 | 22.7927 | 117.6078 | 1648.0873 | 1648.0873 | 248.7849 | 248.7849 | 1208.3719 | 1208.3719 | 0 | 0 | 190.9305 | 190.9305 | 178059327.1609 | 1347053504.2352 | 133375053.0563 | 0 | 1658.4879 | 44.8034 | 0 | 0 | 0 | 208.5969 | 158 | 608 | 922.3846 | 152 | 38 | 0.41358
238 | 206.0217 | 600.4 | 200 | 800 | 0 | 100% | 92.6256 | 96.0033 | 96.1233 | 96.1233 | 1 | 96.0033 | 95.7646 | 143.6122 | 135.4377 | 135.4377 | 135.4377 | 8.1745 | 143.6122 | 85.5078 | 76.1233 | 76.1233 | 76.1233 | 9.3845 | 85.5078 | 0 | 0 | 0 | 0 | 0 | 0 | 0 | 0 | 0 | 131.7611 | 106.1316 | 106.1316 | 106.1316 | 25.6295 | 131.7611 | 1730.4798 | 1730.4798 | 331.6105 | 331.6105 | 1207.9979 | 1207.9979 | 0 | 0 | 190.8714 | 190.8714 | 212123491.6785 | 1347077891.758 | 118594923.7374 | 0 | 1677.7963 | 46.5117 | 0 | 0 | 0 | 278.1292 | 158 | 608 | 922.3846 | 152 | 38 | 0.36804
239 | 257.5271 | 600.4 | 200 | 800 | 0 | 100% | 94.0982 | 99.6598 | 99.7861 | 99.7861 | 1 | 99.6598 | 96.4468 | 165.0482 | 155.6511 | 155.6511 | 155.6511 | 9.3971 | 165.0482 | 85.485 | 76.1006 | 76.1006 | 76.1006 | 9.3844 | 85.485 | 0 | 0 | 0 | 0 | 0 | 0 | 0 | 0 | 0 | 137.8759 | 110.9538 | 110.9538 | 110.9538 | 26.9221 | 137.8759 | 1812.8738 | 1812.8738 | 414.3969 | 414.3969 | 1207.659 | 1207.659 | 0 | 0 | 190.8178 | 190.8178 | 228681338.879 | 1347102861.7709 | 113963957.3133 | 0 | 1689.7482 | 48.2869 | 0 | 0 | 0 | 347.6615 | 158 | 608 | 922.3846 | 152 | 38 | 0.35377
240 | 309.0325 | 600.4 | 200 | 800 | 0 | 100% | 95.0228 | 103.4641 | 103.595 | 103.595 | 1 | 103.4641 | 96.9699 | 189.4592 | 178.6696 | 178.6696 | 178.6696 | 10.7896 | 189.4592 | 85.4633 | 76.0792 | 76.0792 | 76.0792 | 9.3841 | 85.4633 | 0 | 0 | 0 | 0 | 0 | 0 | 0 | 0 | 0 | 138.5786 | 111.4559 | 111.4559 | 111.4559 | 27.1228 | 138.5786 | 1895.2691 | 1895.2691 | 497.1493 | 497.1493 | 1207.3507 | 1207.3507 | 0 | 0 | 190.7691 | 190.7691 | 238209208.6546 | 1347152152.2396 | 113551941.6943 | 0 | 1698.9133 | 50.0012 | 0 | 0 | 0 | 417.1938 | 158 | 608 | 922.3846 | 152 | 38 | 0.3525
241 | 360.5379 | 600.4 | 200 | 800 | 0 | 100% | 95.6507 | 107.4537 | 107.5855 | 107.5855 | 1 | 107.4537 | 97.2678 | 214.6528 | 202.4257 | 202.4257 | 202.4257 | 12.227 | 214.6528 | 85.4412 | 76.0576 | 76.0576 | 76.0576 | 9.3836 | 85.4412 | 0 | 0 | 0 | 0 | 0 | 0 | 0 | 0 | 0 | 139.7882 | 112.3781 | 112.3781 | 112.3781 | 27.4101 | 139.7882 | 1977.6656 | 1977.6656 | 579.8722 | 579.8722 | 1207.0689 | 1207.0689 | 0 | 0 | 190.7246 | 190.7246 | 244960209.0407 | 1347203370.8368 | 111967907.7713 | 0 | 1704.1315 | 51.7031 | 0 | 0 | 0 | 486.7262 | 158 | 608 | 922.3846 | 152 | 38 | 0.34762
242 | 412.0433 | 600.4 | 200 | 800 | 0 | 100% | 96.016 | 111.5626 | 111.7002 | 111.7002 | 1 | 111.5626 | 97.4643 | 239.8818 | 226.2149 | 226.2149 | 226.2149 | 13.6669 | 239.8818 | 85.4238 | 76.0403 | 76.0403 | 76.0403 | 9.3835 | 85.4238 | 0 | 0 | 0 | 0 | 0 | 0 | 0 | 0 | 0 | 141.8917 | 114.0304 | 114.0304 | 114.0304 | 27.8612 | 141.8917 | 2060.0631 | 2060.0631 | 662.5691 | 662.5691 | 1206.8103 | 1206.8103 | 0 | 0 | 190.6837 | 190.6837 | 250236767.9465 | 1347225555.5814 | 110111763.5 | 0 | 1707.5741 | 53.3327 | 0 | 0 | 0 | 556.2585 | 158 | 608 | 922.3846 | 152 | 38 | 0.3419
243 | 463.5487 | 600.4 | 200 | 800 | 0 | 100% | 96.2785 | 115.731 | 115.872 | 115.872 | 1 | 115.731 | 97.5932 | 265.1852 | 250.0738 | 250.0738 | 250.0738 | 15.1113 | 265.1852 | 85.4076 | 76.0242 | 76.0242 | 76.0242 | 9.3834 | 85.4076 | 0 | 0 | 0 | 0 | 0 | 0 | 0 | 0 | 0 | 144.093 | 115.7661 | 115.7661 | 115.7661 | 28.3269 | 144.093 | 2142.4615 | 2142.4615 | 745.2432 | 745.2432 | 1206.5722 | 1206.5722 | 0 | 0 | 190.6461 | 190.6461 | 254437336.6702 | 1347243511.7658 | 108151537.3388 | 0 | 1709.8324 | 54.8812 | 0 | 0 | 0 | 625.7908 | 158 | 608 | 922.3846 | 152 | 38 | 0.33586
244 | 515.0541 | 600.4 | 200 | 800 | 0 | 100% | 96.4155 | 119.9591 | 120.1029 | 120.1029 | 1 | 119.9591 | 97.6682 | 290.5693 | 274.0087 | 274.0087 | 274.0087 | 16.5607 | 290.5693 | 85.3915 | 76.0084 | 76.0084 | 76.0084 | 9.3831 | 85.3915 | 0 | 0 | 0 | 0 | 0 | 0 | 0 | 0 | 0 | 146.6724 | 117.7976 | 117.7976 | 117.7976 | 28.8748 | 146.6724 | 2224.8606 | 2224.8606 | 827.897 | 827.897 | 1206.3522 | 1206.3522 | 0 | 0 | 190.6114 | 190.6114 | 257810747.6601 | 1347279758.7449 | 106055535.5215 | 0 | 1711.146 | 56.3509 | 0 | 0 | 0 | 695.3231 | 158 | 608 | 922.3846 | 152 | 38 | 0.32941
245 | 566.5595 | 600.4 | 200 | 800 | 0 | 100% | 96.5982 | 124.2145 | 124.3625 | 124.3625 | 1 | 124.2145 | 97.7304 | 316.0076 | 297.9943 | 297.9943 | 297.9943 | 18.0134 | 316.0076 | 85.3761 | 75.9933 | 75.9933 | 75.9933 | 9.3829 | 85.3761 | 0 | 0 | 0 | 0 | 0 | 0 | 0 | 0 | 0 | 149.1552 | 119.7641 | 119.7641 | 119.7641 | 29.3911 | 149.1552 | 2307.2605 | 2307.2605 | 910.5329 | 910.5329 | 1206.1485 | 1206.1485 | 0 | 0 | 190.5792 | 190.5792 | 260588550.353 | 1347320559.6976 | 104328162.5874 | 0 | 1712.2373 | 57.7311 | 0 | 0 | 0 | 764.8554 | 158 | 608 | 922.3846 | 152 | 38 | 0.32408
246 | 618.065 | 600.4 | 200 | 800 | 0 | 100% | 96.6553 | 128.4726 | 128.6129 | 128.6129 | 1 | 128.4726 | 97.7855 | 341.6182 | 322.1421 | 322.1421 | 322.1421 | 19.4761 | 341.6182 | 85.3623 | 75.9797 | 75.9797 | 75.9797 | 9.3827 | 85.3623 | 0 | 0 | 0 | 0 | 0 | 0 | 0 | 0 | 0 | 151.027 | 121.2428 | 121.2428 | 121.2428 | 29.7842 | 151.027 | 2389.661 | 2389.661 | 993.1526 | 993.1526 | 1205.9591 | 1205.9591 | 0 | 0 | 190.5492 | 190.5492 | 262726965.0358 | 1347350830.0842 | 103124012.949 | 0 | 1713.2018 | 59.0275 | 0 | 0 | 0 | 834.3877 | 158 | 608 | 922.3846 | 152 | 38 | 0.32037
247 | 669.5704 | 600.4 | 200 | 800 | 0 | 100% | 96.7466 | 132.7353 | 132.8768 | 132.8768 | 1 | 132.7353 | 97.8331 | 367.3716 | 346.4244 | 346.4244 | 346.4244 | 20.9473 | 367.3716 | 85.3505 | 75.9679 | 75.9679 | 75.9679 | 9.3826 | 85.3505 | 0 | 0 | 0 | 0 | 0 | 0 | 0 | 0 | 0 | 152.4555 | 122.3672 | 122.3672 | 122.3672 | 30.0883 | 152.4555 | 2472.062 | 2472.062 | 1075.758 | 1075.758 | 1205.7827 | 1205.7827 | 0 | 0 | 190.5214 | 190.5214 | 264547650.8505 | 1347354753.9463 | 102133996.452 | 0 | 1714.0364 | 60.2482 | 0 | 0 | 0 | 903.92 | 158 | 608 | 922.3846 | 152 | 38 | 0.31732
248 | 721.0758 | 600.4 | 200 | 800 | 0 | 100% | 96.8037 | 137.0037 | 137.1455 | 137.1455 | 1 | 137.0037 | 97.8744 | 393.1613 | 370.7407 | 370.7407 | 370.7407 | 22.4206 | 393.1613 | 85.34 | 75.9575 | 75.9575 | 75.9575 | 9.3826 | 85.34 | 0 | 0 | 0 | 0 | 0 | 0 | 0 | 0 | 0 | 153.6699 | 123.3218 | 123.3218 | 123.3218 | 30.3481 | 153.6699 | 2554.4635 | 2554.4635 | 1158.3503 | 1158.3503 | 1205.6179 | 1205.6179 | 0 | 0 | 190.4953 | 190.4953 | 266102362.0391 | 1347355396.7892 | 101302177.187 | 0 | 1714.7599 | 61.3996 | 0 | 0 | 0 | 973.4523 | 158 | 608 | 922.3846 | 152 | 38 | 0.31476
249 | 772.5812 | 600.4 | 200 | 800 | 0 | 100% | 96.8493 | 141.2743 | 141.4171 | 141.4171 | 1 | 141.2743 | 97.9127 | 418.9592 | 395.0645 | 395.0645 | 395.0645 | 23.8947 | 418.9592 | 85.33 | 75.9475 | 75.9475 | 75.9475 | 9.3825 | 85.33 | 0 | 0 | 0 | 0 | 0 | 0 | 0 | 0 | 0 | 154.6996 | 124.129 | 124.129 | 124.129 | 30.5705 | 154.6996 | 2636.8655 | 2636.8655 | 1240.9308 | 1240.9308 | 1205.4637 | 1205.4637 | 0 | 0 | 190.471 | 190.471 | 267467242.8985 | 1347363729.8265 | 100599908.551 | 0 | 1715.4309 | 62.4863 | 0 | 0 | 0 | 1042.9846 | 158 | 608 | 922.3846 | 152 | 38 | 0.3126
250 | 824.0866 | 600.4 | 200 | 800 | 0 | 100% | 96.9178 | 145.546 | 145.6872 | 145.6872 | 1 | 145.546 | 97.9494 | 444.7747 | 419.4048 | 419.4048 | 419.4048 | 25.3699 | 444.7747 | 85.32 | 75.9376 | 75.9376 | 75.9376 | 9.3824 | 85.32 | 0 | 0 | 0 | 0 | 0 | 0 | 0 | 0 | 0 | 155.5651 | 124.8077 | 124.8077 | 124.8077 | 30.7573 | 155.5651 | 2719.2679 | 2719.2679 | 1323.5007 | 1323.5007 | 1205.3191 | 1205.3191 | 0 | 0 | 190.4481 | 190.4481 | 268647584.5464 | 1347378960.4332 | 100047015.7682 | 0 | 1716.0736 | 63.5132 | 0 | 0 | 0 | 1112.5169 | 158 | 608 | 922.3846 | 152 | 38 | 0.31089
251 | 875.592 | 600.4 | 200 | 800 | 0 | 100% | 96.9977 | 149.82 | 149.9589 | 149.9589 | 1 | 149.82 | 97.9817 | 470.6069 | 443.7606 | 443.7606 | 443.7606 | 26.8462 | 470.6069 | 85.3111 | 75.9287 | 75.9287 | 75.9287 | 9.3824 | 85.3111 | 0 | 0 | 0 | 0 | 0 | 0 | 0 | 0 | 0 | 156.296 | 125.3803 | 125.3803 | 125.3803 | 30.9157 | 156.296 | 2801.6707 | 2801.6707 | 1406.061 | 1406.061 | 1205.1831 | 1205.1831 | 0 | 0 | 190.4266 | 190.4266 | 269685607.4395 | 1347380515.2191 | 99572543.5588 | 0 | 1716.6387 | 64.4863 | 0 | 0 | 0 | 1182.0492 | 158 | 608 | 922.3846 | 152 | 38 | 0.30943
252 | 927.0974 | 600.4 | 200 | 800 | 0 | 100% | 97.0434 | 154.101 | 154.235 | 154.235 | 1 | 154.101 | 98.0064 | 496.4739 | 468.1492 | 468.1492 | 468.1492 | 28.3247 | 496.4739 | 85.3029 | 75.9205 | 75.9205 | 75.9205 | 9.3824 | 85.3029 | 0 | 0 | 0 | 0 | 0 | 0 | 0 | 0 | 0 | 156.9893 | 125.9251 | 125.9251 | 125.9251 | 31.0642 | 156.9893 | 2884.0739 | 2884.0739 | 1488.6123 | 1488.6123 | 1205.0551 | 1205.0551 | 0 | 0 | 190.4064 | 190.4064 | 270585618.3332 | 1347381804.1926 | 99104119.5564 | 0 | 1717.0715 | 65.4109 | 0 | 0 | 0 | 1251.5815 | 158 | 608 | 922.3846 | 152 | 38 | 0.30799
253 | 978.6028 | 600.4 | 200 | 800 | 0 | 100% | 97.0662 | 158.3861 | 158.519 | 158.519 | 1 | 158.3861 | 98.0295 | 522.3836 | 492.5779 | 492.5779 | 492.5779 | 29.8057 | 522.3836 | 85.2952 | 75.9129 | 75.9129 | 75.9129 | 9.3824 | 85.2952 | 0 | 0 | 0 | 0 | 0 | 0 | 0 | 0 | 0 | 157.6144 | 126.4171 | 126.4171 | 126.4171 | 31.1973 | 157.6144 | 2966.4773 | 2966.4773 | 1571.1556 | 1571.1556 | 1204.9344 | 1204.9344 | 0 | 0 | 190.3873 | 190.3873 | 271391625.5397 | 1347383093.166 | 98702681.7166 | 0 | 1717.4774 | 66.2886 | 0 | 0 | 0 | 1321.1138 | 158 | 608 | 922.3846 | 152 | 38 | 0.30675
254 | 1030.1083 | 600.4 | 200 | 800 | 0 | 100% | 97.0662 | 162.6744 | 162.8099 | 162.8099 | 1 | 162.6744 | 98.0491 | 548.2777 | 516.9918 | 516.9918 | 516.9918 | 31.2859 | 548.2777 | 85.288 | 75.9056 | 75.9056 | 75.9056 | 9.3824 | 85.288 | 0 | 0 | 0 | 0 | 0 | 0 | 0 | 0 | 0 | 158.2175 | 126.8923 | 126.8923 | 126.8923 | 31.3252 | 158.2175 | 3048.881 | 3048.881 | 1653.6914 | 1653.6914 | 1204.8203 | 1204.8203 | 0 | 0 | 190.3693 | 190.3693 | 272145083.8183 | 1347384382.1395 | 98291280.6842 | 0 | 1717.8207 | 67.1238 | 0 | 0 | 0 | 1390.6462 | 158 | 608 | 922.3846 | 152 | 38 | 0.30548
255 | 20.6022 | 653.6 | 200 | 800 | 0 | 100% | 84.395 | 92.0888 | 92.1016 | 92.1016 | 1 | 92.0888 | 89.6433 | 116.0461 | 109.4455 | 109.4455 | 109.4455 | 6.6006 | 116.0461 | 91.8036 | 81.735 | 81.735 | 81.735 | 10.0686 | 91.8036 | 0 | 0 | 0 | 0 | 0 | 0 | 0 | 0 | 0 | 90.7829 | 73.2698 | 73.2698 | 73.2698 | 17.5131 | 90.7829 | 1540.2486 | 1540.2486 | 33.1865 | 33.1865 | 1316.0444 | 1316.0444 | 0 | 0 | 191.0178 | 191.0178 | 26758264.342 | 1366801037.1198 | 176991284.0376 | 0 | 1570.5506 | 45.7305 | 0 | 0 | 0 | 27.8129 | 172 | 608 | 922.3846 | 152 | 38 | 0.54797
256 | 51.5054 | 653.6 | 200 | 800 | 0 | 100% | 86.1872 | 93.2153 | 93.2575 | 93.2575 | 1 | 93.2153 | 91.3166 | 119.3082 | 112.5207 | 112.5207 | 112.5207 | 6.7876 | 119.3082 | 91.7863 | 81.7176 | 81.7176 | 81.7176 | 10.0687 | 91.7863 | 0 | 0 | 0 | 0 | 0 | 0 | 0 | 0 | 0 | 95.1493 | 76.785 | 76.785 | 76.785 | 18.3643 | 95.1493 | 1589.6825 | 1589.6825 | 82.9482 | 82.9482 | 1315.7581 | 1315.7581 | 0 | 0 | 190.9762 | 190.9762 | 64979230.3404 | 1366793654.3775 | 168094061.0367 | 0 | 1599.8669 | 46.1914 | 0 | 0 | 0 | 69.5323 | 172 | 608 | 922.3846 | 152 | 38 | 0.52056
257 | 154.5162 | 653.6 | 200 | 800 | 0 | 100% | 91.29 | 98.3392 | 98.4445 | 98.4445 | 1 | 98.3392 | 95.1145 | 135.3348 | 127.6308 | 127.6308 | 127.6308 | 7.704 | 135.3348 | 91.7339 | 81.6653 | 81.6653 | 81.6653 | 10.0686 | 91.7339 | 0 | 0 | 0 | 0 | 0 | 0 | 0 | 0 | 0 | 120.7895 | 97.3184 | 97.3184 | 97.3184 | 23.471 | 120.7895 | 1754.4667 | 1754.4667 | 248.6869 | 248.6869 | 1314.9246 | 1314.9246 | 0 | 0 | 190.8553 | 190.8553 | 170321471.3094 | 1366798849.246 | 129285326.9255 | 0 | 1666.4056 | 48.545 | 0 | 0 | 0 | 208.5969 | 172 | 608 | 922.3846 | 152 | 38 | 0.40098
258 | 206.0217 | 653.6 | 200 | 800 | 0 | 100% | 93.3105 | 101.6287 | 101.7405 | 101.7405 | 1 | 101.6287 | 96.1352 | 150.1759 | 141.6249 | 141.6249 | 141.6249 | 8.551 | 150.1759 | 91.71 | 81.6416 | 81.6416 | 81.6416 | 10.0684 | 91.71 | 0 | 0 | 0 | 0 | 0 | 0 | 0 | 0 | 0 | 135.6488 | 109.1959 | 109.1959 | 109.1959 | 26.4528 | 135.6488 | 1836.8611 | 1836.8611 | 331.4921 | 331.4921 | 1314.5659 | 1314.5659 | 0 | 0 | 190.8032 | 190.8032 | 202771418.6235 | 1366834367.7335 | 114682113.3595 | 0 | 1684.2879 | 50.0303 | 0 | 0 | 0 | 278.1292 | 172 | 608 | 922.3846 | 152 | 38 | 0.35599
259 | 257.5271 | 653.6 | 200 | 800 | 0 | 100% | 94.7032 | 105.2987 | 105.4208 | 105.4208 | 1 | 105.2987 | 96.7699 | 172.6401 | 162.8077 | 162.8077 | 162.8077 | 9.8324 | 172.6401 | 91.6882 | 81.6199 | 81.6199 | 81.6199 | 10.0683 | 91.6882 | 0 | 0 | 0 | 0 | 0 | 0 | 0 | 0 | 0 | 142.5118 | 114.6235 | 114.6235 | 114.6235 | 27.8884 | 142.5118 | 1919.2568 | 1919.2568 | 414.2621 | 414.2621 | 1314.239 | 1314.239 | 0 | 0 | 190.7558 | 190.7558 | 218538085.0596 | 1366855475.0745 | 110015960.231 | 0 | 1695.4095 | 51.5797 | 0 | 0 | 0 | 347.6615 | 172 | 608 | 922.3846 | 152 | 38 | 0.34161
260 | 309.0325 | 653.6 | 200 | 800 | 0 | 100% | 95.5365 | 109.1069 | 109.2294 | 109.2294 | 1 | 109.1069 | 97.2379 | 198.2581 | 186.9643 | 186.9643 | 186.9643 | 11.2939 | 198.2581 | 91.6656 | 81.5978 | 81.5978 | 81.5978 | 10.0678 | 91.6656 | 0 | 0 | 0 | 0 | 0 | 0 | 0 | 0 | 0 | 143.5903 | 115.4238 | 115.4238 | 115.4238 | 28.1665 | 143.5903 | 2001.6536 | 2001.6536 | 497.0014 | 497.0014 | 1313.9399 | 1313.9399 | 0 | 0 | 190.7123 | 190.7123 | 227557658.6177 | 1366932798.4942 | 109116871.791 | 0 | 1703.6073 | 53.0926 | 0 | 0 | 0 | 417.1938 | 172 | 608 | 922.3846 | 152 | 38 | 0.33884
261 | 360.5379 | 653.6 | 200 | 800 | 0 | 100% | 96.016 | 113.1203 | 113.2461 | 113.2461 | 1 | 113.1203 | 97.4943 | 224.6582 | 211.858 | 211.858 | 211.858 | 12.8003 | 224.6582 | 91.6443 | 81.577 | 81.577 | 81.577 | 10.0674 | 91.6443 | 0 | 0 | 0 | 0 | 0 | 0 | 0 | 0 | 0 | 145.5587 | 116.9544 | 116.9544 | 116.9544 | 28.6042 | 145.5587 | 2084.0514 | 2084.0514 | 579.7137 | 579.7137 | 1313.6652 | 1313.6652 | 0 | 0 | 190.6725 | 190.6725 | 233970602.8318 | 1366985171.9307 | 107145213.8385 | 0 | 1708.101 | 54.6013 | 0 | 0 | 0 | 486.7262 | 172 | 608 | 922.3846 | 152 | 38 | 0.33276
262 | 412.0433 | 653.6 | 200 | 800 | 0 | 100% | 96.3927 | 117.2359 | 117.3698 | 117.3698 | 1 | 117.2359 | 97.67 | 251.0774 | 236.7692 | 236.7692 | 236.7692 | 14.3081 | 251.0774 | 91.6268 | 81.5596 | 81.5596 | 81.5596 | 10.0672 | 91.6268 | 0 | 0 | 0 | 0 | 0 | 0 | 0 | 0 | 0 | 148.1117 | 118.9684 | 118.9684 | 118.9684 | 29.1433 | 148.1117 | 2166.45 | 2166.45 | 662.4022 | 662.4022 | 1313.412 | 1313.412 | 0 | 0 | 190.6357 | 190.6357 | 239015338.3892 | 1367006487.5394 | 105157187.7466 | 0 | 1711.179 | 56.0454 | 0 | 0 | 0 | 556.2585 | 172 | 608 | 922.3846 | 152 | 38 | 0.32664
263 | 463.5487 | 653.6 | 200 | 800 | 0 | 100% | 96.5982 | 121.418 | 121.5539 | 121.5539 | 1 | 121.418 | 97.7704 | 277.6001 | 261.7778 | 261.7778 | 261.7778 | 15.8223 | 277.6001 | 91.6108 | 81.5438 | 81.5438 | 81.5438 | 10.067 | 91.6108 | 0 | 0 | 0 | 0 | 0 | 0 | 0 | 0 | 0 | 150.86 | 121.1383 | 121.1383 | 121.1383 | 29.7217 | 150.86 | 2248.8493 | 2248.8493 | 745.0697 | 745.0697 | 1313.1779 | 1313.1779 | 0 | 0 | 190.6017 | 190.6017 | 242985648.6696 | 1367031120.1863 | 102920082.7213 | 0 | 1712.9369 | 57.4285 | 0 | 0 | 0 | 625.7908 | 172 | 608 | 922.3846 | 152 | 38 | 0.31974
264 | 515.0541 | 653.6 | 200 | 800 | 0 | 100% | 96.7352 | 125.653 | 125.7933 | 125.7933 | 1 | 125.653 | 97.8362 | 304.2102 | 286.8686 | 286.8686 | 286.8686 | 17.3416 | 304.2102 | 91.5957 | 81.5289 | 81.5289 | 81.5289 | 10.0668 | 91.5957 | 0 | 0 | 0 | 0 | 0 | 0 | 0 | 0 | 0 | 153.8228 | 123.4834 | 123.4834 | 123.4834 | 30.3394 | 153.8228 | 2331.2494 | 2331.2494 | 827.7183 | 827.7183 | 1312.9608 | 1312.9608 | 0 | 0 | 190.5702 | 190.5702 | 246183109.7423 | 1367055129.5338 | 100852586.829 | 0 | 1714.0908 | 58.7393 | 0 | 0 | 0 | 695.3231 | 172 | 608 | 922.3846 | 152 | 38 | 0.31337
265 | 566.5595 | 653.6 | 200 | 800 | 0 | 100% | 96.8721 | 129.9012 | 130.0445 | 130.0445 | 1 | 129.9012 | 97.8954 | 330.8617 | 311.998 | 311.998 | 311.998 | 18.8637 | 330.8617 | 91.5821 | 81.5154 | 81.5154 | 81.5154 | 10.0667 | 91.5821 | 0 | 0 | 0 | 0 | 0 | 0 | 0 | 0 | 0 | 156.3926 | 125.5189 | 125.5189 | 125.5189 | 30.8736 | 156.3926 | 2413.65 | 2413.65 | 910.3502 | 910.3502 | 1312.7589 | 1312.7589 | 0 | 0 | 190.5409 | 190.5409 | 248810103.5436 | 1367061571.0046 | 99254954.4752 | 0 | 1715.1266 | 59.9725 | 0 | 0 | 0 | 764.8554 | 172 | 608 | 922.3846 | 152 | 38 | 0.30845
266 | 618.065 | 653.6 | 200 | 800 | 0 | 100% | 96.9749 | 134.1513 | 134.2902 | 134.2902 | 1 | 134.1513 | 97.9477 | 357.7241 | 337.3262 | 337.3262 | 337.3262 | 20.3979 | 357.7241 | 91.5706 | 81.5039 | 81.5039 | 81.5039 | 10.0667 | 91.5706 | 0 | 0 | 0 | 0 | 0 | 0 | 0 | 0 | 0 | 158.2544 | 126.986 | 126.986 | 126.986 | 31.2684 | 158.2544 | 2496.0512 | 2496.0512 | 992.9669 | 992.9669 | 1312.5707 | 1312.5707 | 0 | 0 | 190.5136 | 190.5136 | 250850031.6638 | 1367056326.5572 | 98137312.7016 | 0 | 1716.0437 | 61.1348 | 0 | 0 | 0 | 834.3877 | 172 | 608 | 922.3846 | 152 | 38 | 0.30501
267 | 669.5704 | 653.6 | 200 | 800 | 0 | 100% | 97.032 | 138.4077 | 138.5447 | 138.5447 | 1 | 138.4077 | 97.9919 | 384.7238 | 362.7835 | 362.7835 | 362.7835 | 21.9403 | 384.7238 | 91.5598 | 81.4931 | 81.4931 | 81.4931 | 10.0667 | 91.5598 | 0 | 0 | 0 | 0 | 0 | 0 | 0 | 0 | 0 | 159.7262 | 128.1431 | 128.1431 | 128.1431 | 31.5831 | 159.7262 | 2578.4529 | 2578.4529 | 1075.57 | 1075.57 | 1312.3948 | 1312.3948 | 0 | 0 | 190.4881 | 190.4881 | 252547698.7839 | 1367058671.7551 | 97212178.6521 | 0 | 1716.8185 | 62.2334 | 0 | 0 | 0 | 903.92 | 172 | 608 | 922.3846 | 152 | 38 | 0.30216
268 | 721.0758 | 653.6 | 200 | 800 | 0 | 100% | 97.1005 | 142.6699 | 142.8078 | 142.8078 | 1 | 142.6699 | 98.0314 | 411.8092 | 388.3215 | 388.3215 | 388.3215 | 23.4877 | 411.8092 | 91.5493 | 81.4826 | 81.4826 | 81.4826 | 10.0667 | 91.5493 | 0 | 0 | 0 | 0 | 0 | 0 | 0 | 0 | 0 | 160.9506 | 129.1039 | 129.1039 | 129.1039 | 31.8467 | 160.9506 | 2660.855 | 2660.855 | 1158.1608 | 1158.1608 | 1312.2301 | 1312.2301 | 0 | 0 | 190.4642 | 190.4642 | 253990593.8313 | 1367065833.7133 | 96453358.29 | 0 | 1717.5098 | 63.2725 | 0 | 0 | 0 | 973.4523 | 172 | 608 | 922.3846 | 152 | 38 | 0.29982
269 | 772.5812 | 653.6 | 200 | 800 | 0 | 100% | 97.1347 | 146.9353 | 147.076 | 147.076 | 1 | 146.9353 | 98.0688 | 438.8944 | 413.8591 | 413.8591 | 413.8591 | 25.0353 | 438.8944 | 91.5391 | 81.4725 | 81.4725 | 81.4725 | 10.0666 | 91.5391 | 0 | 0 | 0 | 0 | 0 | 0 | 0 | 0 | 0 | 162.012 | 129.9388 | 129.9388 | 129.9388 | 32.0732 | 162.012 | 2743.2575 | 2743.2575 | 1240.7403 | 1240.7403 | 1312.0755 | 1312.0755 | 0 | 0 | 190.4417 | 190.4417 | 255267784.5644 | 1367073490.7753 | 95823633.4015 | 0 | 1718.1649 | 64.2558 | 0 | 0 | 0 | 1042.9846 | 172 | 608 | 922.3846 | 152 | 38 | 0.29788
270 | 824.0866 | 653.6 | 200 | 800 | 0 | 100% | 97.1918 | 151.2003 | 151.3434 | 151.3434 | 1 | 151.2003 | 98.1047 | 465.9503 | 439.3689 | 439.3689 | 439.3689 | 26.5814 | 465.9503 | 91.5298 | 81.4632 | 81.4632 | 81.4632 | 10.0666 | 91.5298 | 0 | 0 | 0 | 0 | 0 | 0 | 0 | 0 | 0 | 162.8977 | 130.6348 | 130.6348 | 130.6348 | 32.2629 | 162.8977 | 2825.6604 | 2825.6604 | 1323.3097 | 1323.3097 | 1311.9301 | 1311.9301 | 0 | 0 | 190.4206 | 190.4206 | 256410401.4436 | 1367075031.8112 | 95308659.0507 | 0 | 1718.7941 | 65.1875 | 0 | 0 | 0 | 1112.5169 | 172 | 608 | 922.3846 | 152 | 38 | 0.29629
271 | 875.592 | 653.6 | 200 | 800 | 0 | 100% | 97.2603 | 155.4683 | 155.6088 | 155.6088 | 1 | 155.4683 | 98.1353 | 493.006 | 464.8783 | 464.8783 | 464.8783 | 28.1276 | 493.006 | 91.5212 | 81.4546 | 81.4546 | 81.4546 | 10.0666 | 91.5212 | 0 | 0 | 0 | 0 | 0 | 0 | 0 | 0 | 0 | 163.6796 | 131.2505 | 131.2505 | 131.2505 | 32.4292 | 163.6796 | 2908.0636 | 2908.0636 | 1405.8698 | 1405.8698 | 1311.7931 | 1311.7931 | 0 | 0 | 190.4007 | 190.4007 | 257403376.3952 | 1367076448.9927 | 94850366.9781 | 0 | 1719.3302 | 66.0731 | 0 | 0 | 0 | 1182.0492 | 172 | 608 | 922.3846 | 152 | 38 | 0.29488
272 | 927.0974 | 653.6 | 200 | 800 | 0 | 100% | 97.2945 | 159.6397 | 159.7739 | 159.7739 | 1 | 159.6397 | 98.1598 | 520.1054 | 490.4289 | 490.4289 | 490.4289 | 29.6765 | 520.1054 | 91.5131 | 81.4465 | 81.4465 | 81.4465 | 10.0666 | 91.5131 | 0 | 0 | 0 | 0 | 0 | 0 | 0 | 0 | 0 | 162.5152 | 129.9278 | 129.9278 | 129.9278 | 32.5874 | 162.5152 | 2990.4672 | 2990.4672 | 1488.4213 | 1488.4213 | 1311.6639 | 1311.6639 | 0 | 0 | 190.382 | 190.382 | 258259618.7912 | 1367077816.8729 | 94421432.6964 | 0 | 1719.7589 | 66.9163 | 0 | 0 | 0 | 1251.5815 | 172 | 608 | 922.3846 | 152 | 38 | 0.29356
273 | 978.6028 | 653.6 | 200 | 800 | 0 | 100% | 97.3174 | 163.9179 | 164.0507 | 164.0507 | 1 | 163.9179 | 98.181 | 547.2545 | 516.0261 | 516.0261 | 516.0261 | 31.2283 | 547.2545 | 91.5054 | 81.4388 | 81.4388 | 81.4388 | 10.0666 | 91.5054 | 0 | 0 | 0 | 0 | 0 | 0 | 0 | 0 | 0 | 163.1551 | 130.4294 | 130.4294 | 130.4294 | 32.7257 | 163.1551 | 3072.871 | 3072.871 | 1570.965 | 1570.965 | 1311.5417 | 1311.5417 | 0 | 0 | 190.3643 | 190.3643 | 259025084.9671 | 1367078728.2287 | 94027187.3394 | 0 | 1720.131 | 67.7193 | 0 | 0 | 0 | 1321.1138 | 172 | 608 | 922.3846 | 152 | 38 | 0.29234
274 | 1030.1083 | 653.6 | 200 | 800 | 0 | 100% | 97.3174 | 168.2014 | 168.3389 | 168.3389 | 1 | 168.2014 | 98.1972 | 574.3832 | 541.6041 | 541.6041 | 541.6041 | 32.7791 | 574.3832 | 91.4982 | 81.4316 | 81.4316 | 81.4316 | 10.0666 | 91.4982 | 0 | 0 | 0 | 0 | 0 | 0 | 0 | 0 | 0 | 163.8136 | 130.9472 | 130.9472 | 130.9472 | 32.8664 | 163.8136 | 3155.2751 | 3155.2751 | 1653.5016 | 1653.5016 | 1311.426 | 1311.426 | 0 | 0 | 190.3475 | 190.3475 | 259752197.987 | 1367079611.6911 | 93583937.3007 | 0 | 1720.4157 | 68.4855 | 0 | 0 | 0 | 1390.6462 | 172 | 608 | 922.3846 | 152 | 38 | 0.29098
275 | 20.6022 | 703 | 200 | 800 | 0 | 100% | 85.4224 | 97.3078 | 97.3109 | 97.3109 | 1 | 97.3078 | 90.3527 | 120.0259 | 113.1962 | 113.1962 | 113.1962 | 6.8297 | 120.0259 | 97.5922 | 86.8847 | 86.8847 | 86.8847 | 10.7075 | 97.5922 | 0 | 0 | 0 | 0 | 0 | 0 | 0 | 0 | 0 | 91.7234 | 73.9985 | 73.9985 | 73.9985 | 17.7249 | 91.7234 | 1639.0266 | 1639.0266 | 33.1725 | 33.1725 | 1414.9168 | 1414.9168 | 0 | 0 | 190.9374 | 190.9374 | 25862210.1571 | 1382389388.923 | 174728041.4177 | 0 | 1582.9796 | 49.1166 | 0 | 0 | 0 | 27.8129 | 185 | 608 | 922.3846 | 152 | 38 | 0.541
276 | 51.5054 | 703 | 200 | 800 | 0 | 100% | 87.0776 | 98.441 | 98.4742 | 98.4742 | 1 | 98.441 | 91.9214 | 123.12 | 116.113 | 116.113 | 116.113 | 7.0071 | 123.12 | 97.5746 | 86.8672 | 86.8672 | 86.8672 | 10.7074 | 97.5746 | 0 | 0 | 0 | 0 | 0 | 0 | 0 | 0 | 0 | 96.6094 | 77.9286 | 77.9286 | 77.9286 | 18.6808 | 96.6094 | 1688.4618 | 1688.4618 | 82.9154 | 82.9154 | 1414.6457 | 1414.6457 | 0 | 0 | 190.9008 | 190.9008 | 62954742.5084 | 1382403727.2485 | 165104711.1905 | 0 | 1610.4632 | 49.5206 | 0 | 0 | 0 | 69.5323 | 185 | 608 | 922.3846 | 152 | 38 | 0.51135
277 | 154.5162 | 703 | 200 | 800 | 0 | 100% | 91.8151 | 103.5802 | 103.6813 | 103.6813 | 1 | 103.5802 | 95.4909 | 140.3739 | 132.3806 | 132.3806 | 132.3806 | 7.9933 | 140.3739 | 97.5279 | 86.8203 | 86.8203 | 86.8203 | 10.7076 | 97.5279 | 0 | 0 | 0 | 0 | 0 | 0 | 0 | 0 | 0 | 123.3237 | 99.3157 | 99.3157 | 99.3157 | 24.0079 | 123.3237 | 1853.2498 | 1853.2498 | 248.6063 | 248.6063 | 1413.8501 | 1413.8501 | 0 | 0 | 190.7934 | 190.7934 | 164089111.7605 | 1382375621.4748 | 126536125.2776 | 0 | 1673.0009 | 51.5867 | 0 | 0 | 0 | 208.5969 | 185 | 608 | 922.3846 | 152 | 38 | 0.39251
278 | 206.0217 | 703 | 200 | 800 | 0 | 100% | 93.8584 | 106.8825 | 106.9892 | 106.9892 | 1 | 106.8825 | 96.4288 | 155.8698 | 146.9922 | 146.9922 | 146.9922 | 8.8777 | 155.8698 | 97.5049 | 86.7975 | 86.7975 | 86.7975 | 10.7074 | 97.5049 | 0 | 0 | 0 | 0 | 0 | 0 | 0 | 0 | 0 | 138.8916 | 111.7623 | 111.7623 | 111.7623 | 27.1294 | 138.8916 | 1935.6457 | 1935.6457 | 331.3941 | 331.3941 | 1413.5048 | 1413.5048 | 0 | 0 | 190.7468 | 190.7468 | 195304206.2337 | 1382399109.8101 | 111728700.3447 | 0 | 1689.432 | 52.911 | 0 | 0 | 0 | 278.1292 | 185 | 608 | 922.3846 | 152 | 38 | 0.34689
279 | 257.5271 | 703 | 200 | 800 | 0 | 100% | 95.1027 | 110.5479 | 110.6643 | 110.6643 | 1 | 110.5479 | 97.0288 | 179.2401 | 169.0292 | 169.0292 | 169.0292 | 10.2109 | 179.2401 | 97.4835 | 86.7763 | 86.7763 | 86.7763 | 10.7072 | 97.4835 | 0 | 0 | 0 | 0 | 0 | 0 | 0 | 0 | 0 | 146.0685 | 117.4394 | 117.4394 | 117.4394 | 28.6291 | 146.0685 | 2018.0427 | 2018.0427 | 414.15 | 414.15 | 1413.1886 | 1413.1886 | 0 | 0 | 190.7041 | 190.7041 | 210435834.3277 | 1382437576.6357 | 107070852.4865 | 0 | 1699.9443 | 54.285 | 0 | 0 | 0 | 347.6615 | 185 | 608 | 922.3846 | 152 | 38 | 0.33253
280 | 309.0325 | 703 | 200 | 800 | 0 | 100% | 95.8447 | 114.3916 | 114.5069 | 114.5069 | 1 | 114.3916 | 97.4272 | 205.8822 | 194.1513 | 194.1513 | 194.1513 | 11.7309 | 205.8822 | 97.4611 | 86.7543 | 86.7543 | 86.7543 | 10.7067 | 97.4611 | 0 | 0 | 0 | 0 | 0 | 0 | 0 | 0 | 0 | 148.1829 | 119.0722 | 119.0722 | 119.0722 | 29.1107 | 148.1829 | 2100.4406 | 2100.4406 | 496.8778 | 496.8778 | 1412.8979 | 1412.8979 | 0 | 0 | 190.6649 | 190.6649 | 219082324.0711 | 1382506747.6758 | 105334729.5208 | 0 | 1706.9238 | 55.6539 | 0 | 0 | 0 | 417.1938 | 185 | 608 | 922.3846 | 152 | 38 | 0.32718
281 | 360.5379 | 703 | 200 | 800 | 0 | 100% | 96.29 | 118.4182 | 118.5412 | 118.5412 | 1 | 118.4182 | 97.6654 | 233.2997 | 220.0042 | 220.0042 | 220.0042 | 13.2955 | 233.2997 | 97.4417 | 86.7353 | 86.7353 | 86.7353 | 10.7064 | 97.4417 | 0 | 0 | 0 | 0 | 0 | 0 | 0 | 0 | 0 | 150.6886 | 121.0378 | 121.0378 | 121.0378 | 29.6508 | 150.6886 | 2182.8394 | 2182.8394 | 579.5808 | 579.5808 | 1412.6299 | 1412.6299 | 0 | 0 | 190.6287 | 190.6287 | 225255051.4868 | 1382539460.496 | 103302681.928 | 0 | 1711.0972 | 57.0044 | 0 | 0 | 0 | 486.7262 | 185 | 608 | 922.3846 | 152 | 38 | 0.32092
282 | 412.0433 | 703 | 200 | 800 | 0 | 100% | 96.5868 | 122.5484 | 122.6778 | 122.6778 | 1 | 122.5484 | 97.8112 | 260.7627 | 245.8996 | 245.8996 | 245.8996 | 14.8631 | 260.7627 | 97.4247 | 86.7185 | 86.7185 | 86.7185 | 10.7062 | 97.4247 | 0 | 0 | 0 | 0 | 0 | 0 | 0 | 0 | 0 | 153.7943 | 123.4945 | 123.4945 | 123.4945 | 30.2999 | 153.7943 | 2265.2389 | 2265.2389 | 662.2617 | 662.2617 | 1412.3819 | 1412.3819 | 0 | 0 | 190.5953 | 190.5953 | 230085058.9155 | 1382565471.9072 | 101001600.5278 | 0 | 1713.6521 | 58.3089 | 0 | 0 | 0 | 556.2585 | 185 | 608 | 922.3846 | 152 | 38 | 0.31383
283 | 463.5487 | 703 | 200 | 800 | 0 | 100% | 96.758 | 126.7407 | 126.8746 | 126.8746 | 1 | 126.7407 | 97.8992 | 288.3459 | 271.9081 | 271.9081 | 271.9081 | 16.4378 | 288.3459 | 97.4091 | 86.703 | 86.703 | 86.703 | 10.706 | 97.4091 | 0 | 0 | 0 | 0 | 0 | 0 | 0 | 0 | 0 | 156.9858 | 126.0202 | 126.0202 | 126.0202 | 30.9656 | 156.9858 | 2347.6391 | 2347.6391 | 744.9231 | 744.9231 | 1412.1518 | 1412.1518 | 0 | 0 | 190.5642 | 190.5642 | 233884644.5938 | 1382581183.4007 | 98728480.4428 | 0 | 1715.1943 | 59.5567 | 0 | 0 | 0 | 625.7908 | 185 | 608 | 922.3846 | 152 | 38 | 0.30683
284 | 515.0541 | 703 | 200 | 800 | 0 | 100% | 96.9064 | 130.9738 | 131.1137 | 131.1137 | 1 | 130.9738 | 97.962 | 316.0145 | 297.9968 | 297.9968 | 297.9968 | 18.0177 | 316.0145 | 97.3951 | 86.6891 | 86.6891 | 86.6891 | 10.7059 | 97.3951 | 0 | 0 | 0 | 0 | 0 | 0 | 0 | 0 | 0 | 160.1273 | 128.5065 | 128.5065 | 128.5065 | 31.6207 | 160.1273 | 2430.0398 | 2430.0398 | 827.5668 | 827.5668 | 1411.9377 | 1411.9377 | 0 | 0 | 190.5353 | 190.5353 | 236947393.252 | 1382591248.8242 | 96756081.0428 | 0 | 1716.2947 | 60.7398 | 0 | 0 | 0 | 695.3231 | 185 | 608 | 922.3846 | 152 | 38 | 0.30075
285 | 566.5595 | 703 | 200 | 800 | 0 | 100% | 97.0091 | 135.2164 | 135.3567 | 135.3567 | 1 | 135.2164 | 98.0184 | 343.738 | 324.1371 | 324.1371 | 324.1371 | 19.6009 | 343.738 | 97.3828 | 86.6769 | 86.6769 | 86.6769 | 10.7059 | 97.3828 | 0 | 0 | 0 | 0 | 0 | 0 | 0 | 0 | 0 | 162.755 | 130.584 | 130.584 | 130.584 | 32.171 | 162.755 | 2512.4411 | 2512.4411 | 910.1947 | 910.1947 | 1411.738 | 1411.738 | 0 | 0 | 190.5084 | 190.5084 | 239427977.2961 | 1382592237.4836 | 95261331.1731 | 0 | 1717.2815 | 61.8563 | 0 | 0 | 0 | 764.8554 | 185 | 608 | 922.3846 | 152 | 38 | 0.29615
286 | 618.065 | 703 | 200 | 800 | 0 | 100% | 97.0662 | 139.4611 | 139.5981 | 139.5981 | 1 | 139.4611 | 98.0683 | 371.709 | 350.5104 | 350.5104 | 350.5104 | 21.1986 | 371.709 | 97.371 | 86.6651 | 86.6651 | 86.6651 | 10.7059 | 97.371 | 0 | 0 | 0 | 0 | 0 | 0 | 0 | 0 | 0 | 164.6503 | 132.0771 | 132.0771 | 132.0771 | 32.5732 | 164.6503 | 2594.8429 | 2594.8429 | 992.8084 | 992.8084 | 1411.5513 | 1411.5513 | 0 | 0 | 190.4832 | 190.4832 | 241364854.359 | 1382599349.422 | 94192589.0548 | 0 | 1718.1568 | 62.912 | 0 | 0 | 0 | 834.3877 | 185 | 608 | 922.3846 | 152 | 38 | 0.29285
287 | 669.5704 | 703 | 200 | 800 | 0 | 100% | 97.1575 | 143.6088 | 143.7419 | 143.7419 | 1 | 143.6088 | 98.1101 | 399.8306 | 377.0256 | 377.0256 | 377.0256 | 22.805 | 399.8306 | 97.3598 | 86.6539 | 86.6539 | 86.6539 | 10.7058 | 97.3598 | 0 | 0 | 0 | 0 | 0 | 0 | 0 | 0 | 0 | 164.217 | 131.323 | 131.323 | 131.323 | 32.8941 | 164.217 | 2677.2451 | 2677.2451 | 1075.4092 | 1075.4092 | 1411.3764 | 1411.3764 | 0 | 0 | 190.4596 | 190.4596 | 242951725.7721 | 1382606058.1562 | 93331059.5459 | 0 | 1718.8888 | 63.9126 | 0 | 0 | 0 | 903.92 | 185 | 608 | 922.3846 | 152 | 38 | 0.2902
288 | 721.0758 | 703 | 200 | 800 | 0 | 100% | 97.2032 | 147.868 | 148.0042 | 148.0042 | 1 | 147.868 | 98.1485 | 428.0217 | 403.606 | 403.606 | 403.606 | 24.4156 | 428.0217 | 97.3493 | 86.6435 | 86.6435 | 86.6435 | 10.7058 | 97.3493 | 0 | 0 | 0 | 0 | 0 | 0 | 0 | 0 | 0 | 165.4855 | 132.3173 | 132.3173 | 132.3173 | 33.1681 | 165.4855 | 2759.6477 | 2759.6477 | 1157.9982 | 1157.9982 | 1411.2121 | 1411.2121 | 0 | 0 | 190.4374 | 190.4374 | 244330476.0423 | 1382609817.9249 | 92621324.6308 | 0 | 1719.5616 | 64.8611 | 0 | 0 | 0 | 973.4523 | 185 | 608 | 922.3846 | 152 | 38 | 0.28801
289 | 772.5812 | 703 | 200 | 800 | 0 | 100% | 97.2489 | 152.1283 | 152.2693 | 152.2693 | 1 | 152.1283 | 98.185 | 456.1789 | 430.1545 | 430.1545 | 430.1545 | 26.0245 | 456.1789 | 97.3397 | 86.6339 | 86.6339 | 86.6339 | 10.7058 | 97.3397 | 0 | 0 | 0 | 0 | 0 | 0 | 0 | 0 | 0 | 166.5643 | 133.1637 | 133.1637 | 133.1637 | 33.4006 | 166.5643 | 2842.0507 | 2842.0507 | 1240.5765 | 1240.5765 | 1411.0576 | 1411.0576 | 0 | 0 | 190.4166 | 190.4166 | 245569212.9848 | 1382611132.7283 | 92020860.821 | 0 | 1720.2012 | 65.7608 | 0 | 0 | 0 | 1042.9846 | 185 | 608 | 922.3846 | 152 | 38 | 0.28616
290 | 824.0866 | 703 | 200 | 800 | 0 | 100% | 97.2945 | 156.3875 | 156.5308 | 156.5308 | 1 | 156.3875 | 98.22 | 484.2839 | 456.6534 | 456.6534 | 456.6534 | 27.6305 | 484.2839 | 97.3306 | 86.6249 | 86.6249 | 86.6249 | 10.7058 | 97.3306 | 0 | 0 | 0 | 0 | 0 | 0 | 0 | 0 | 0 | 167.4735 | 133.8768 | 133.8768 | 133.8768 | 33.5967 | 167.4735 | 2924.4539 | 2924.4539 | 1323.145 | 1323.145 | 1410.912 | 1410.912 | 0 | 0 | 190.3969 | 190.3969 | 246677506.1006 | 1382612447.5317 | 91524554.6161 | 0 | 1720.8145 | 66.6156 | 0 | 0 | 0 | 1112.5169 | 185 | 608 | 922.3846 | 152 | 38 | 0.28463
291 | 875.592 | 703 | 200 | 800 | 0 | 100% | 97.3288 | 160.65 | 160.7903 | 160.7903 | 1 | 160.65 | 98.2496 | 512.3976 | 483.1603 | 483.1603 | 483.1603 | 29.2372 | 512.3976 | 97.3221 | 86.6163 | 86.6163 | 86.6163 | 10.7058 | 97.3221 | 0 | 0 | 0 | 0 | 0 | 0 | 0 | 0 | 0 | 168.2729 | 134.5035 | 134.5035 | 134.5035 | 33.7694 | 168.2729 | 3006.8575 | 3006.8575 | 1405.7046 | 1405.7046 | 1410.7745 | 1410.7745 | 0 | 0 | 190.3784 | 190.3784 | 247635436.2087 | 1382613762.3351 | 91083457.895 | 0 | 1721.3327 | 67.4298 | 0 | 0 | 0 | 1182.0492 | 185 | 608 | 922.3846 | 152 | 38 | 0.28327
292 | 927.0974 | 703 | 200 | 800 | 0 | 100% | 97.363 | 164.9194 | 165.0534 | 165.0534 | 1 | 164.9194 | 98.2734 | 540.5714 | 509.7239 | 509.7239 | 509.7239 | 30.8475 | 540.5714 | 97.314 | 86.6083 | 86.6083 | 86.6083 | 10.7058 | 97.314 | 0 | 0 | 0 | 0 | 0 | 0 | 0 | 0 | 0 | 169.0189 | 135.0889 | 135.0889 | 135.0889 | 33.93 | 169.0189 | 3089.2614 | 3089.2614 | 1488.256 | 1488.256 | 1410.6446 | 1410.6446 | 0 | 0 | 190.3608 | 190.3608 | 248450871.2775 | 1382614951.5916 | 90684869.8728 | 0 | 1721.7507 | 68.2067 | 0 | 0 | 0 | 1251.5815 | 185 | 608 | 922.3846 | 152 | 38 | 0.28205
293 | 978.6028 | 703 | 200 | 800 | 0 | 100% | 97.4201 | 169.1959 | 169.3299 | 169.3299 | 1 | 169.1959 | 98.2902 | 568.7997 | 536.3387 | 536.3387 | 536.3387 | 32.461 | 568.7997 | 97.3064 | 86.6006 | 86.6006 | 86.6006 | 10.7057 | 97.3064 | 0 | 0 | 0 | 0 | 0 | 0 | 0 | 0 | 0 | 169.742 | 135.6581 | 135.6581 | 135.6581 | 34.0839 | 169.742 | 3171.6655 | 3171.6655 | 1570.7998 | 1570.7998 | 1410.5215 | 1410.5215 | 0 | 0 | 190.3442 | 190.3442 | 249189535.4641 | 1382616127.7434 | 90238972.4838 | 0 | 1722.0446 | 68.9493 | 0 | 0 | 0 | 1321.1138 | 185 | 608 | 922.3846 | 152 | 38 | 0.28067
294 | 1030.1083 | 703 | 200 | 800 | 0 | 100% | 97.4201 | 173.4774 | 173.6176 | 173.6176 | 1 | 173.4774 | 98.3057 | 596.9891 | 562.9167 | 562.9167 | 562.9167 | 34.0724 | 596.9891 | 97.2992 | 86.5934 | 86.5934 | 86.5934 | 10.7057 | 97.2992 | 0 | 0 | 0 | 0 | 0 | 0 | 0 | 0 | 0 | 170.4899 | 136.2483 | 136.2483 | 136.2483 | 34.2416 | 170.4899 | 3254.0699 | 3254.0699 | 1653.3366 | 1653.3366 | 1410.4047 | 1410.4047 | 0 | 0 | 190.3285 | 190.3285 | 249898978.8997 | 1382616939.5376 | 89799289.7322 | 0 | 1722.3152 | 69.6582 | 0 | 0 | 0 | 1390.6462 | 185 | 608 | 922.3846 | 152 | 38 | 0.27932
295 | 20.6022 | 752.4 | 200 | 800 | 0 | 100% | 86.484 | 102.5471 | 102.5411 | 102.5411 | 1 | 102.5471 | 90.9755 | 123.519 | 116.488 | 116.488 | 116.488 | 7.031 | 123.519 | 103.369 | 92.024 | 92.024 | 92.024 | 11.3451 | 103.369 | 0 | 0 | 0 | 0 | 0 | 0 | 0 | 0 | 0 | 92.777 | 74.8183 | 74.8183 | 74.8183 | 17.9588 | 92.777 | 1737.8072 | 1737.8072 | 33.1602 | 33.1602 | 1513.7806 | 1513.7806 | 0 | 0 | 190.8664 | 190.8664 | 25123112.2346 | 1396382497.8556 | 172384633.2964 | 0 | 1593.8902 | 52.107 | 0 | 0 | 0 | 27.8129 | 198 | 608 | 922.3846 | 152 | 38 | 0.53378
296 | 51.5054 | 752.4 | 200 | 800 | 0 | 100% | 88.0137 | 103.689 | 103.714 | 103.714 | 1 | 103.689 | 92.4423 | 126.6719 | 119.4603 | 119.4603 | 119.4603 | 7.2116 | 126.6719 | 103.3545 | 92.0093 | 92.0093 | 92.0093 | 11.3452 | 103.3545 | 0 | 0 | 0 | 0 | 0 | 0 | 0 | 0 | 0 | 98.1479 | 79.1389 | 79.1389 | 79.1389 | 19.009 | 98.1479 | 1787.2436 | 1787.2436 | 82.8864 | 82.8864 | 1513.5232 | 1513.5232 | 0 | 0 | 190.834 | 190.834 | 61155270.967 | 1396364381.1585 | 162068599.2876 | 0 | 1619.5883 | 52.4695 | 0 | 0 | 0 | 69.5323 | 198 | 608 | 922.3846 | 152 | 38 | 0.50199
297 | 154.5162 | 752.4 | 200 | 800 | 0 | 100% | 92.4658 | 108.8382 | 108.9355 | 108.9355 | 1 | 108.8382 | 95.816 | 145.4127 | 137.1303 | 137.1303 | 137.1303 | 8.2824 | 145.4127 | 103.3064 | 91.9614 | 91.9614 | 91.9614 | 11.345 | 103.3064 | 0 | 0 | 0 | 0 | 0 | 0 | 0 | 0 | 0 | 125.7501 | 101.2303 | 101.2303 | 101.2303 | 24.5198 | 125.7501 | 1952.0346 | 1952.0346 | 248.5341 | 248.5341 | 1512.7625 | 1512.7625 | 0 | 0 | 190.738 | 190.738 | 158348494.33 | 1396385987.8951 | 123961766.5244 | 0 | 1678.6962 | 54.2932 | 0 | 0 | 0 | 208.5969 | 198 | 608 | 922.3846 | 152 | 38 | 0.38458
298 | 206.0217 | 752.4 | 200 | 800 | 0 | 100% | 94.3265 | 112.1512 | 112.2541 | 112.2541 | 1 | 112.1512 | 96.6842 | 161.5124 | 152.311 | 152.311 | 152.311 | 9.2014 | 161.5124 | 103.2851 | 91.9402 | 91.9402 | 91.9402 | 11.3449 | 103.2851 | 0 | 0 | 0 | 0 | 0 | 0 | 0 | 0 | 0 | 141.9884 | 114.2076 | 114.2076 | 114.2076 | 27.7809 | 141.9884 | 2034.4318 | 2034.4318 | 331.306 | 331.306 | 1512.4298 | 1512.4298 | 0 | 0 | 190.6961 | 190.6961 | 188415188.4483 | 1396411909.208 | 109080580.6901 | 0 | 1693.9077 | 55.4802 | 0 | 0 | 0 | 278.1292 | 198 | 608 | 922.3846 | 152 | 38 | 0.33873
299 | 257.5271 | 752.4 | 200 | 800 | 0 | 100% | 95.4566 | 115.8265 | 115.935 | 115.935 | 1 | 115.8265 | 97.2311 | 185.7138 | 175.1317 | 175.1317 | 175.1317 | 10.5821 | 185.7138 | 103.2645 | 91.9198 | 91.9198 | 91.9198 | 11.3446 | 103.2645 | 0 | 0 | 0 | 0 | 0 | 0 | 0 | 0 | 0 | 149.83 | 120.4185 | 120.4185 | 120.4185 | 29.4114 | 149.83 | 2116.8299 | 2116.8299 | 414.0487 | 414.0487 | 1512.1238 | 1512.1238 | 0 | 0 | 190.6575 | 190.6575 | 203052387.0098 | 1396442682.3742 | 103993688.707 | 0 | 1703.4888 | 56.7172 | 0 | 0 | 0 | 347.6615 | 198 | 608 | 922.3846 | 152 | 38 | 0.32305
300 | 309.0325 | 752.4 | 200 | 800 | 0 | 100% | 96.1301 | 119.7039 | 119.8164 | 119.8164 | 1 | 119.7039 | 97.5861 | 213.3481 | 201.1892 | 201.1892 | 201.1892 | 12.1589 | 213.3481 | 103.2442 | 91.8999 | 91.8999 | 91.8999 | 11.3443 | 103.2442 | 0 | 0 | 0 | 0 | 0 | 0 | 0 | 0 | 0 | 152.9253 | 122.8346 | 122.8346 | 122.8346 | 30.0907 | 152.9253 | 2199.2289 | 2199.2289 | 496.7656 | 496.7656 | 1511.8413 | 1511.8413 | 0 | 0 | 190.6219 | 190.6219 | 211383007.7219 | 1396484688.0136 | 101840328.9052 | 0 | 1709.708 | 57.954 | 0 | 0 | 0 | 417.1938 | 198 | 608 | 922.3846 | 152 | 38 | 0.31642
301 | 360.5379 | 752.4 | 200 | 800 | 0 | 100% | 96.5183 | 123.7414 | 123.8612 | 123.8612 | 1 | 123.7414 | 97.7973 | 241.7388 | 227.9596 | 227.9596 | 227.9596 | 13.7792 | 241.7388 | 103.2275 | 91.8833 | 91.8833 | 91.8833 | 11.3442 | 103.2275 | 0 | 0 | 0 | 0 | 0 | 0 | 0 | 0 | 0 | 155.9332 | 125.204 | 125.204 | 125.204 | 30.7292 | 155.9332 | 2281.6285 | 2281.6285 | 579.4597 | 579.4597 | 1511.5799 | 1511.5799 | 0 | 0 | 190.5889 | 190.5889 | 217357700.4125 | 1396488628.9332 | 99561555.9826 | 0 | 1713.4079 | 59.1748 | 0 | 0 | 0 | 486.7262 | 198 | 608 | 922.3846 | 152 | 38 | 0.3094
302 | 412.0433 | 752.4 | 200 | 800 | 0 | 100% | 96.758 | 127.8808 | 128.0094 | 128.0094 | 1 | 127.8808 | 97.9336 | 270.1718 | 254.7696 | 254.7696 | 254.7696 | 15.4022 | 270.1718 | 103.2125 | 91.8683 | 91.8683 | 91.8683 | 11.3442 | 103.2125 | 0 | 0 | 0 | 0 | 0 | 0 | 0 | 0 | 0 | 159.5177 | 128.0455 | 128.0455 | 128.0455 | 31.4722 | 159.5177 | 2364.0288 | 2364.0288 | 662.1333 | 662.1333 | 1511.3372 | 1511.3372 | 0 | 0 | 190.5583 | 190.5583 | 222024074.1217 | 1396490209.3214 | 97282595.9335 | 0 | 1715.7969 | 60.352 | 0 | 0 | 0 | 556.2585 | 198 | 608 | 922.3846 | 152 | 38 | 0.30237
303 | 463.5487 | 752.4 | 200 | 800 | 0 | 100% | 96.9292 | 132.0719 | 132.2038 | 132.2038 | 1 | 132.0719 | 98.0152 | 298.778 | 281.7427 | 281.7427 | 281.7427 | 17.0354 | 298.778 | 103.1974 | 91.8534 | 91.8534 | 91.8534 | 11.344 | 103.1974 | 0 | 0 | 0 | 0 | 0 | 0 | 0 | 0 | 0 | 162.9075 | 130.7321 | 130.7321 | 130.7321 | 32.1754 | 162.9075 | 2446.4297 | 2446.4297 | 744.7886 | 744.7886 | 1511.1112 | 1511.1112 | 0 | 0 | 190.5298 | 190.5298 | 225664148.8658 | 1396518551.8335 | 95043489.2096 | 0 | 1717.2262 | 61.4818 | 0 | 0 | 0 | 625.7908 | 198 | 608 | 922.3846 | 152 | 38 | 0.29547
304 | 515.0541 | 752.4 | 200 | 800 | 0 | 100% | 97.0662 | 136.1965 | 136.3347 | 136.3347 | 1 | 136.1965 | 98.0753 | 327.4807 | 308.8063 | 308.8063 | 308.8063 | 18.6744 | 327.4807 | 103.1837 | 91.8397 | 91.8397 | 91.8397 | 11.3439 | 103.1837 | 0 | 0 | 0 | 0 | 0 | 0 | 0 | 0 | 0 | 164.2363 | 131.3796 | 131.3796 | 131.3796 | 32.8567 | 164.2363 | 2528.8311 | 2528.8311 | 827.4274 | 827.4274 | 1510.9004 | 1510.9004 | 0 | 0 | 190.5032 | 190.5032 | 228606837.3827 | 1396524187.8252 | 93147614.1692 | 0 | 1718.2786 | 62.555 | 0 | 0 | 0 | 695.3231 | 198 | 608 | 922.3846 | 152 | 38 | 0.28963
305 | 566.5595 | 752.4 | 200 | 800 | 0 | 100% | 97.1689 | 140.4329 | 140.57 | 140.57 | 1 | 140.4329 | 98.13 | 356.2653 | 335.947 | 335.947 | 335.947 | 20.3183 | 356.2653 | 103.1712 | 91.8274 | 91.8274 | 91.8274 | 11.3439 | 103.1712 | 0 | 0 | 0 | 0 | 0 | 0 | 0 | 0 | 0 | 166.8654 | 133.4505 | 133.4505 | 133.4505 | 33.4149 | 166.8654 | 2611.2329 | 2611.2329 | 910.0514 | 910.0514 | 1510.7032 | 1510.7032 | 0 | 0 | 190.4784 | 190.4784 | 230955267.7813 | 1396532099.7267 | 91749525.2076 | 0 | 1719.2369 | 63.5704 | 0 | 0 | 0 | 764.8554 | 198 | 608 | 922.3846 | 152 | 38 | 0.28533
306 | 618.065 | 752.4 | 200 | 800 | 0 | 100% | 97.2717 | 144.6727 | 144.8069 | 144.8069 | 1 | 144.6727 | 98.1789 | 385.3083 | 363.3311 | 363.3311 | 363.3311 | 21.9772 | 385.3083 | 103.1592 | 91.8154 | 91.8154 | 91.8154 | 11.3438 | 103.1592 | 0 | 0 | 0 | 0 | 0 | 0 | 0 | 0 | 0 | 168.7673 | 134.9442 | 134.9442 | 134.9442 | 33.8232 | 168.7673 | 2693.6352 | 2693.6352 | 992.6618 | 992.6618 | 1510.5183 | 1510.5183 | 0 | 0 | 190.4551 | 190.4551 | 232797980.1687 | 1396541670.7732 | 90754315.8014 | 0 | 1720.094 | 64.533 | 0 | 0 | 0 | 834.3877 | 198 | 608 | 922.3846 | 152 | 38 | 0.28226
307 | 669.5704 | 752.4 | 200 | 800 | 0 | 100% | 97.3059 | 148.9207 | 149.0531 | 149.0531 | 1 | 148.9207 | 98.2195 | 414.5061 | 390.861 | 390.861 | 390.861 | 23.6451 | 414.5061 | 103.1485 | 91.8047 | 91.8047 | 91.8047 | 11.3438 | 103.1485 | 0 | 0 | 0 | 0 | 0 | 0 | 0 | 0 | 0 | 170.2763 | 136.1265 | 136.1265 | 136.1265 | 34.1498 | 170.2763 | 2776.0379 | 2776.0379 | 1075.26 | 1075.26 | 1510.3447 | 1510.3447 | 0 | 0 | 190.4332 | 190.4332 | 234311737.673 | 1396542682.9311 | 89951553.308 | 0 | 1720.806 | 65.448 | 0 | 0 | 0 | 903.92 | 198 | 608 | 922.3846 | 152 | 38 | 0.27979
308 | 721.0758 | 752.4 | 200 | 800 | 0 | 100% | 97.3744 | 153.1746 | 153.3122 | 153.3122 | 1 | 153.1746 | 98.2577 | 443.7479 | 418.4321 | 418.4321 | 418.4321 | 25.3158 | 443.7479 | 103.1385 | 91.7947 | 91.7947 | 91.7947 | 11.3438 | 103.1385 | 0 | 0 | 0 | 0 | 0 | 0 | 0 | 0 | 0 | 171.5588 | 137.1351 | 137.1351 | 137.1351 | 34.4237 | 171.5588 | 2858.4409 | 2858.4409 | 1157.847 | 1157.847 | 1510.1813 | 1510.1813 | 0 | 0 | 190.4126 | 190.4126 | 235648487.3679 | 1396543464.0155 | 89283759.8135 | 0 | 1721.4757 | 66.317 | 0 | 0 | 0 | 973.4523 | 198 | 608 | 922.3846 | 152 | 38 | 0.27773
309 | 772.5812 | 752.4 | 200 | 800 | 0 | 100% | 97.4201 | 157.4286 | 157.5715 | 157.5715 | 1 | 157.4286 | 98.2936 | 472.9143 | 445.9319 | 445.9319 | 445.9319 | 26.9823 | 472.9143 | 103.129 | 91.7853 | 91.7853 | 91.7853 | 11.3438 | 103.129 | 0 | 0 | 0 | 0 | 0 | 0 | 0 | 0 | 0 | 172.6686 | 138.0072 | 138.0072 | 138.0072 | 34.6614 | 172.6686 | 2940.8443 | 2940.8443 | 1240.4239 | 1240.4239 | 1510.0272 | 1510.0272 | 0 | 0 | 190.3932 | 190.3932 | 236860302.2706 | 1396544245.0998 | 88698525.3358 | 0 | 1722.1031 | 67.1435 | 0 | 0 | 0 | 1042.9846 | 198 | 608 | 922.3846 | 152 | 38 | 0.27592
310 | 824.0866 | 752.4 | 200 | 800 | 0 | 100% | 97.4429 | 161.6817 | 161.8248 | 161.8248 | 1 | 161.6817 | 98.3284 | 502.0382 | 473.3916 | 473.3916 | 473.3916 | 28.6466 | 502.0382 | 103.1201 | 91.7764 | 91.7764 | 91.7764 | 11.3438 | 103.1201 | 0 | 0 | 0 | 0 | 0 | 0 | 0 | 0 | 0 | 173.5938 | 138.7335 | 138.7335 | 138.7335 | 34.8603 | 173.5938 | 3023.2479 | 3023.2479 | 1322.9913 | 1322.9913 | 1509.8818 | 1509.8818 | 0 | 0 | 190.3748 | 190.3748 | 237924695.1139 | 1396545026.1841 | 88243426.6316 | 0 | 1722.7131 | 67.9301 | 0 | 0 | 0 | 1112.5169 | 198 | 608 | 922.3846 | 152 | 38 | 0.27452
311 | 875.592 | 752.4 | 200 | 800 | 0 | 100% | 97.5 | 165.9393 | 166.0788 | 166.0788 | 1 | 165.9393 | 98.3559 | 531.1953 | 500.8823 | 500.8823 | 500.8823 | 30.3129 | 531.1953 | 103.1117 | 91.768 | 91.768 | 91.768 | 11.3438 | 103.1117 | 0 | 0 | 0 | 0 | 0 | 0 | 0 | 0 | 0 | 174.4096 | 139.3741 | 139.3741 | 139.3741 | 35.0355 | 174.4096 | 3105.6518 | 3105.6518 | 1405.5502 | 1405.5502 | 1509.7442 | 1509.7442 | 0 | 0 | 190.3575 | 190.3575 | 238841267.9352 | 1396545807.2685 | 87808420.5221 | 0 | 1723.1955 | 68.6817 | 0 | 0 | 0 | 1182.0492 | 198 | 608 | 922.3846 | 152 | 38 | 0.27318
312 | 927.0974 | 752.4 | 200 | 800 | 0 | 100% | 97.5457 | 170.2071 | 170.3423 | 170.3423 | 1 | 170.2071 | 98.3734 | 560.4156 | 528.4326 | 528.4326 | 528.4326 | 31.983 | 560.4156 | 103.1037 | 91.76 | 91.76 | 91.76 | 11.3437 | 103.1037 | 0 | 0 | 0 | 0 | 0 | 0 | 0 | 0 | 0 | 175.2346 | 140.0241 | 140.0241 | 140.0241 | 35.2105 | 175.2346 | 3188.056 | 3188.056 | 1488.1011 | 1488.1011 | 1509.6138 | 1509.6138 | 0 | 0 | 190.341 | 190.341 | 239633205.7634 | 1396546588.3528 | 87321392.4535 | 0 | 1723.5012 | 69.4017 | 0 | 0 | 0 | 1251.5815 | 198 | 608 | 922.3846 | 152 | 38 | 0.27168
313 | 978.6028 | 752.4 | 200 | 800 | 0 | 100% | 97.5457 | 174.477 | 174.6133 | 174.6133 | 1 | 174.477 | 98.3887 | 589.6716 | 556.0164 | 556.0164 | 556.0164 | 33.6553 | 589.6716 | 103.0962 | 91.7524 | 91.7524 | 91.7524 | 11.3437 | 103.0962 | 0 | 0 | 0 | 0 | 0 | 0 | 0 | 0 | 0 | 175.9502 | 140.5613 | 140.5613 | 140.5613 | 35.389 | 175.9502 | 3270.4604 | 3270.4604 | 1570.6448 | 1570.6448 | 1509.4902 | 1509.4902 | 0 | 0 | 190.3254 | 190.3254 | 240353950.5224 | 1396547271.792 | 86869662.7446 | 0 | 1723.7709 | 70.0897 | 0 | 0 | 0 | 1321.1138 | 198 | 608 | 922.3846 | 152 | 38 | 0.27029
314 | 1030.1083 | 752.4 | 200 | 800 | 0 | 100% | 97.5685 | 178.755 | 178.8961 | 178.8961 | 1 | 178.755 | 98.4042 | 618.8854 | 583.5602 | 583.5602 | 583.5602 | 35.3252 | 618.8854 | 103.089 | 91.7453 | 91.7453 | 91.7453 | 11.3437 | 103.089 | 0 | 0 | 0 | 0 | 0 | 0 | 0 | 0 | 0 | 176.7545 | 141.1958 | 141.1958 | 141.1958 | 35.5587 | 176.7545 | 3352.865 | 3352.865 | 1653.1816 | 1653.1816 | 1509.3727 | 1509.3727 | 0 | 0 | 190.3106 | 190.3106 | 241036274.3112 | 1396547914.2247 | 86457433.7976 | 0 | 1724.0416 | 70.7472 | 0 | 0 | 0 | 1390.6462 | 198 | 608 | 922.3846 | 152 | 38 | 0.26902
315 | 20.6022 | 801.8 | 200 | 800 | 0 | 100% | 87.3288 | 107.8306 | 107.8175 | 107.8175 | 1 | 107.8306 | 91.4948 | 127.2262 | 119.982 | 119.982 | 119.982 | 7.2442 | 127.2262 | 109.1446 | 97.1622 | 97.1622 | 97.1622 | 11.9825 | 109.1446 | 0 | 0 | 0 | 0 | 0 | 0 | 0 | 0 | 0 | 94.0096 | 75.7831 | 75.7831 | 75.7831 | 18.2265 | 94.0096 | 1836.59 | 1836.59 | 33.1492 | 33.1492 | 1612.6374 | 1612.6374 | 0 | 0 | 190.8034 | 190.8034 | 24389332.3603 | 1408896602.9658 | 169702865.705 | 0 | 1602.9888 | 54.7829 | 0 | 0 | 0 | 27.8129 | 211 | 608 | 922.3846 | 152 | 38 | 0.52552
316 | 51.5054 | 801.8 | 200 | 800 | 0 | 100% | 88.7329 | 108.9603 | 108.9777 | 108.9777 | 1 | 108.9603 | 92.8908 | 130.5827 | 123.1463 | 123.1463 | 123.1463 | 7.4364 | 130.5827 | 109.1294 | 97.147 | 97.147 | 97.147 | 11.9824 | 109.1294 | 0 | 0 | 0 | 0 | 0 | 0 | 0 | 0 | 0 | 99.5902 | 80.2468 | 80.2468 | 80.2468 | 19.3434 | 99.5902 | 1886.0273 | 1886.0273 | 82.8605 | 82.8605 | 1612.3924 | 1612.3924 | 0 | 0 | 190.7744 | 190.7744 | 59303245.0525 | 1408887704.5936 | 159255019.3338 | 0 | 1627.446 | 55.0997 | 0 | 0 | 0 | 69.5323 | 211 | 608 | 922.3846 | 152 | 38 | 0.49332
317 | 154.5162 | 801.8 | 200 | 800 | 0 | 100% | 93.1393 | 114.1141 | 114.2071 | 114.2071 | 1 | 114.1141 | 96.0952 | 150.4308 | 141.8604 | 141.8604 | 141.8604 | 8.5704 | 150.4308 | 109.0814 | 97.0994 | 97.0994 | 97.0994 | 11.982 | 109.0814 | 0 | 0 | 0 | 0 | 0 | 0 | 0 | 0 | 0 | 128.0167 | 103.0164 | 103.0164 | 103.0164 | 25.0003 | 128.0167 | 2050.821 | 2050.821 | 248.4692 | 248.4692 | 1611.6637 | 1611.6637 | 0 | 0 | 190.6882 | 190.6882 | 153005318.194 | 1408963739.5001 | 121618397.126 | 0 | 1683.5875 | 56.7178 | 0 | 0 | 0 | 208.5969 | 211 | 608 | 922.3846 | 152 | 38 | 0.37736
318 | 206.0217 | 801.8 | 200 | 800 | 0 | 100% | 94.8288 | 117.4346 | 117.5344 | 117.5344 | 1 | 117.4346 | 96.9078 | 167.093 | 157.5716 | 157.5716 | 157.5716 | 9.5214 | 167.093 | 109.0602 | 97.0784 | 97.0784 | 97.0784 | 11.9818 | 109.0602 | 0 | 0 | 0 | 0 | 0 | 0 | 0 | 0 | 0 | 144.8556 | 116.475 | 116.475 | 116.475 | 28.3805 | 144.8556 | 2133.2193 | 2133.2193 | 331.2263 | 331.2263 | 1611.3428 | 1611.3428 | 0 | 0 | 190.6502 | 190.6502 | 182074881.1746 | 1408994542.0792 | 106755175.4878 | 0 | 1697.8246 | 57.7855 | 0 | 0 | 0 | 278.1292 | 211 | 608 | 922.3846 | 152 | 38 | 0.33156
319 | 257.5271 | 801.8 | 200 | 800 | 0 | 100% | 95.7877 | 121.1466 | 121.2501 | 121.2501 | 1 | 121.1466 | 97.3887 | 192.0806 | 181.1334 | 181.1334 | 181.1334 | 10.9472 | 192.0806 | 109.0411 | 97.0595 | 97.0595 | 97.0595 | 11.9816 | 109.0411 | 0 | 0 | 0 | 0 | 0 | 0 | 0 | 0 | 0 | 153.9354 | 123.6767 | 123.6767 | 123.6767 | 30.2587 | 153.9354 | 2215.6184 | 2215.6184 | 413.9567 | 413.9567 | 1611.0465 | 1611.0465 | 0 | 0 | 190.6151 | 190.6151 | 196279416.9113 | 1409007823.6843 | 100962895.36 | 0 | 1706.2501 | 58.9138 | 0 | 0 | 0 | 347.6615 | 211 | 608 | 922.3846 | 152 | 38 | 0.31371
320 | 309.0325 | 801.8 | 200 | 800 | 0 | 100% | 96.347 | 125.0358 | 125.1467 | 125.1467 | 1 | 125.0358 | 97.7218 | 220.6375 | 208.0607 | 208.0607 | 208.0607 | 12.5768 | 220.6375 | 109.024 | 97.0424 | 97.0424 | 97.0424 | 11.9816 | 109.024 | 0 | 0 | 0 | 0 | 0 | 0 | 0 | 0 | 0 | 157.5862 | 126.5399 | 126.5399 | 126.5399 | 31.0463 | 157.5862 | 2298.0181 | 2298.0181 | 496.6634 | 496.6634 | 1610.7721 | 1610.7721 | 0 | 0 | 190.5827 | 190.5827 | 204366814.8176 | 1409011684.2467 | 98707291.8999 | 0 | 1712.0858 | 60.0303 | 0 | 0 | 0 | 417.1938 | 211 | 608 | 922.3846 | 152 | 38 | 0.30676
321 | 360.5379 | 801.8 | 200 | 800 | 0 | 100% | 96.7009 | 129.0761 | 129.1942 | 129.1942 | 1 | 129.0761 | 97.9159 | 249.9406 | 235.6914 | 235.6914 | 235.6914 | 14.2492 | 249.9406 | 109.0096 | 97.028 | 97.028 | 97.028 | 11.9817 | 109.0096 | 0 | 0 | 0 | 0 | 0 | 0 | 0 | 0 | 0 | 160.966 | 129.209 | 129.209 | 129.209 | 31.7569 | 160.966 | 2380.4185 | 2380.4185 | 579.3489 | 579.3489 | 1610.5171 | 1610.5171 | 0 | 0 | 190.5525 | 190.5525 | 210196866.165 | 1408997448.1668 | 96292558.4442 | 0 | 1715.4869 | 61.1363 | 0 | 0 | 0 | 486.7262 | 211 | 608 | 922.3846 | 152 | 38 | 0.29932
322 | 412.0433 | 801.8 | 200 | 800 | 0 | 100% | 96.9635 | 133.2114 | 133.3383 | 133.3383 | 1 | 133.2114 | 98.0493 | 279.3306 | 263.4036 | 263.4036 | 263.4036 | 15.927 | 279.3306 | 108.9951 | 97.0135 | 97.0135 | 97.0135 | 11.9817 | 108.9951 | 0 | 0 | 0 | 0 | 0 | 0 | 0 | 0 | 0 | 164.7344 | 132.1972 | 132.1972 | 132.1972 | 32.5372 | 164.7344 | 2462.8195 | 2462.8195 | 662.0154 | 662.0154 | 1610.2797 | 1610.2797 | 0 | 0 | 190.5244 | 190.5244 | 214702520.0074 | 1409006790.8681 | 94114749.8657 | 0 | 1717.8241 | 62.202 | 0 | 0 | 0 | 556.2585 | 211 | 608 | 922.3846 | 152 | 38 | 0.29261
323 | 463.5487 | 801.8 | 200 | 800 | 0 | 100% | 97.1918 | 137.2961 | 137.4261 | 137.4261 | 1 | 137.2961 | 98.1253 | 308.9145 | 291.2984 | 291.2984 | 291.2984 | 17.6161 | 308.9145 | 108.9808 | 96.9992 | 96.9992 | 96.9992 | 11.9816 | 108.9808 | 0 | 0 | 0 | 0 | 0 | 0 | 0 | 0 | 0 | 166.3482 | 133.0699 | 133.0699 | 133.0699 | 33.2783 | 166.3482 | 2545.221 | 2545.221 | 744.6648 | 744.6648 | 1610.058 | 1610.058 | 0 | 0 | 190.4982 | 190.4982 | 218215671.977 | 1409019866.5954 | 91920179.3161 | 0 | 1719.1557 | 63.2296 | 0 | 0 | 0 | 625.7908 | 211 | 608 | 922.3846 | 152 | 38 | 0.28585
324 | 515.0541 | 801.8 | 200 | 800 | 0 | 100% | 97.2945 | 141.5228 | 141.6578 | 141.6578 | 1 | 141.5228 | 98.1808 | 338.6389 | 319.3254 | 319.3254 | 319.3254 | 19.3135 | 338.6389 | 108.9676 | 96.9861 | 96.9861 | 96.9861 | 11.9815 | 108.9676 | 0 | 0 | 0 | 0 | 0 | 0 | 0 | 0 | 0 | 169.6884 | 135.7037 | 135.7037 | 135.7037 | 33.9847 | 169.6884 | 2627.623 | 2627.623 | 827.2988 | 827.2988 | 1609.8506 | 1609.8506 | 0 | 0 | 190.4736 | 190.4736 | 221018012.512 | 1409028144.3884 | 90081618.6331 | 0 | 1720.1278 | 64.2085 | 0 | 0 | 0 | 695.3231 | 211 | 608 | 922.3846 | 152 | 38 | 0.28019
325 | 566.5595 | 801.8 | 200 | 800 | 0 | 100% | 97.4087 | 145.754 | 145.8902 | 145.8902 | 1 | 145.754 | 98.235 | 368.4715 | 347.4542 | 347.4542 | 347.4542 | 21.0173 | 368.4715 | 108.9557 | 96.9742 | 96.9742 | 96.9742 | 11.9815 | 108.9557 | 0 | 0 | 0 | 0 | 0 | 0 | 0 | 0 | 0 | 172.3183 | 137.7739 | 137.7739 | 137.7739 | 34.5444 | 172.3183 | 2710.0253 | 2710.0253 | 909.9187 | 909.9187 | 1609.656 | 1609.656 | 0 | 0 | 190.4506 | 190.4506 | 223268170.4214 | 1409026585.9698 | 88781680.2731 | 0 | 1721.0764 | 65.1357 | 0 | 0 | 0 | 764.8554 | 211 | 608 | 922.3846 | 152 | 38 | 0.27618
326 | 618.065 | 801.8 | 200 | 800 | 0 | 100% | 97.4658 | 149.988 | 150.1204 | 150.1204 | 1 | 149.988 | 98.2822 | 398.5289 | 375.7947 | 375.7947 | 375.7947 | 22.7342 | 398.5289 | 108.9449 | 96.9634 | 96.9634 | 96.9634 | 11.9815 | 108.9449 | 0 | 0 | 0 | 0 | 0 | 0 | 0 | 0 | 0 | 174.2146 | 139.2645 | 139.2645 | 139.2645 | 34.95 | 174.2146 | 2792.4281 | 2792.4281 | 992.5258 | 992.5258 | 1609.4733 | 1609.4733 | 0 | 0 | 190.429 | 190.429 | 225035804.024 | 1409023431.3163 | 87844064.3139 | 0 | 1721.9033 | 66.0172 | 0 | 0 | 0 | 834.3877 | 211 | 608 | 922.3846 | 152 | 38 | 0.27329
327 | 669.5704 | 801.8 | 200 | 800 | 0 | 100% | 97.5 | 154.2317 | 154.3639 | 154.3639 | 1 | 154.2317 | 98.3225 | 428.7518 | 404.2911 | 404.2911 | 404.2911 | 24.4608 | 428.7518 | 108.9346 | 96.9531 | 96.9531 | 96.9531 | 11.9815 | 108.9346 | 0 | 0 | 0 | 0 | 0 | 0 | 0 | 0 | 0 | 175.7473 | 140.4686 | 140.4686 | 140.4686 | 35.2788 | 175.7473 | 2874.8312 | 2874.8312 | 1075.1214 | 1075.1214 | 1609.3012 | 1609.3012 | 0 | 0 | 190.4086 | 190.4086 | 226499631.5156 | 1409024340.6086 | 87085545.4644 | 0 | 1722.6095 | 66.8568 | 0 | 0 | 0 | 903.92 | 211 | 608 | 922.3846 | 152 | 38 | 0.27095
328 | 721.0758 | 801.8 | 200 | 800 | 0 | 100% | 97.5685 | 158.473 | 158.6113 | 158.6113 | 1 | 158.473 | 98.3595 | 458.9902 | 432.8018 | 432.8018 | 432.8018 | 26.1884 | 458.9902 | 108.9248 | 96.9433 | 96.9433 | 96.9433 | 11.9815 | 108.9248 | 0 | 0 | 0 | 0 | 0 | 0 | 0 | 0 | 0 | 176.9146 | 141.3581 | 141.3581 | 141.3581 | 35.5565 | 176.9146 | 2957.2346 | 2957.2346 | 1157.7063 | 1157.7063 | 1609.1389 | 1609.1389 | 0 | 0 | 190.3894 | 190.3894 | 227804516.7791 | 1409025172.6799 | 86428032.4211 | 0 | 1723.2577 | 67.6563 | 0 | 0 | 0 | 973.4523 | 211 | 608 | 922.3846 | 152 | 38 | 0.26893
329 | 772.5812 | 801.8 | 200 | 800 | 0 | 100% | 97.5799 | 162.721 | 162.8618 | 162.8618 | 1 | 162.721 | 98.3935 | 489.1652 | 461.2527 | 461.2527 | 461.2527 | 27.9126 | 489.1652 | 108.9155 | 96.934 | 96.934 | 96.934 | 11.9815 | 108.9155 | 0 | 0 | 0 | 0 | 0 | 0 | 0 | 0 | 0 | 178.023 | 142.2276 | 142.2276 | 142.2276 | 35.7954 | 178.023 | 3039.6383 | 3039.6383 | 1240.2814 | 1240.2814 | 1608.9856 | 1608.9856 | 0 | 0 | 190.3713 | 190.3713 | 228958484.91 | 1409025815.1127 | 85870071.3551 | 0 | 1723.8544 | 68.4185 | 0 | 0 | 0 | 1042.9846 | 211 | 608 | 922.3846 | 152 | 38 | 0.26721
330 | 824.0866 | 801.8 | 200 | 800 | 0 | 100% | 97.6027 | 166.9698 | 167.1116 | 167.1116 | 1 | 166.9698 | 98.4261 | 519.3124 | 489.6771 | 489.6771 | 489.6771 | 29.6353 | 519.3124 | 108.9067 | 96.9252 | 96.9252 | 96.9252 | 11.9815 | 108.9067 | 0 | 0 | 0 | 0 | 0 | 0 | 0 | 0 | 0 | 178.9605 | 142.9638 | 142.9638 | 142.9638 | 35.9967 | 178.9605 | 3122.0422 | 3122.0422 | 1322.8476 | 1322.8476 | 1608.8406 | 1608.8406 | 0 | 0 | 190.3541 | 190.3541 | 229983131.3178 | 1409026457.5455 | 85415781.6702 | 0 | 1724.4254 | 69.1455 | 0 | 0 | 0 | 1112.5169 | 211 | 608 | 922.3846 | 152 | 38 | 0.26581
331 | 875.592 | 801.8 | 200 | 800 | 0 | 100% | 97.6712 | 171.2276 | 171.367 | 171.367 | 1 | 171.2276 | 98.4485 | 549.4821 | 518.1226 | 518.1226 | 518.1226 | 31.3595 | 549.4821 | 108.8984 | 96.9169 | 96.9169 | 96.9169 | 11.9815 | 108.8984 | 0 | 0 | 0 | 0 | 0 | 0 | 0 | 0 | 0 | 179.8903 | 143.6968 | 143.6968 | 143.6968 | 36.1935 | 179.8903 | 3204.4465 | 3204.4465 | 1405.4055 | 1405.4055 | 1608.7031 | 1608.7031 | 0 | 0 | 190.3379 | 190.3379 | 230872229.3813 | 1409026951.7576 | 84918674.914 | 0 | 1724.8179 | 69.8425 | 0 | 0 | 0 | 1182.0492 | 211 | 608 | 922.3846 | 152 | 38 | 0.26428
332 | 927.0974 | 801.8 | 200 | 800 | 0 | 100% | 97.6826 | 175.4971 | 175.6337 | 175.6337 | 1 | 175.4971 | 98.4655 | 579.6979 | 546.6114 | 546.6114 | 546.6114 | 33.0865 | 579.6979 | 108.8905 | 96.909 | 96.909 | 96.909 | 11.9815 | 108.8905 | 0 | 0 | 0 | 0 | 0 | 0 | 0 | 0 | 0 | 180.8788 | 144.4774 | 144.4774 | 144.4774 | 36.4014 | 180.8788 | 3286.8509 | 3286.8509 | 1487.9557 | 1487.9557 | 1608.5727 | 1608.5727 | 0 | 0 | 190.3224 | 190.3224 | 231646833.4278 | 1409027429.7623 | 84440708.3532 | 0 | 1725.115 | 70.51 | 0 | 0 | 0 | 1251.5815 | 211 | 608 | 922.3846 | 152 | 38 | 0.26281
333 | 978.6028 | 801.8 | 200 | 800 | 0 | 100% | 97.7511 | 179.77 | 179.9071 | 179.9071 | 1 | 179.77 | 98.4808 | 609.9488 | 575.1332 | 575.1332 | 575.1332 | 34.8156 | 609.9488 | 108.883 | 96.9015 | 96.9015 | 96.9015 | 11.9815 | 108.883 | 0 | 0 | 0 | 0 | 0 | 0 | 0 | 0 | 0 | 181.7758 | 145.1847 | 145.1847 | 145.1847 | 36.5911 | 181.7758 | 3369.2555 | 3369.2555 | 1570.499 | 1570.499 | 1608.4488 | 1608.4488 | 0 | 0 | 190.3078 | 190.3078 | 232345021.4889 | 1409027907.767 | 84011452.6026 | 0 | 1725.3844 | 71.1488 | 0 | 0 | 0 | 1321.1138 | 211 | 608 | 922.3846 | 152 | 38 | 0.26148
334 | 1030.1083 | 801.8 | 200 | 800 | 0 | 100% | 97.7511 | 184.0443 | 184.1877 | 184.1877 | 1 | 184.0443 | 98.4963 | 640.1568 | 603.6144 | 603.6144 | 603.6144 | 36.5424 | 640.1568 | 108.8759 | 96.8944 | 96.8944 | 96.8944 | 11.9815 | 108.8759 | 0 | 0 | 0 | 0 | 0 | 0 | 0 | 0 | 0 | 182.6208 | 145.8515 | 145.8515 | 145.8515 | 36.7693 | 182.6208 | 3451.6604 | 3451.6604 | 1653.0356 | 1653.0356 | 1608.3309 | 1608.3309 | 0 | 0 | 190.2938 | 190.2938 | 233014205.1493 | 1409025867.617 | 83614265.8819 | 0 | 1725.6543 | 71.7603 | 0 | 0 | 0 | 1390.6462 | 211 | 608 | 922.3846 | 152 | 38 | 0.26026
335 | 20.6022 | 851.2 | 200 | 800 | 0 | 100% | 88.0479 | 113.1513 | 113.131 | 113.131 | 1 | 113.1513 | 91.943 | 130.2248 | 122.8078 | 122.8078 | 122.8078 | 7.417 | 130.2248 | 114.9256 | 102.3052 | 102.3052 | 102.3052 | 12.6205 | 114.9256 | 0 | 0 | 0 | 0 | 0 | 0 | 0 | 0 | 0 | 95.4248 | 76.9031 | 76.9031 | 76.9031 | 18.5217 | 95.4248 | 1935.3746 | 1935.3746 | 33.1394 | 33.1394 | 1711.4882 | 1711.4882 | 0 | 0 | 190.747 | 190.747 | 23814843.2333 | 1420099240.972 | 166927193.5225 | 0 | 1610.8413 | 57.1839 | 0 | 0 | 0 | 27.8129 | 224 | 608 | 922.3846 | 152 | 38 | 0.51696
336 | 51.5054 | 851.2 | 200 | 800 | 0 | 100% | 89.4064 | 114.2759 | 114.2863 | 114.2863 | 1 | 114.2759 | 93.2732 | 134.4104 | 126.754 | 126.754 | 126.754 | 7.6564 | 134.4104 | 114.9111 | 102.2907 | 102.2907 | 102.2907 | 12.6204 | 114.9111 | 0 | 0 | 0 | 0 | 0 | 0 | 0 | 0 | 0 | 101.2114 | 81.5319 | 81.5319 | 81.5319 | 19.6795 | 101.2114 | 1984.8126 | 1984.8126 | 82.8373 | 82.8373 | 1711.2544 | 1711.2544 | 0 | 0 | 190.7209 | 190.7209 | 57570978.8127 | 1420107352.9785 | 156468249.2672 | 0 | 1634.1466 | 57.463 | 0 | 0 | 0 | 69.5323 | 224 | 608 | 922.3846 | 152 | 38 | 0.48474
337 | 154.5162 | 851.2 | 200 | 800 | 0 | 100% | 93.5502 | 119.3996 | 119.4883 | 119.4883 | 1 | 119.3996 | 96.3457 | 155.2348 | 146.3888 | 146.3888 | 146.3888 | 8.846 | 155.2348 | 114.8659 | 102.2458 | 102.2458 | 102.2458 | 12.62 | 114.8659 | 0 | 0 | 0 | 0 | 0 | 0 | 0 | 0 | 0 | 130.073 | 104.6449 | 104.6449 | 104.6449 | 25.4281 | 130.073 | 2149.6087 | 2149.6087 | 248.4103 | 248.4103 | 1710.5553 | 1710.5553 | 0 | 0 | 190.643 | 190.643 | 148227441.873 | 1420151605.5113 | 119597399.4318 | 0 | 1687.9764 | 58.8984 | 0 | 0 | 0 | 208.5969 | 224 | 608 | 922.3846 | 152 | 38 | 0.37113
338 | 206.0217 | 851.2 | 200 | 800 | 0 | 100% | 95.1027 | 122.7405 | 122.8363 | 122.8363 | 1 | 122.7405 | 97.0926 | 172.4123 | 162.5857 | 162.5857 | 162.5857 | 9.8266 | 172.4123 | 114.8466 | 102.2266 | 102.2266 | 102.2266 | 12.6199 | 114.8466 | 0 | 0 | 0 | 0 | 0 | 0 | 0 | 0 | 0 | 147.7217 | 118.7506 | 118.7506 | 118.7506 | 28.9711 | 147.7217 | 2232.0079 | 2232.0079 | 331.1538 | 331.1538 | 1710.2456 | 1710.2456 | 0 | 0 | 190.6085 | 190.6085 | 176439858.3498 | 1420161354.6539 | 104460386.922 | 0 | 1701.0616 | 59.8709 | 0 | 0 | 0 | 278.1292 | 224 | 608 | 922.3846 | 152 | 38 | 0.32449
339 | 257.5271 | 851.2 | 200 | 800 | 0 | 100% | 95.9475 | 126.4841 | 126.5844 | 126.5844 | 1 | 126.4841 | 97.527 | 198.1269 | 186.8329 | 186.8329 | 186.8329 | 11.294 | 198.1269 | 114.829 | 102.2091 | 102.2091 | 102.2091 | 12.6199 | 114.829 | 0 | 0 | 0 | 0 | 0 | 0 | 0 | 0 | 0 | 157.9639 | 126.8826 | 126.8826 | 126.8826 | 31.0813 | 157.9639 | 2314.4078 | 2314.4078 | 413.8728 | 413.8728 | 1709.9586 | 1709.9586 | 0 | 0 | 190.5765 | 190.5765 | 190261178.9726 | 1420166121.3417 | 98245385.6422 | 0 | 1708.6727 | 60.8998 | 0 | 0 | 0 | 347.6615 | 224 | 608 | 922.3846 | 152 | 38 | 0.30534
340 | 309.0325 | 851.2 | 200 | 800 | 0 | 100% | 96.5525 | 130.3686 | 130.4771 | 130.4771 | 1 | 130.3686 | 97.8482 | 227.5375 | 214.5651 | 214.5651 | 214.5651 | 12.9724 | 227.5375 | 114.8121 | 102.1923 | 102.1923 | 102.1923 | 12.6198 | 114.8121 | 0 | 0 | 0 | 0 | 0 | 0 | 0 | 0 | 0 | 161.8934 | 129.9728 | 129.9728 | 129.9728 | 31.9207 | 161.8934 | 2396.8083 | 2396.8083 | 496.5698 | 496.5698 | 1709.6918 | 1709.6918 | 0 | 0 | 190.5467 | 190.5467 | 198143201.2336 | 1420181510.7872 | 95975420.5758 | 0 | 1714.3001 | 61.9095 | 0 | 0 | 0 | 417.1938 | 224 | 608 | 922.3846 | 152 | 38 | 0.29835
341 | 360.5379 | 851.2 | 200 | 800 | 0 | 100% | 96.895 | 134.3042 | 134.4196 | 134.4196 | 1 | 134.3042 | 98.0309 | 257.766 | 243.0683 | 243.0683 | 243.0683 | 14.6978 | 257.766 | 114.7956 | 102.176 | 102.176 | 102.176 | 12.6196 | 114.7956 | 0 | 0 | 0 | 0 | 0 | 0 | 0 | 0 | 0 | 163.6588 | 130.9652 | 130.9652 | 130.9652 | 32.6936 | 163.6588 | 2479.2094 | 2479.2094 | 579.2472 | 579.2472 | 1709.4431 | 1709.4431 | 0 | 0 | 190.519 | 190.519 | 203780337.9106 | 1420202714.9488 | 93518689.6535 | 0 | 1717.5017 | 62.915 | 0 | 0 | 0 | 486.7262 | 224 | 608 | 922.3846 | 152 | 38 | 0.29078
342 | 412.0433 | 851.2 | 200 | 800 | 0 | 100% | 97.1689 | 138.4336 | 138.5569 | 138.5569 | 1 | 138.4336 | 98.1583 | 288.126 | 271.695 | 271.695 | 271.695 | 16.431 | 288.126 | 114.7803 | 102.1608 | 102.1608 | 102.1608 | 12.6195 | 114.7803 | 0 | 0 | 0 | 0 | 0 | 0 | 0 | 0 | 0 | 167.4592 | 133.9683 | 133.9683 | 133.9683 | 33.4909 | 167.4592 | 2561.611 | 2561.611 | 661.9069 | 661.9069 | 1709.2109 | 1709.2109 | 0 | 0 | 190.4932 | 190.4932 | 208104360.6954 | 1420219273.8733 | 91410097.0102 | 0 | 1719.7337 | 63.8855 | 0 | 0 | 0 | 556.2585 | 224 | 608 | 922.3846 | 152 | 38 | 0.28428
343 | 463.5487 | 851.2 | 200 | 800 | 0 | 100% | 97.3516 | 142.6218 | 142.749 | 142.749 | 1 | 142.6218 | 98.229 | 318.701 | 300.5242 | 300.5242 | 300.5242 | 18.1768 | 318.701 | 114.7667 | 102.1473 | 102.1473 | 102.1473 | 12.6194 | 114.7667 | 0 | 0 | 0 | 0 | 0 | 0 | 0 | 0 | 0 | 171.115 | 136.8544 | 136.8544 | 136.8544 | 34.2606 | 171.115 | 2644.013 | 2644.013 | 744.5505 | 744.5505 | 1708.9935 | 1708.9935 | 0 | 0 | 190.4689 | 190.4689 | 211469723.0844 | 1420221872.6842 | 89280619.1504 | 0 | 1720.9722 | 64.8243 | 0 | 0 | 0 | 625.7908 | 224 | 608 | 922.3846 | 152 | 38 | 0.27772
344 | 515.0541 | 851.2 | 200 | 800 | 0 | 100% | 97.4201 | 146.8444 | 146.9783 | 146.9783 | 1 | 146.8444 | 98.2837 | 349.4342 | 329.5023 | 329.5023 | 329.5023 | 19.9319 | 349.4342 | 114.7547 | 102.1352 | 102.1352 | 102.1352 | 12.6194 | 114.7547 | 0 | 0 | 0 | 0 | 0 | 0 | 0 | 0 | 0 | 174.4696 | 139.4987 | 139.4987 | 139.4987 | 34.9708 | 174.4696 | 2726.4155 | 2726.4155 | 827.1796 | 827.1796 | 1708.7896 | 1708.7896 | 0 | 0 | 190.4462 | 190.4462 | 214158950.7608 | 1420219111.6185 | 87551858.0244 | 0 | 1721.9299 | 65.7197 | 0 | 0 | 0 | 695.3231 | 224 | 608 | 922.3846 | 152 | 38 | 0.27239
345 | 566.5595 | 851.2 | 200 | 800 | 0 | 100% | 97.5 | 151.0697 | 151.2037 | 151.2037 | 1 | 151.0697 | 98.3369 | 380.2249 | 358.5344 | 358.5344 | 358.5344 | 21.6905 | 380.2249 | 114.7434 | 102.124 | 102.124 | 102.124 | 12.6194 | 114.7434 | 0 | 0 | 0 | 0 | 0 | 0 | 0 | 0 | 0 | 177.1231 | 141.5909 | 141.5909 | 141.5909 | 35.5322 | 177.1231 | 2808.8183 | 2808.8183 | 909.7955 | 909.7955 | 1708.5979 | 1708.5979 | 0 | 0 | 190.4248 | 190.4248 | 216330268.221 | 1420215904.4258 | 86316392.775 | 0 | 1722.8626 | 66.5698 | 0 | 0 | 0 | 764.8554 | 224 | 608 | 922.3846 | 152 | 38 | 0.26858
346 | 618.065 | 851.2 | 200 | 800 | 0 | 100% | 97.5571 | 155.2937 | 155.4241 | 155.4241 | 1 | 155.2937 | 98.3808 | 411.2884 | 387.8235 | 387.8235 | 387.8235 | 23.4649 | 411.2884 | 114.7329 | 102.1135 | 102.1135 | 102.1135 | 12.6195 | 114.7329 | 0 | 0 | 0 | 0 | 0 | 0 | 0 | 0 | 0 | 178.9108 | 142.9678 | 142.9678 | 142.9678 | 35.943 | 178.9108 | 2891.2214 | 2891.2214 | 992.3993 | 992.3993 | 1708.4174 | 1708.4174 | 0 | 0 | 190.4047 | 190.4047 | 218023866.1229 | 1420212216.8556 | 85395871.6784 | 0 | 1723.632 | 67.3809 | 0 | 0 | 0 | 834.3877 | 224 | 608 | 922.3846 | 152 | 38 | 0.26575
347 | 669.5704 | 851.2 | 200 | 800 | 0 | 100% | 97.6142 | 159.5336 | 159.6658 | 159.6658 | 1 | 159.5336 | 98.4192 | 442.4837 | 417.2367 | 417.2367 | 417.2367 | 25.247 | 442.4837 | 114.723 | 102.1035 | 102.1035 | 102.1035 | 12.6195 | 114.723 | 0 | 0 | 0 | 0 | 0 | 0 | 0 | 0 | 0 | 180.4918 | 144.2102 | 144.2102 | 144.2102 | 36.2815 | 180.4918 | 2973.6249 | 2973.6249 | 1074.9921 | 1074.9921 | 1708.2471 | 1708.2471 | 0 | 0 | 190.3857 | 190.3857 | 219453081.27 | 1420208478.6964 | 84643374.0734 | 0 | 1724.3049 | 68.1545 | 0 | 0 | 0 | 903.92 | 224 | 608 | 922.3846 | 152 | 38 | 0.26343
348 | 721.0758 | 851.2 | 200 | 800 | 0 | 100% | 97.6712 | 163.7782 | 163.9152 | 163.9152 | 1 | 163.7782 | 98.4548 | 473.6808 | 446.6513 | 446.6513 | 446.6513 | 27.0295 | 473.6808 | 114.7137 | 102.0942 | 102.0942 | 102.0942 | 12.6195 | 114.7137 | 0 | 0 | 0 | 0 | 0 | 0 | 0 | 0 | 0 | 181.8532 | 145.2814 | 145.2814 | 145.2814 | 36.5718 | 181.8532 | 3056.0287 | 3056.0287 | 1157.5747 | 1157.5747 | 1708.0861 | 1708.0861 | 0 | 0 | 190.3678 | 190.3678 | 220712819.652 | 1420204740.5372 | 84009703.6344 | 0 | 1724.9273 | 68.8926 | 0 | 0 | 0 | 973.4523 | 224 | 608 | 922.3846 | 152 | 38 | 0.26148
349 | 772.5812 | 851.2 | 200 | 800 | 0 | 100% | 97.6941 | 168.0227 | 168.1626 | 168.1626 | 1 | 168.0227 | 98.4884 | 504.8324 | 476.0229 | 476.0229 | 476.0229 | 28.8095 | 504.8324 | 114.7049 | 102.0853 | 102.0853 | 102.0853 | 12.6196 | 114.7049 | 0 | 0 | 0 | 0 | 0 | 0 | 0 | 0 | 0 | 182.9894 | 146.1745 | 146.1745 | 146.1745 | 36.8148 | 182.9894 | 3138.4327 | 3138.4327 | 1240.1481 | 1240.1481 | 1707.9338 | 1707.9338 | 0 | 0 | 190.3508 | 190.3508 | 221828177.7913 | 1420200883.722 | 83487142.4422 | 0 | 1725.5162 | 69.5973 | 0 | 0 | 0 | 1042.9846 | 224 | 608 | 922.3846 | 152 | 38 | 0.25987
350 | 824.0866 | 851.2 | 200 | 800 | 0 | 100% | 97.7055 | 172.2705 | 172.4119 | 172.4119 | 1 | 172.2705 | 98.515 | 535.9505 | 505.3627 | 505.3627 | 505.3627 | 30.5877 | 535.9505 | 114.6966 | 102.077 | 102.077 | 102.077 | 12.6196 | 114.6966 | 0 | 0 | 0 | 0 | 0 | 0 | 0 | 0 | 0 | 184.0085 | 146.9776 | 146.9776 | 146.9776 | 37.0308 | 184.0085 | 3220.8369 | 3220.8369 | 1322.7128 | 1322.7128 | 1707.7894 | 1707.7894 | 0 | 0 | 190.3347 | 190.3347 | 222823756.2767 | 1420196878.7032 | 82962752.1282 | 0 | 1725.9834 | 70.2725 | 0 | 0 | 0 | 1112.5169 | 224 | 608 | 922.3846 | 152 | 38 | 0.25825
351 | 875.592 | 851.2 | 200 | 800 | 0 | 100% | 97.7511 | 176.5298 | 176.6696 | 176.6696 | 1 | 176.5298 | 98.5344 | 567.078 | 534.7113 | 534.7113 | 534.7113 | 32.3667 | 567.078 | 114.6886 | 102.069 | 102.069 | 102.069 | 12.6196 | 114.6886 | 0 | 0 | 0 | 0 | 0 | 0 | 0 | 0 | 0 | 185.0894 | 147.8306 | 147.8306 | 147.8306 | 37.2588 | 185.0894 | 3303.2414 | 3303.2414 | 1405.2696 | 1405.2696 | 1707.6524 | 1707.6524 | 0 | 0 | 190.3195 | 190.3195 | 223691895.3414 | 1420197501.9093 | 82434032.6323 | 0 | 1726.3234 | 70.9201 | 0 | 0 | 0 | 1182.0492 | 224 | 608 | 922.3846 | 152 | 38 | 0.25662
352 | 927.0974 | 851.2 | 200 | 800 | 0 | 100% | 97.8082 | 180.7944 | 180.9306 | 180.9306 | 1 | 180.7944 | 98.5514 | 598.255 | 564.1063 | 564.1063 | 564.1063 | 34.1486 | 598.255 | 114.6806 | 102.061 | 102.061 | 102.061 | 12.6196 | 114.6806 | 0 | 0 | 0 | 0 | 0 | 0 | 0 | 0 | 0 | 186.0928 | 148.6222 | 148.6222 | 148.6222 | 37.4706 | 186.0928 | 3385.6461 | 3385.6461 | 1487.819 | 1487.819 | 1707.5222 | 1707.5222 | 0 | 0 | 190.3049 | 190.3049 | 224442281.1104 | 1420201872.0577 | 81977141.0598 | 0 | 1726.6213 | 71.5405 | 0 | 0 | 0 | 1251.5815 | 224 | 608 | 922.3846 | 152 | 38 | 0.25521
353 | 978.6028 | 851.2 | 200 | 800 | 0 | 100% | 97.8082 | 185.0631 | 185.202 | 185.202 | 1 | 185.0631 | 98.5666 | 629.4684 | 593.5357 | 593.5357 | 593.5357 | 35.9328 | 629.4684 | 114.6731 | 102.0535 | 102.0535 | 102.0535 | 12.6196 | 114.6731 | 0 | 0 | 0 | 0 | 0 | 0 | 0 | 0 | 0 | 187.0177 | 149.3515 | 149.3515 | 149.3515 | 37.6662 | 187.0177 | 3468.051 | 3468.051 | 1570.3616 | 1570.3616 | 1707.3982 | 1707.3982 | 0 | 0 | 190.2911 | 190.2911 | 225128900.246 | 1420200683.1411 | 81557463.0883 | 0 | 1726.887 | 72.1353 | 0 | 0 | 0 | 1321.1138 | 224 | 608 | 922.3846 | 152 | 38 | 0.25392
354 | 1030.1083 | 851.2 | 200 | 800 | 0 | 100% | 97.8196 | 189.3332 | 189.4775 | 189.4775 | 1 | 189.3332 | 98.5817 | 660.6233 | 622.9096 | 622.9096 | 622.9096 | 37.7137 | 660.6233 | 114.666 | 102.0465 | 102.0465 | 102.0465 | 12.6196 | 114.666 | 0 | 0 | 0 | 0 | 0 | 0 | 0 | 0 | 0 | 187.8947 | 150.0436 | 150.0436 | 150.0436 | 37.8511 | 187.8947 | 3550.4561 | 3550.4561 | 1652.8979 | 1652.8979 | 1707.2802 | 1707.2802 | 0 | 0 | 190.278 | 190.278 | 225780858.3926 | 1420199257.4195 | 81171730.6564 | 0 | 1727.1518 | 72.7056 | 0 | 0 | 0 | 1390.6462 | 224 | 608 | 922.3846 | 152 | 38 | 0.25273
355 | 20.6022 | 900.6 | 200 | 800 | 0 | 100% | 88.6872 | 118.4908 | 118.4635 | 118.4635 | 1 | 118.4908 | 92.3383 | 133.1637 | 125.5773 | 125.5773 | 125.5773 | 7.5863 | 133.1637 | 120.6978 | 107.4403 | 107.4403 | 107.4403 | 13.2575 | 120.6978 | 0 | 0 | 0 | 0 | 0 | 0 | 0 | 0 | 0 | 96.9135 | 78.0846 | 78.0846 | 78.0846 | 18.8289 | 96.9135 | 2034.1607 | 2034.1607 | 33.1306 | 33.1306 | 1810.3339 | 1810.3339 | 0 | 0 | 190.6962 | 190.6962 | 23275102.3264 | 1430323030.5275 | 164169461.892 | 0 | 1617.7676 | 59.346 | 0 | 0 | 0 | 27.8129 | 237 | 608 | 922.3846 | 152 | 38 | 0.50847
356 | 51.5054 | 900.6 | 200 | 800 | 0 | 100% | 89.9543 | 119.6071 | 119.6112 | 119.6112 | 1 | 119.6071 | 93.6112 | 138.1933 | 130.3195 | 130.3195 | 130.3195 | 7.8738 | 138.1933 | 120.6861 | 107.4285 | 107.4285 | 107.4285 | 13.2577 | 120.6861 | 0 | 0 | 0 | 0 | 0 | 0 | 0 | 0 | 0 | 102.849 | 82.8301 | 82.8301 | 82.8301 | 20.0189 | 102.849 | 2083.5994 | 2083.5994 | 82.8163 | 82.8163 | 1810.1104 | 1810.1104 | 0 | 0 | 190.6727 | 190.6727 | 55985316.9086 | 1430303228.5366 | 153780462.944 | 0 | 1640.069 | 59.5925 | 0 | 0 | 0 | 69.5323 | 237 | 608 | 922.3846 | 152 | 38 | 0.47646
357 | 154.5162 | 900.6 | 200 | 800 | 0 | 100% | 94.0525 | 124.6858 | 124.7699 | 124.7699 | 1 | 124.6858 | 96.5678 | 159.983 | 150.8645 | 150.8645 | 150.8645 | 9.1185 | 159.983 | 120.6452 | 107.3877 | 107.3877 | 107.3877 | 13.2575 | 120.6452 | 0 | 0 | 0 | 0 | 0 | 0 | 0 | 0 | 0 | 131.8702 | 106.0642 | 106.0642 | 106.0642 | 25.806 | 131.8702 | 2248.3974 | 2248.3974 | 248.3568 | 248.3568 | 1809.4387 | 1809.4387 | 0 | 0 | 190.6019 | 190.6019 | 143797896.7635 | 1430317860.0402 | 117751465.7462 | 0 | 1691.8672 | 60.8714 | 0 | 0 | 0 | 208.5969 | 237 | 608 | 922.3846 | 152 | 38 | 0.36544
358 | 206.0217 | 900.6 | 200 | 800 | 0 | 100% | 95.4224 | 128.0804 | 128.1731 | 128.1731 | 1 | 128.0804 | 97.2379 | 177.6307 | 167.5048 | 167.5048 | 167.5048 | 10.1259 | 177.6307 | 120.6254 | 107.3681 | 107.3681 | 107.3681 | 13.2573 | 120.6254 | 0 | 0 | 0 | 0 | 0 | 0 | 0 | 0 | 0 | 150.9771 | 121.3355 | 121.3355 | 121.3355 | 29.6416 | 150.9771 | 2330.7975 | 2330.7975 | 331.0876 | 331.0876 | 1809.1394 | 1809.1394 | 0 | 0 | 190.5704 | 190.5704 | 171248048.7927 | 1430345530.5256 | 102014244.6745 | 0 | 1703.6078 | 61.7688 | 0 | 0 | 0 | 278.1292 | 237 | 608 | 922.3846 | 152 | 38 | 0.31695
359 | 257.5271 | 900.6 | 200 | 800 | 0 | 100% | 96.2443 | 131.8229 | 131.9215 | 131.9215 | 1 | 131.8229 | 97.6574 | 204.072 | 192.4371 | 192.4371 | 192.4371 | 11.6349 | 204.072 | 120.6059 | 107.3489 | 107.3489 | 107.3489 | 13.257 | 120.6059 | 0 | 0 | 0 | 0 | 0 | 0 | 0 | 0 | 0 | 161.7473 | 129.8884 | 129.8884 | 129.8884 | 31.8589 | 161.7473 | 2413.1981 | 2413.1981 | 413.7959 | 413.7959 | 1808.8611 | 1808.8611 | 0 | 0 | 190.5411 | 190.5411 | 184696930.4183 | 1430384155.3397 | 95876110.2514 | 0 | 1710.9572 | 62.7005 | 0 | 0 | 0 | 347.6615 | 237 | 608 | 922.3846 | 152 | 38 | 0.29804
360 | 309.0325 | 900.6 | 200 | 800 | 0 | 100% | 96.7808 | 135.5943 | 135.6998 | 135.6998 | 1 | 135.5943 | 97.967 | 234.3306 | 220.9687 | 220.9687 | 220.9687 | 13.3619 | 234.3306 | 120.5883 | 107.3316 | 107.3316 | 107.3316 | 13.2567 | 120.5883 | 0 | 0 | 0 | 0 | 0 | 0 | 0 | 0 | 0 | 163.9302 | 131.1974 | 131.1974 | 131.1974 | 32.7329 | 163.9302 | 2495.5993 | 2495.5993 | 496.4838 | 496.4838 | 1808.6017 | 1808.6017 | 0 | 0 | 190.5138 | 190.5138 | 192362757.164 | 1430407774.0771 | 93611757.4382 | 0 | 1716.3823 | 63.6182 | 0 | 0 | 0 | 417.1938 | 237 | 608 | 922.3846 | 152 | 38 | 0.29106
361 | 360.5379 | 900.6 | 200 | 800 | 0 | 100% | 97.1005 | 139.6351 | 139.7491 | 139.7491 | 1 | 139.6351 | 98.1407 | 265.4887 | 250.3483 | 250.3483 | 250.3483 | 15.1405 | 265.4887 | 120.5722 | 107.3157 | 107.3157 | 107.3157 | 13.2566 | 120.5722 | 0 | 0 | 0 | 0 | 0 | 0 | 0 | 0 | 0 | 167.7984 | 134.2489 | 134.2489 | 134.2489 | 33.5495 | 167.7984 | 2578.001 | 2578.001 | 579.1535 | 579.1535 | 1808.3593 | 1808.3593 | 0 | 0 | 190.4882 | 190.4882 | 197819210.0598 | 1430426972.5848 | 91178228.9921 | 0 | 1719.4244 | 64.5359 | 0 | 0 | 0 | 486.7262 | 237 | 608 | 922.3846 | 152 | 38 | 0.28356
362 | 412.0433 | 900.6 | 200 | 800 | 0 | 100% | 97.3288 | 143.7587 | 143.8803 | 143.8803 | 1 | 143.7587 | 98.2617 | 296.7784 | 279.8516 | 279.8516 | 279.8516 | 16.9269 | 296.7784 | 120.5584 | 107.3019 | 107.3019 | 107.3019 | 13.2565 | 120.5584 | 0 | 0 | 0 | 0 | 0 | 0 | 0 | 0 | 0 | 171.6434 | 137.2842 | 137.2842 | 137.2842 | 34.3591 | 171.6434 | 2660.4031 | 2660.4031 | 661.8066 | 661.8066 | 1808.1322 | 1808.1322 | 0 | 0 | 190.4643 | 190.4643 | 202005030.0859 | 1430425786.5548 | 89114990.6571 | 0 | 1721.5458 | 65.4236 | 0 | 0 | 0 | 556.2585 | 237 | 608 | 922.3846 | 152 | 38 | 0.27721
363 | 463.5487 | 900.6 | 200 | 800 | 0 | 100% | 97.4772 | 147.9452 | 148.0699 | 148.0699 | 1 | 147.9452 | 98.3276 | 328.3294 | 309.6009 | 309.6009 | 309.6009 | 18.7285 | 328.3294 | 120.546 | 107.2894 | 107.2894 | 107.2894 | 13.2565 | 120.546 | 0 | 0 | 0 | 0 | 0 | 0 | 0 | 0 | 0 | 175.3742 | 140.2286 | 140.2286 | 140.2286 | 35.1456 | 175.3742 | 2742.8056 | 2742.8056 | 744.4447 | 744.4447 | 1807.9191 | 1807.9191 | 0 | 0 | 190.4418 | 190.4418 | 205226122.4586 | 1430423330.8954 | 87050890.8939 | 0 | 1722.7003 | 66.2849 | 0 | 0 | 0 | 625.7908 | 237 | 608 | 922.3846 | 152 | 38 | 0.27085
364 | 515.0541 | 900.6 | 200 | 800 | 0 | 100% | 97.5571 | 152.1571 | 152.2909 | 152.2909 | 1 | 152.1571 | 98.3822 | 360.02 | 339.4817 | 339.4817 | 339.4817 | 20.5383 | 360.02 | 120.5343 | 107.2777 | 107.2777 | 107.2777 | 13.2566 | 120.5343 | 0 | 0 | 0 | 0 | 0 | 0 | 0 | 0 | 0 | 178.6446 | 142.7814 | 142.7814 | 142.7814 | 35.8632 | 178.6446 | 2825.2085 | 2825.2085 | 827.0691 | 827.0691 | 1807.7187 | 1807.7187 | 0 | 0 | 190.4207 | 190.4207 | 207842230.6724 | 1430420508.9985 | 85394130.5044 | 0 | 1723.6569 | 67.1068 | 0 | 0 | 0 | 695.3231 | 237 | 608 | 922.3846 | 152 | 38 | 0.26574
365 | 566.5595 | 900.6 | 200 | 800 | 0 | 100% | 97.6712 | 156.3767 | 156.507 | 156.507 | 1 | 156.3767 | 98.4325 | 391.7702 | 369.4184 | 369.4184 | 369.4184 | 22.3518 | 391.7702 | 120.5233 | 107.2667 | 107.2667 | 107.2667 | 13.2566 | 120.5233 | 0 | 0 | 0 | 0 | 0 | 0 | 0 | 0 | 0 | 181.2943 | 144.8682 | 144.8682 | 144.8682 | 36.4261 | 181.2943 | 2907.6117 | 2907.6117 | 909.6809 | 909.6809 | 1807.5299 | 1807.5299 | 0 | 0 | 190.4009 | 190.4009 | 209911162.861 | 1430417237.5386 | 84208539.4565 | 0 | 1724.5369 | 67.8898 | 0 | 0 | 0 | 764.8554 | 237 | 608 | 922.3846 | 152 | 38 | 0.26209
366 | 618.065 | 900.6 | 200 | 800 | 0 | 100% | 97.6941 | 160.6063 | 160.7359 | 160.7359 | 1 | 160.6063 | 98.4745 | 423.8178 | 399.6354 | 399.6354 | 399.6354 | 24.1824 | 423.8178 | 120.5129 | 107.2563 | 107.2563 | 107.2563 | 13.2566 | 120.5129 | 0 | 0 | 0 | 0 | 0 | 0 | 0 | 0 | 0 | 183.298 | 146.4455 | 146.4455 | 146.4455 | 36.8525 | 183.298 | 2990.0152 | 2990.0152 | 992.2814 | 992.2814 | 1807.3518 | 1807.3518 | 0 | 0 | 190.3821 | 190.3821 | 211555178.7417 | 1430417689.1332 | 83300171.9419 | 0 | 1725.273 | 68.6381 | 0 | 0 | 0 | 834.3877 | 237 | 608 | 922.3846 | 152 | 38 | 0.25929
367 | 669.5704 | 900.6 | 200 | 800 | 0 | 100% | 97.7968 | 164.8426 | 164.9727 | 164.9727 | 1 | 164.8426 | 98.5118 | 455.9825 | 429.9625 | 429.9625 | 429.9625 | 26.02 | 455.9825 | 120.5028 | 107.2462 | 107.2462 | 107.2462 | 13.2566 | 120.5028 | 0 | 0 | 0 | 0 | 0 | 0 | 0 | 0 | 0 | 184.9167 | 147.7177 | 147.7177 | 147.7177 | 37.199 | 184.9167 | 3072.419 | 3072.419 | 1074.8714 | 1074.8714 | 1807.1834 | 1807.1834 | 0 | 0 | 190.3643 | 190.3643 | 212925377.8265 | 1430417955.9928 | 82583582.129 | 0 | 1725.9269 | 69.3531 | 0 | 0 | 0 | 903.92 | 237 | 608 | 922.3846 | 152 | 38 | 0.25708
368 | 721.0758 | 900.6 | 200 | 800 | 0 | 100% | 97.8425 | 169.0813 | 169.2162 | 169.2162 | 1 | 169.0813 | 98.5466 | 488.1727 | 460.3135 | 460.3135 | 460.3135 | 27.8592 | 488.1727 | 120.4934 | 107.2368 | 107.2368 | 107.2368 | 13.2566 | 120.4934 | 0 | 0 | 0 | 0 | 0 | 0 | 0 | 0 | 0 | 186.2327 | 148.7523 | 148.7523 | 148.7523 | 37.4804 | 186.2327 | 3154.8231 | 3154.8231 | 1157.4516 | 1157.4516 | 1807.0239 | 1807.0239 | 0 | 0 | 190.3476 | 190.3476 | 214132285.6086 | 1430418222.8523 | 81985847.8125 | 0 | 1726.5364 | 70.0365 | 0 | 0 | 0 | 973.4523 | 237 | 608 | 922.3846 | 152 | 38 | 0.25524
369 | 772.5812 | 900.6 | 200 | 800 | 0 | 100% | 97.8653 | 173.3228 | 173.4616 | 173.4616 | 1 | 173.3228 | 98.5755 | 520.3056 | 490.6103 | 490.6103 | 490.6103 | 29.6953 | 520.3056 | 120.4844 | 107.2278 | 107.2278 | 107.2278 | 13.2566 | 120.4844 | 0 | 0 | 0 | 0 | 0 | 0 | 0 | 0 | 0 | 187.398 | 149.6706 | 149.6706 | 149.6706 | 37.7274 | 187.398 | 3237.2274 | 3237.2274 | 1240.023 | 1240.023 | 1806.8728 | 1806.8728 | 0 | 0 | 190.3316 | 190.3316 | 215212106.7311 | 1430418489.7118 | 81411770.2144 | 0 | 1727.0424 | 70.6914 | 0 | 0 | 0 | 1042.9846 | 237 | 608 | 922.3846 | 152 | 38 | 0.25347
370 | 824.0866 | 900.6 | 200 | 800 | 0 | 100% | 97.8881 | 177.5756 | 177.7172 | 177.7172 | 1 | 177.5756 | 98.5953 | 552.3746 | 520.8467 | 520.8467 | 520.8467 | 31.5279 | 552.3746 | 120.4758 | 107.2192 | 107.2192 | 107.2192 | 13.2566 | 120.4758 | 0 | 0 | 0 | 0 | 0 | 0 | 0 | 0 | 0 | 188.6555 | 150.6639 | 150.6639 | 150.6639 | 37.9916 | 188.6555 | 3319.6319 | 3319.6319 | 1322.5862 | 1322.5862 | 1806.7293 | 1806.7293 | 0 | 0 | 190.3165 | 190.3165 | 216185260.9977 | 1430418596.4802 | 80785937.2751 | 0 | 1727.3898 | 71.3206 | 0 | 0 | 0 | 1112.5169 | 237 | 608 | 922.3846 | 152 | 38 | 0.25154
371 | 875.592 | 900.6 | 200 | 800 | 0 | 100% | 97.9338 | 181.8362 | 181.9782 | 181.9782 | 1 | 181.8362 | 98.614 | 584.4311 | 551.0711 | 551.0711 | 551.0711 | 33.36 | 584.4311 | 120.4678 | 107.2112 | 107.2112 | 107.2112 | 13.2566 | 120.4678 | 0 | 0 | 0 | 0 | 0 | 0 | 0 | 0 | 0 | 189.901 | 151.6484 | 151.6484 | 151.6484 | 38.2526 | 189.901 | 3402.0367 | 3402.0367 | 1405.1417 | 1405.1417 | 1806.5928 | 1806.5928 | 0 | 0 | 190.3021 | 190.3021 | 217042927.8477 | 1430415722.6315 | 80259297.2519 | 0 | 1727.7179 | 71.9233 | 0 | 0 | 0 | 1182.0492 | 237 | 608 | 922.3846 | 152 | 38 | 0.24992
372 | 927.0974 | 900.6 | 200 | 800 | 0 | 100% | 97.9566 | 186.0991 | 186.2388 | 186.2388 | 1 | 186.0991 | 98.6303 | 616.516 | 581.3221 | 581.3221 | 581.3221 | 35.1938 | 616.516 | 120.4604 | 107.2038 | 107.2038 | 107.2038 | 13.2566 | 120.4604 | 0 | 0 | 0 | 0 | 0 | 0 | 0 | 0 | 0 | 190.997 | 152.5146 | 152.5146 | 152.5146 | 38.4824 | 190.997 | 3484.4416 | 3484.4416 | 1487.6902 | 1487.6902 | 1806.463 | 1806.463 | 0 | 0 | 190.2885 | 190.2885 | 217790457.7421 | 1430409926.7616 | 79802762.0431 | 0 | 1728.0031 | 72.5017 | 0 | 0 | 0 | 1251.5815 | 237 | 608 | 922.3846 | 152 | 38 | 0.24852
373 | 978.6028 | 900.6 | 200 | 800 | 0 | 100% | 97.9795 | 190.3677 | 190.5096 | 190.5096 | 1 | 190.3677 | 98.6439 | 648.6322 | 611.6026 | 611.6026 | 611.6026 | 37.0296 | 648.6322 | 120.4535 | 107.1968 | 107.1968 | 107.1968 | 13.2567 | 120.4535 | 0 | 0 | 0 | 0 | 0 | 0 | 0 | 0 | 0 | 192.0423 | 153.3409 | 153.3409 | 153.3409 | 38.7014 | 192.0423 | 3566.8467 | 3566.8467 | 1570.232 | 1570.232 | 1806.3392 | 1806.3392 | 0 | 0 | 190.2754 | 190.2754 | 218471623.9527 | 1430404130.8917 | 79364760.9446 | 0 | 1728.2405 | 73.0573 | 0 | 0 | 0 | 1321.1138 | 237 | 608 | 922.3846 | 152 | 38 | 0.24717
374 | 1030.1083 | 900.6 | 200 | 800 | 0 | 100% | 97.9795 | 194.6381 | 194.7832 | 194.7832 | 1 | 194.6381 | 98.655 | 680.7111 | 641.8478 | 641.8478 | 641.8478 | 38.8633 | 680.7111 | 120.447 | 107.1902 | 107.1902 | 107.1902 | 13.2567 | 120.447 | 0 | 0 | 0 | 0 | 0 | 0 | 0 | 0 | 0 | 193.0306 | 154.122 | 154.122 | 154.122 | 38.9086 | 193.0306 | 3649.252 | 3649.252 | 1652.7678 | 1652.7678 | 1806.2212 | 1806.2212 | 0 | 0 | 190.263 | 190.263 | 219104078.49 | 1430398335.0217 | 78933035.1243 | 0 | 1728.4354 | 73.5913 | 0 | 0 | 0 | 1390.6462 | 237 | 608 | 922.3846 | 152 | 38 | 0.24584
375 | 20.6022 | 950 | 200 | 800 | 0 | 100% | 89.2123 | 123.8479 | 123.8137 | 123.8137 | 1 | 123.8479 | 92.6886 | 137.0643 | 129.254 | 129.254 | 129.254 | 7.8103 | 137.0643 | 126.4579 | 112.5648 | 112.5648 | 112.5648 | 13.8931 | 126.4579 | 0 | 0 | 0 | 0 | 0 | 0 | 0 | 0 | 0 | 98.3959 | 79.2603 | 79.2603 | 79.2603 | 19.1356 | 98.3959 | 2132.9481 | 2132.9481 | 33.1226 | 33.1226 | 1909.1752 | 1909.1752 | 0 | 0 | 190.6503 | 190.6503 | 22600866.2487 | 1439745744.6985 | 161557623.3188 | 0 | 1623.9042 | 61.3032 | 0 | 0 | 0 | 27.8129 | 250 | 608 | 922.3846 | 152 | 38 | 0.50042
376 | 51.5054 | 950 | 200 | 800 | 0 | 100% | 90.4795 | 124.9573 | 124.9555 | 124.9555 | 1 | 124.9573 | 93.9073 | 142.3256 | 134.2146 | 134.2146 | 134.2146 | 8.111 | 142.3256 | 126.4471 | 112.5538 | 112.5538 | 112.5538 | 13.8933 | 126.4471 | 0 | 0 | 0 | 0 | 0 | 0 | 0 | 0 | 0 | 104.5063 | 84.1432 | 84.1432 | 84.1432 | 20.3631 | 104.5063 | 2182.3875 | 2182.3875 | 82.7973 | 82.7973 | 1908.9612 | 1908.9612 | 0 | 0 | 190.6289 | 190.6289 | 54349190.221 | 1439723987.9237 | 151182251.838 | 0 | 1645.2554 | 61.5231 | 0 | 0 | 0 | 69.5323 | 250 | 608 | 922.3846 | 152 | 38 | 0.46845
377 | 154.5162 | 950 | 200 | 800 | 0 | 100% | 94.3493 | 130.0117 | 130.0915 | 130.0915 | 1 | 130.0117 | 96.7387 | 164.8262 | 155.4299 | 155.4299 | 155.4299 | 9.3963 | 164.8262 | 126.4076 | 112.5144 | 112.5144 | 112.5144 | 13.8932 | 126.4076 | 0 | 0 | 0 | 0 | 0 | 0 | 0 | 0 | 0 | 134.05 | 107.7883 | 107.7883 | 107.7883 | 26.2617 | 134.05 | 2347.1872 | 2347.1872 | 248.3079 | 248.3079 | 1908.3149 | 1908.3149 | 0 | 0 | 190.5644 | 190.5644 | 139527854.6938 | 1439747201.9479 | 115586507.9742 | 0 | 1694.8616 | 62.6758 | 0 | 0 | 0 | 208.5969 | 250 | 608 | 922.3846 | 152 | 38 | 0.35877
378 | 206.0217 | 950 | 200 | 800 | 0 | 100% | 95.6393 | 133.4353 | 133.5257 | 133.5257 | 1 | 133.4353 | 97.3627 | 182.8977 | 172.4697 | 172.4697 | 172.4697 | 10.428 | 182.8977 | 126.3872 | 112.4944 | 112.4944 | 112.4944 | 13.8928 | 126.3872 | 0 | 0 | 0 | 0 | 0 | 0 | 0 | 0 | 0 | 154.2606 | 123.9421 | 123.9421 | 123.9421 | 30.3186 | 154.2606 | 2429.5879 | 2429.5879 | 331.027 | 331.027 | 1908.0254 | 1908.0254 | 0 | 0 | 190.5355 | 190.5355 | 166299070.2722 | 1439786347.3931 | 99708506.0745 | 0 | 1705.7939 | 63.498 | 0 | 0 | 0 | 278.1292 | 250 | 608 | 922.3846 | 152 | 38 | 0.30985
379 | 257.5271 | 950 | 200 | 800 | 0 | 100% | 96.4041 | 137.0631 | 137.1595 | 137.1595 | 1 | 137.0631 | 97.7732 | 210.0228 | 198.0467 | 198.0467 | 198.0467 | 11.9761 | 210.0228 | 126.368 | 112.4756 | 112.4756 | 112.4756 | 13.8925 | 126.368 | 0 | 0 | 0 | 0 | 0 | 0 | 0 | 0 | 0 | 163.4378 | 130.8403 | 130.8403 | 130.8403 | 32.5975 | 163.4378 | 2511.9892 | 2511.9892 | 413.7252 | 413.7252 | 1907.7555 | 1907.7555 | 0 | 0 | 190.5085 | 190.5085 | 179446943.8783 | 1439821817.2397 | 93717458.9395 | 0 | 1712.9862 | 64.3437 | 0 | 0 | 0 | 347.6615 | 250 | 608 | 922.3846 | 152 | 38 | 0.29139
380 | 309.0325 | 950 | 200 | 800 | 0 | 100% | 96.9635 | 140.9302 | 141.0328 | 141.0328 | 1 | 140.9302 | 98.0703 | 241.1485 | 227.3958 | 227.3958 | 227.3958 | 13.7527 | 241.1485 | 126.3518 | 112.4595 | 112.4595 | 112.4595 | 13.8923 | 126.3518 | 0 | 0 | 0 | 0 | 0 | 0 | 0 | 0 | 0 | 167.5645 | 134.0774 | 134.0774 | 134.0774 | 33.487 | 167.5645 | 2594.391 | 2594.391 | 496.4046 | 496.4046 | 1907.5031 | 1907.5031 | 0 | 0 | 190.4833 | 190.4833 | 186899758.7743 | 1439835151.803 | 91457063.3319 | 0 | 1718.192 | 65.1819 | 0 | 0 | 0 | 417.1938 | 250 | 608 | 922.3846 | 152 | 38 | 0.28442
381 | 360.5379 | 950 | 200 | 800 | 0 | 100% | 97.2374 | 144.9748 | 145.0871 | 145.0871 | 1 | 144.9748 | 98.233 | 273.198 | 257.6157 | 257.6157 | 257.6157 | 15.5823 | 273.198 | 126.337 | 112.4448 | 112.4448 | 112.4448 | 13.8922 | 126.337 | 0 | 0 | 0 | 0 | 0 | 0 | 0 | 0 | 0 | 171.7473 | 137.3806 | 137.3806 | 137.3806 | 34.3668 | 171.7473 | 2676.7932 | 2676.7932 | 579.0668 | 579.0668 | 1907.2666 | 1907.2666 | 0 | 0 | 190.4597 | 190.4597 | 192214478.6971 | 1439842919.8088 | 88984449.7628 | 0 | 1721.0418 | 66.0238 | 0 | 0 | 0 | 486.7262 | 250 | 608 | 922.3846 | 152 | 38 | 0.27681
382 | 412.0433 | 950 | 200 | 800 | 0 | 100% | 97.4315 | 149.0971 | 149.2157 | 149.2157 | 1 | 149.0971 | 98.3465 | 305.4373 | 288.0142 | 288.0142 | 288.0142 | 17.423 | 305.4373 | 126.3237 | 112.4315 | 112.4315 | 112.4315 | 13.8922 | 126.3237 | 0 | 0 | 0 | 0 | 0 | 0 | 0 | 0 | 0 | 175.7139 | 140.5098 | 140.5098 | 140.5098 | 35.2041 | 175.7139 | 2759.1958 | 2759.1958 | 661.7136 | 661.7136 | 1907.0446 | 1907.0446 | 0 | 0 | 190.4375 | 190.4375 | 196241233.486 | 1439845968.5267 | 86942664.7759 | 0 | 1723.0299 | 66.8396 | 0 | 0 | 0 | 556.2585 | 250 | 608 | 922.3846 | 152 | 38 | 0.27051
383 | 463.5487 | 950 | 200 | 800 | 0 | 100% | 97.637 | 153.2778 | 153.4002 | 153.4002 | 1 | 153.2778 | 98.4087 | 337.9642 | 318.6837 | 318.6837 | 318.6837 | 19.2804 | 337.9642 | 126.3111 | 112.419 | 112.419 | 112.419 | 13.8922 | 126.3111 | 0 | 0 | 0 | 0 | 0 | 0 | 0 | 0 | 0 | 179.4504 | 143.4335 | 143.4335 | 143.4335 | 36.0169 | 179.4504 | 2841.5987 | 2841.5987 | 744.3463 | 744.3463 | 1906.8357 | 1906.8357 | 0 | 0 | 190.4167 | 190.4167 | 199343740.3873 | 1439848060.6514 | 84928504.7672 | 0 | 1724.1203 | 67.6322 | 0 | 0 | 0 | 625.7908 | 250 | 608 | 922.3846 | 152 | 38 | 0.26431
384 | 515.0541 | 950 | 200 | 800 | 0 | 100% | 97.6941 | 157.4921 | 157.6229 | 157.6229 | 1 | 157.4921 | 98.4627 | 370.605 | 349.4603 | 349.4603 | 349.4603 | 21.1446 | 370.605 | 126.2994 | 112.4072 | 112.4072 | 112.4072 | 13.8922 | 126.2994 | 0 | 0 | 0 | 0 | 0 | 0 | 0 | 0 | 0 | 182.9017 | 146.1565 | 146.1565 | 146.1565 | 36.7452 | 182.9017 | 2924.002 | 2924.002 | 826.9661 | 826.9661 | 1906.6389 | 1906.6389 | 0 | 0 | 190.397 | 190.397 | 201867558.5107 | 1439849618.3684 | 83349767.867 | 0 | 1725.0669 | 68.3893 | 0 | 0 | 0 | 695.3231 | 250 | 608 | 922.3846 | 152 | 38 | 0.25944
385 | 566.5595 | 950 | 200 | 800 | 0 | 100% | 97.7626 | 161.7089 | 161.8368 | 161.8368 | 1 | 161.7089 | 98.5101 | 403.3543 | 380.339 | 380.339 | 380.339 | 23.0152 | 403.3543 | 126.2883 | 112.3962 | 112.3962 | 112.3962 | 13.8921 | 126.2883 | 0 | 0 | 0 | 0 | 0 | 0 | 0 | 0 | 0 | 185.5666 | 148.2569 | 148.2569 | 148.2569 | 37.3097 | 185.5666 | 3006.4056 | 3006.4056 | 909.574 | 909.574 | 1906.4531 | 1906.4531 | 0 | 0 | 190.3785 | 190.3785 | 203852719.6953 | 1439850920.1428 | 82193707.5914 | 0 | 1725.8973 | 69.1128 | 0 | 0 | 0 | 764.8554 | 250 | 608 | 922.3846 | 152 | 38 | 0.25588
386 | 618.065 | 950 | 200 | 800 | 0 | 100% | 97.8196 | 165.9357 | 166.0637 | 166.0637 | 1 | 165.9357 | 98.5502 | 436.3636 | 411.4627 | 411.4627 | 411.4627 | 24.9009 | 436.3636 | 126.2779 | 112.3857 | 112.3857 | 112.3857 | 13.8921 | 126.2779 | 0 | 0 | 0 | 0 | 0 | 0 | 0 | 0 | 0 | 187.6196 | 149.8752 | 149.8752 | 149.8752 | 37.7444 | 187.6196 | 3088.8095 | 3088.8095 | 992.1712 | 992.1712 | 1906.2774 | 1906.2774 | 0 | 0 | 190.3609 | 190.3609 | 205450273.9074 | 1439851846.2897 | 81296860.5417 | 0 | 1726.599 | 69.8054 | 0 | 0 | 0 | 834.3877 | 250 | 608 | 922.3846 | 152 | 38 | 0.25312
387 | 669.5704 | 950 | 200 | 800 | 0 | 100% | 97.8995 | 170.1675 | 170.2958 | 170.2958 | 1 | 170.1675 | 98.5873 | 469.4908 | 442.6973 | 442.6973 | 442.6973 | 26.7935 | 469.4908 | 126.268 | 112.3759 | 112.3759 | 112.3759 | 13.8921 | 126.268 | 0 | 0 | 0 | 0 | 0 | 0 | 0 | 0 | 0 | 189.2374 | 151.1463 | 151.1463 | 151.1463 | 38.0911 | 189.2374 | 3171.2136 | 3171.2136 | 1074.7583 | 1074.7583 | 1906.111 | 1906.111 | 0 | 0 | 190.3443 | 190.3443 | 206776398.098 | 1439852215.1216 | 80620802.8819 | 0 | 1727.2494 | 70.4679 | 0 | 0 | 0 | 903.92 | 250 | 608 | 922.3846 | 152 | 38 | 0.25104
388 | 721.0758 | 950 | 200 | 800 | 0 | 100% | 97.9338 | 174.4035 | 174.5367 | 174.5367 | 1 | 174.4035 | 98.6168 | 502.6316 | 473.9446 | 473.9446 | 473.9446 | 28.687 | 502.6316 | 126.2587 | 112.3666 | 112.3666 | 112.3666 | 13.8921 | 126.2587 | 0 | 0 | 0 | 0 | 0 | 0 | 0 | 0 | 0 | 190.602 | 152.2204 | 152.2204 | 152.2204 | 38.3816 | 190.602 | 3253.6179 | 3253.6179 | 1157.3362 | 1157.3362 | 1905.9532 | 1905.9532 | 0 | 0 | 190.3286 | 190.3286 | 207954159.4236 | 1439852481.9811 | 79960466.0014 | 0 | 1727.7671 | 71.1037 | 0 | 0 | 0 | 973.4523 | 250 | 608 | 922.3846 | 152 | 38 | 0.249
389 | 772.5812 | 950 | 200 | 800 | 0 | 100% | 97.9452 | 178.6514 | 178.7901 | 178.7901 | 1 | 178.6514 | 98.6392 | 535.6961 | 505.1197 | 505.1197 | 505.1197 | 30.5764 | 535.6961 | 126.2498 | 112.3577 | 112.3577 | 112.3577 | 13.8921 | 126.2498 | 0 | 0 | 0 | 0 | 0 | 0 | 0 | 0 | 0 | 192.0435 | 153.3597 | 153.3597 | 153.3597 | 38.6838 | 192.0435 | 3336.0225 | 3336.0225 | 1239.9055 | 1239.9055 | 1905.8034 | 1905.8034 | 0 | 0 | 190.3136 | 190.3136 | 209016893.4776 | 1439852560.2082 | 79290107.5951 | 0 | 1728.1596 | 71.7145 | 0 | 0 | 0 | 1042.9846 | 250 | 608 | 922.3846 | 152 | 38 | 0.24694
390 | 824.0866 | 950 | 200 | 800 | 0 | 100% | 97.968 | 182.9098 | 183.0529 | 183.0529 | 1 | 182.9098 | 98.6588 | 568.6852 | 536.2235 | 536.2235 | 536.2235 | 32.4617 | 568.6852 | 126.2416 | 112.3495 | 112.3495 | 112.3495 | 13.8921 | 126.2416 | 0 | 0 | 0 | 0 | 0 | 0 | 0 | 0 | 0 | 193.5519 | 154.5539 | 154.5539 | 154.5539 | 38.998 | 193.5519 | 3418.4273 | 3418.4273 | 1322.467 | 1322.467 | 1905.6609 | 1905.6609 | 0 | 0 | 190.2994 | 190.2994 | 209976050.0817 | 1439847031.1978 | 78679896.531 | 0 | 1728.503 | 72.3004 | 0 | 0 | 0 | 1112.5169 | 250 | 608 | 922.3846 | 152 | 38 | 0.24506
391 | 875.592 | 950 | 200 | 800 | 0 | 100% | 98.0137 | 187.168 | 187.3116 | 187.3116 | 1 | 187.168 | 98.6775 | 601.6496 | 567.3039 | 567.3039 | 567.3039 | 34.3456 | 601.6496 | 126.2341 | 112.3419 | 112.3419 | 112.3419 | 13.8922 | 126.2341 | 0 | 0 | 0 | 0 | 0 | 0 | 0 | 0 | 0 | 194.863 | 155.5906 | 155.5906 | 155.5906 | 39.2724 | 194.863 | 3500.8322 | 3500.8322 | 1405.0212 | 1405.0212 | 1905.5252 | 1905.5252 | 0 | 0 | 190.2858 | 190.2858 | 210822466.5708 | 1439841300.6612 | 78165216.7778 | 0 | 1728.829 | 72.8626 | 0 | 0 | 0 | 1182.0492 | 250 | 608 | 922.3846 | 152 | 38 | 0.24347
392 | 927.0974 | 950 | 200 | 800 | 0 | 100% | 98.0479 | 191.4279 | 191.5682 | 191.5682 | 1 | 191.4279 | 98.6932 | 634.6532 | 598.4212 | 598.4212 | 598.4212 | 36.232 | 634.6532 | 126.2269 | 112.3347 | 112.3347 | 112.3347 | 13.8922 | 126.2269 | 0 | 0 | 0 | 0 | 0 | 0 | 0 | 0 | 0 | 195.9986 | 156.4873 | 156.4873 | 156.4873 | 39.5112 | 195.9986 | 3583.2373 | 3583.2373 | 1487.5685 | 1487.5685 | 1905.3959 | 1905.3959 | 0 | 0 | 190.2729 | 190.2729 | 211554130.8662 | 1439835504.7913 | 77715793.9279 | 0 | 1729.1054 | 73.4029 | 0 | 0 | 0 | 1251.5815 | 250 | 608 | 922.3846 | 152 | 38 | 0.24208
393 | 978.6028 | 950 | 200 | 800 | 0 | 100% | 98.0708 | 195.6933 | 195.8349 | 195.8349 | 1 | 195.6933 | 98.7043 | 667.7053 | 629.5841 | 629.5841 | 629.5841 | 38.1213 | 667.7053 | 126.2201 | 112.3278 | 112.3278 | 112.3278 | 13.8923 | 126.2201 | 0 | 0 | 0 | 0 | 0 | 0 | 0 | 0 | 0 | 197.0702 | 157.3339 | 157.3339 | 157.3339 | 39.7363 | 197.0702 | 3665.6426 | 3665.6426 | 1570.1096 | 1570.1096 | 1905.2725 | 1905.2725 | 0 | 0 | 190.2606 | 190.2606 | 212214945.0915 | 1439829708.9214 | 77254165.9421 | 0 | 1729.2988 | 73.9233 | 0 | 0 | 0 | 1321.1138 | 250 | 608 | 922.3846 | 152 | 38 | 0.24066
394 | 1030.1083 | 950 | 200 | 800 | 0 | 100% | 98.0708 | 199.9624 | 200.1076 | 200.1076 | 1 | 199.9624 | 98.7152 | 700.7385 | 660.729 | 660.729 | 660.729 | 40.0096 | 700.7385 | 126.2137 | 112.3213 | 112.3213 | 112.3213 | 13.8924 | 126.2137 | 0 | 0 | 0 | 0 | 0 | 0 | 0 | 0 | 0 | 198.1062 | 158.1522 | 158.1522 | 158.1522 | 39.954 | 198.1062 | 3748.0481 | 3748.0481 | 1652.6446 | 1652.6446 | 1905.1546 | 1905.1546 | 0 | 0 | 190.2488 | 190.2488 | 212827079.9432 | 1439821793.8356 | 76842188.7102 | 0 | 1729.4911 | 74.4235 | 0 | 0 | 0 | 1390.6462 | 250 | 608 | 922.3846 | 152 | 38 | 0.23939
395 | 20.6022 | 1003.2 | 200 | 800 | 0 | 100% | 89.7374 | 129.6054 | 129.5645 | 129.5645 | 1 | 129.6054 | 93.031 | 142.1933 | 134.0889 | 134.0889 | 134.0889 | 8.1044 | 142.1933 | 132.657 | 118.0798 | 118.0798 | 118.0798 | 14.5773 | 132.657 | 0 | 0 | 0 | 0 | 0 | 0 | 0 | 0 | 0 | 99.669 | 80.2388 | 80.2388 | 80.2388 | 19.4302 | 99.669 | 2239.3359 | 2239.3359 | 33.1149 | 33.1149 | 2015.6155 | 2015.6155 | 0 | 0 | 190.6055 | 190.6055 | 21786823.6158 | 1449021499.1447 | 159094669.8346 | 0 | 1629.903 | 63.2098 | 0 | 0 | 0 | 27.8129 | 264 | 608 | 922.3846 | 152 | 38 | 0.49283
396 | 51.5054 | 1003.2 | 200 | 800 | 0 | 100% | 90.9018 | 130.7286 | 130.7199 | 130.7199 | 1 | 130.7286 | 94.1965 | 146.8881 | 138.5153 | 138.5153 | 138.5153 | 8.3728 | 146.8881 | 132.6444 | 118.0672 | 118.0672 | 118.0672 | 14.5772 | 132.6444 | 0 | 0 | 0 | 0 | 0 | 0 | 0 | 0 | 0 | 106.2302 | 85.5098 | 85.5098 | 85.5098 | 20.7204 | 106.2302 | 2288.7758 | 2288.7758 | 82.7788 | 82.7788 | 2015.4108 | 2015.4108 | 0 | 0 | 190.5862 | 190.5862 | 52658770.4594 | 1449029131.0888 | 148635636.0797 | 0 | 1650.3235 | 63.4055 | 0 | 0 | 0 | 69.5323 | 264 | 608 | 922.3846 | 152 | 38 | 0.4606
397 | 154.5162 | 1003.2 | 200 | 800 | 0 | 100% | 94.7146 | 135.7725 | 135.8493 | 135.8493 | 1 | 135.7725 | 96.8927 | 170.0182 | 160.3242 | 160.3242 | 160.3242 | 9.694 | 170.0182 | 132.6052 | 118.0283 | 118.0283 | 118.0283 | 14.5769 | 132.6052 | 0 | 0 | 0 | 0 | 0 | 0 | 0 | 0 | 0 | 136.548 | 109.7661 | 109.7661 | 109.7661 | 26.7819 | 136.548 | 2453.5771 | 2453.5771 | 248.2598 | 248.2598 | 2014.7898 | 2014.7898 | 0 | 0 | 190.5275 | 190.5275 | 135262613.1473 | 1449061484.0189 | 113236568.5883 | 0 | 1697.5607 | 64.4466 | 0 | 0 | 0 | 208.5969 | 264 | 608 | 922.3846 | 152 | 38 | 0.35153
398 | 206.0217 | 1003.2 | 200 | 800 | 0 | 100% | 95.8219 | 139.2058 | 139.294 | 139.294 | 1 | 139.2058 | 97.4844 | 188.4762 | 177.7284 | 177.7284 | 177.7284 | 10.7479 | 188.4762 | 132.587 | 118.0103 | 118.0103 | 118.0103 | 14.5767 | 132.587 | 0 | 0 | 0 | 0 | 0 | 0 | 0 | 0 | 0 | 157.5792 | 126.5785 | 126.5785 | 126.5785 | 31.0006 | 157.5792 | 2535.9785 | 2535.9785 | 330.9671 | 330.9671 | 2014.5104 | 2014.5104 | 0 | 0 | 190.501 | 190.501 | 161374995.214 | 1449085235.1896 | 97466648.3722 | 0 | 1707.9269 | 65.1934 | 0 | 0 | 0 | 278.1292 | 264 | 608 | 922.3846 | 152 | 38 | 0.30294
399 | 257.5271 | 1003.2 | 200 | 800 | 0 | 100% | 96.5868 | 142.8224 | 142.9174 | 142.9174 | 1 | 142.8224 | 97.8883 | 216.2679 | 203.9337 | 203.9337 | 203.9337 | 12.3342 | 216.2679 | 132.57 | 117.9935 | 117.9935 | 117.9935 | 14.5765 | 132.57 | 0 | 0 | 0 | 0 | 0 | 0 | 0 | 0 | 0 | 167.0601 | 133.7144 | 133.7144 | 133.7144 | 33.3457 | 167.0601 | 2618.3804 | 2618.3804 | 413.6552 | 413.6552 | 2014.2489 | 2014.2489 | 0 | 0 | 190.4763 | 190.4763 | 174251971.2974 | 1449095317.7183 | 91655796.4989 | 0 | 1715.0031 | 65.958 | 0 | 0 | 0 | 347.6615 | 264 | 608 | 922.3846 | 152 | 38 | 0.28504
400 | 309.0325 | 1003.2 | 200 | 800 | 0 | 100% | 97.1347 | 146.6843 | 146.7843 | 146.7843 | 1 | 146.6843 | 98.1715 | 248.3152 | 234.1517 | 234.1517 | 234.1517 | 14.1635 | 248.3152 | 132.5542 | 117.9779 | 117.9779 | 117.9779 | 14.5763 | 132.5542 | 0 | 0 | 0 | 0 | 0 | 0 | 0 | 0 | 0 | 171.3558 | 137.0838 | 137.0838 | 137.0838 | 34.272 | 171.3558 | 2700.7827 | 2700.7827 | 496.3258 | 496.3258 | 2014.0038 | 2014.0038 | 0 | 0 | 190.4531 | 190.4531 | 181472449.4058 | 1449116836.0047 | 89375989.087 | 0 | 1719.9653 | 66.7223 | 0 | 0 | 0 | 417.1938 | 264 | 608 | 922.3846 | 152 | 38 | 0.27801
401 | 360.5379 | 1003.2 | 200 | 800 | 0 | 100% | 97.3516 | 150.7336 | 150.8438 | 150.8438 | 1 | 150.7336 | 98.3222 | 281.3088 | 265.2616 | 265.2616 | 265.2616 | 16.0472 | 281.3088 | 132.5402 | 117.9639 | 117.9639 | 117.9639 | 14.5763 | 132.5402 | 0 | 0 | 0 | 0 | 0 | 0 | 0 | 0 | 0 | 175.8797 | 140.6548 | 140.6548 | 140.6548 | 35.2249 | 175.8797 | 2783.1854 | 2783.1854 | 578.9806 | 578.9806 | 2013.7735 | 2013.7735 | 0 | 0 | 190.4313 | 190.4313 | 186638898.0564 | 1449120192.5203 | 86846309.1084 | 0 | 1722.6054 | 67.4929 | 0 | 0 | 0 | 486.7262 | 264 | 608 | 922.3846 | 152 | 38 | 0.27022
402 | 412.0433 | 1003.2 | 200 | 800 | 0 | 100% | 97.6142 | 154.8472 | 154.9633 | 154.9633 | 1 | 154.8472 | 98.4288 | 314.5686 | 296.6223 | 296.6223 | 296.6223 | 17.9463 | 314.5686 | 132.5272 | 117.951 | 117.951 | 117.951 | 14.5762 | 132.5272 | 0 | 0 | 0 | 0 | 0 | 0 | 0 | 0 | 0 | 179.7841 | 143.7095 | 143.7095 | 143.7095 | 36.0746 | 179.7841 | 2865.5885 | 2865.5885 | 661.6209 | 661.6209 | 2013.5567 | 2013.5567 | 0 | 0 | 190.4108 | 190.4108 | 190513716.6225 | 1449123166.2761 | 84836550.9683 | 0 | 1724.4734 | 68.2406 | 0 | 0 | 0 | 556.2585 | 264 | 608 | 922.3846 | 152 | 38 | 0.26402
403 | 463.5487 | 1003.2 | 200 | 800 | 0 | 100% | 97.7169 | 159.0354 | 159.1564 | 159.1564 | 1 | 159.0354 | 98.4872 | 348.1097 | 328.2479 | 328.2479 | 328.2479 | 19.8617 | 348.1097 | 132.5151 | 117.9388 | 117.9388 | 117.9388 | 14.5762 | 132.5151 | 0 | 0 | 0 | 0 | 0 | 0 | 0 | 0 | 0 | 183.804 | 146.8865 | 146.8865 | 146.8865 | 36.9176 | 183.804 | 2947.9918 | 2947.9918 | 744.2479 | 744.2479 | 2013.3524 | 2013.3524 | 0 | 0 | 190.3915 | 190.3915 | 193509694.278 | 1449125193.575 | 82861286.0121 | 0 | 1725.4962 | 68.9682 | 0 | 0 | 0 | 625.7908 | 264 | 608 | 922.3846 | 152 | 38 | 0.25794
404 | 515.0541 | 1003.2 | 200 | 800 | 0 | 100% | 97.7854 | 163.2453 | 163.3741 | 163.3741 | 1 | 163.2453 | 98.5389 | 381.7347 | 359.9525 | 359.9525 | 359.9525 | 21.7822 | 381.7347 | 132.5036 | 117.9274 | 117.9274 | 117.9274 | 14.5762 | 132.5036 | 0 | 0 | 0 | 0 | 0 | 0 | 0 | 0 | 0 | 187.3078 | 149.6527 | 149.6527 | 149.6527 | 37.655 | 187.3078 | 3030.3955 | 3030.3955 | 826.8629 | 826.8629 | 2013.1594 | 2013.1594 | 0 | 0 | 190.3733 | 190.3733 | 195955884.8784 | 1449126766.0396 | 81318089.3859 | 0 | 1726.4007 | 69.6642 | 0 | 0 | 0 | 695.3231 | 264 | 608 | 922.3846 | 152 | 38 | 0.25318
405 | 566.5595 | 1003.2 | 200 | 800 | 0 | 100% | 97.8767 | 167.4604 | 167.5871 | 167.5871 | 1 | 167.4604 | 98.584 | 415.4907 | 391.7804 | 391.7804 | 391.7804 | 23.7104 | 415.4907 | 132.4928 | 117.9166 | 117.9166 | 117.9166 | 14.5762 | 132.4928 | 0 | 0 | 0 | 0 | 0 | 0 | 0 | 0 | 0 | 190.0522 | 151.8169 | 151.8169 | 151.8169 | 38.2353 | 190.0522 | 3112.7994 | 3112.7994 | 909.4667 | 909.4667 | 2012.9768 | 2012.9768 | 0 | 0 | 190.356 | 190.356 | 197878468.9582 | 1449128017.2109 | 80184689.3315 | 0 | 1727.1912 | 70.3307 | 0 | 0 | 0 | 764.8554 | 264 | 608 | 922.3846 | 152 | 38 | 0.24969
406 | 618.065 | 1003.2 | 200 | 800 | 0 | 100% | 97.911 | 171.6846 | 171.8111 | 171.8111 | 1 | 171.6846 | 98.6232 | 449.4953 | 423.8423 | 423.8423 | 423.8423 | 25.653 | 449.4953 | 132.4826 | 117.9064 | 117.9064 | 117.9064 | 14.5762 | 132.4826 | 0 | 0 | 0 | 0 | 0 | 0 | 0 | 0 | 0 | 192.1704 | 153.4864 | 153.4864 | 153.4864 | 38.684 | 192.1704 | 3195.2036 | 3195.2036 | 992.0602 | 992.0602 | 2012.8038 | 2012.8038 | 0 | 0 | 190.3396 | 190.3396 | 199424587.3057 | 1449128837.1265 | 79324882.5805 | 0 | 1727.8783 | 70.9697 | 0 | 0 | 0 | 834.3877 | 264 | 608 | 922.3846 | 152 | 38 | 0.24704
407 | 669.5704 | 1003.2 | 200 | 800 | 0 | 100% | 97.9795 | 175.9151 | 176.0412 | 176.0412 | 1 | 175.9151 | 98.6538 | 483.6361 | 456.0326 | 456.0326 | 456.0326 | 27.6035 | 483.6361 | 132.4729 | 117.8967 | 117.8967 | 117.8967 | 14.5762 | 132.4729 | 0 | 0 | 0 | 0 | 0 | 0 | 0 | 0 | 0 | 193.8586 | 154.812 | 154.812 | 154.812 | 39.0466 | 193.8586 | 3277.608 | 3277.608 | 1074.6443 | 1074.6443 | 2012.6397 | 2012.6397 | 0 | 0 | 190.3241 | 190.3241 | 200705795.953 | 1449129319.1779 | 78579146.3545 | 0 | 1728.4143 | 71.5837 | 0 | 0 | 0 | 903.92 | 264 | 608 | 922.3846 | 152 | 38 | 0.24474
408 | 721.0758 | 1003.2 | 200 | 800 | 0 | 100% | 97.9909 | 180.1587 | 180.2919 | 180.2919 | 1 | 180.1587 | 98.6793 | 517.7714 | 488.2175 | 488.2175 | 488.2175 | 29.5539 | 517.7714 | 132.4639 | 117.8877 | 117.8877 | 117.8877 | 14.5762 | 132.4639 | 0 | 0 | 0 | 0 | 0 | 0 | 0 | 0 | 0 | 195.5142 | 156.1197 | 156.1197 | 156.1197 | 39.3945 | 195.5142 | 3360.0127 | 3360.0127 | 1157.2195 | 1157.2195 | 2012.4838 | 2012.4838 | 0 | 0 | 190.3094 | 190.3094 | 201859471.2325 | 1449125388.525 | 77876742.9879 | 0 | 1728.8616 | 72.1733 | 0 | 0 | 0 | 973.4523 | 264 | 608 | 922.3846 | 152 | 38 | 0.24258
409 | 772.5812 | 1003.2 | 200 | 800 | 0 | 100% | 98.0137 | 184.4094 | 184.5493 | 184.5493 | 1 | 184.4094 | 98.6994 | 551.8081 | 520.3092 | 520.3092 | 520.3092 | 31.4989 | 551.8081 | 132.4556 | 117.8794 | 117.8794 | 117.8794 | 14.5762 | 132.4556 | 0 | 0 | 0 | 0 | 0 | 0 | 0 | 0 | 0 | 197.1371 | 157.4039 | 157.4039 | 157.4039 | 39.7331 | 197.1371 | 3442.4175 | 3442.4175 | 1239.7867 | 1239.7867 | 2012.3354 | 2012.3354 | 0 | 0 | 190.2954 | 190.2954 | 202904064.8584 | 1449119592.6551 | 77190135.7911 | 0 | 1729.2138 | 72.7402 | 0 | 0 | 0 | 1042.9846 | 264 | 608 | 922.3846 | 152 | 38 | 0.24046
410 | 824.0866 | 1003.2 | 200 | 800 | 0 | 100% | 98.0479 | 188.6638 | 188.8082 | 188.8082 | 1 | 188.6638 | 98.7188 | 585.7578 | 552.3187 | 552.3187 | 552.3187 | 33.4391 | 585.7578 | 132.4479 | 117.8716 | 117.8716 | 117.8716 | 14.5763 | 132.4479 | 0 | 0 | 0 | 0 | 0 | 0 | 0 | 0 | 0 | 198.6755 | 158.6209 | 158.6209 | 158.6209 | 40.0546 | 198.6755 | 3524.8225 | 3524.8225 | 1322.3463 | 1322.3463 | 2012.1942 | 2012.1942 | 0 | 0 | 190.282 | 190.282 | 203846497.951 | 1449113796.7852 | 76592410.5654 | 0 | 1729.5527 | 73.2844 | 0 | 0 | 0 | 1112.5169 | 264 | 608 | 922.3846 | 152 | 38 | 0.23862
411 | 875.592 | 1003.2 | 200 | 800 | 0 | 100% | 98.0822 | 192.9188 | 193.063 | 193.063 | 1 | 192.9188 | 98.7369 | 619.6923 | 584.3137 | 584.3137 | 584.3137 | 35.3785 | 619.6923 | 132.4405 | 117.8641 | 117.8641 | 117.8641 | 14.5763 | 132.4405 | 0 | 0 | 0 | 0 | 0 | 0 | 0 | 0 | 0 | 200.0237 | 159.687 | 159.687 | 159.687 | 40.3367 | 200.0237 | 3607.2277 | 3607.2277 | 1404.8989 | 1404.8989 | 2012.0595 | 2012.0595 | 0 | 0 | 190.2693 | 190.2693 | 204671521.2347 | 1449108000.9152 | 76090681.6578 | 0 | 1729.8702 | 73.8073 | 0 | 0 | 0 | 1182.0492 | 264 | 608 | 922.3846 | 152 | 38 | 0.23708
412 | 927.0974 | 1003.2 | 200 | 800 | 0 | 100% | 98.105 | 197.1761 | 197.3175 | 197.3175 | 1 | 197.1761 | 98.7509 | 653.6708 | 616.3502 | 616.3502 | 616.3502 | 37.3206 | 653.6708 | 132.4334 | 117.857 | 117.857 | 117.857 | 14.5764 | 132.4334 | 0 | 0 | 0 | 0 | 0 | 0 | 0 | 0 | 0 | 201.2028 | 160.619 | 160.619 | 160.619 | 40.5839 | 201.2028 | 3689.633 | 3689.633 | 1487.445 | 1487.445 | 2011.9309 | 2011.9309 | 0 | 0 | 190.2571 | 190.2571 | 205388465.1817 | 1449102205.0453 | 75625836.2538 | 0 | 1730.1165 | 74.311 | 0 | 0 | 0 | 1251.5815 | 264 | 608 | 922.3846 | 152 | 38 | 0.23564
413 | 978.6028 | 1003.2 | 200 | 800 | 0 | 100% | 98.1164 | 201.4398 | 201.5823 | 201.5823 | 1 | 201.4398 | 98.7619 | 687.6918 | 648.4266 | 648.4266 | 648.4266 | 39.2653 | 687.6918 | 132.4269 | 117.8505 | 117.8505 | 117.8505 | 14.5765 | 132.4269 | 0 | 0 | 0 | 0 | 0 | 0 | 0 | 0 | 0 | 202.3329 | 161.5112 | 161.5112 | 161.5112 | 40.8217 | 202.3329 | 3772.0385 | 3772.0385 | 1569.9849 | 1569.9849 | 2011.8081 | 2011.8081 | 0 | 0 | 190.2455 | 190.2455 | 206036069.0288 | 1449091305.9947 | 75181372.7088 | 0 | 1730.3087 | 74.7964 | 0 | 0 | 0 | 1321.1138 | 264 | 608 | 922.3846 | 152 | 38 | 0.23428
414 | 1030.1083 | 1003.2 | 200 | 800 | 0 | 100% | 98.1279 | 205.7064 | 205.8547 | 205.8547 | 1 | 205.7064 | 98.7728 | 721.6879 | 680.4793 | 680.4793 | 680.4793 | 41.2086 | 721.6879 | 132.4208 | 117.8442 | 117.8442 | 117.8442 | 14.5766 | 132.4208 | 0 | 0 | 0 | 0 | 0 | 0 | 0 | 0 | 0 | 203.4132 | 162.3643 | 162.3643 | 162.3643 | 41.049 | 203.4132 | 3854.4441 | 3854.4441 | 1652.5192 | 1652.5192 | 2011.6906 | 2011.6906 | 0 | 0 | 190.2344 | 190.2344 | 206644805.1027 | 1449080045.8232 | 74774813.6276 | 0 | 1730.4997 | 75.2637 | 0 | 0 | 0 | 1390.6462 | 264 | 608 | 922.3846 | 152 | 38 | 0.23302
415 | 206.0217 | 22.8 | 200 | 800 | 0 | 100% | 10.7763 | 111.1024 | 146.8216 | 146.8216 | 1 | 111.1024 | 34.8054 | 62.3053 | 58.7897 | 58.7897 | 58.7897 | 3.5156 | 62.3053 | 44.0686 | 39.2718 | 39.2718 | 39.2718 | 4.7968 | 44.0686 | 0 | 0 | 0 | 0 | 0 | 0 | 0 | 0 | 0 | 5115.4832 | 4110.5728 | 4110.5728 | 4110.5728 | 1004.9103 | 5115.4832 | 764.8587 | 764.8587 | 334.6988 | 334.6988 | 46.3006 | 46.3006 | 0 | 0 | 383.8593 | 383.8593 | 499150072.8883 | 100080123.8448 | 10560163.1703 | 0 | 609.7904 | 0.7401 | 0 | 0 | 0 | 278.1292 | 6 | 1216 | 1844.7693 | 304 | 76 | 0.016269
416 | 257.5271 | 22.8 | 200 | 800 | 0 | 100% | 25.7078 | 103.1301 | 111.9322 | 111.9322 | 1 | 103.1301 | 41.8263 | 67.985 | 64.1428 | 64.1428 | 64.1428 | 3.8422 | 67.985 | 44.0018 | 39.2051 | 39.2051 | 39.2051 | 4.7968 | 44.0018 | 0 | 0 | 0 | 0 | 0 | 0 | 0 | 0 | 0 | 562.2472 | 452.0554 | 452.0554 | 452.0554 | 110.1918 | 562.2472 | 847.0906 | 847.0906 | 417.6622 | 417.6622 | 46.2218 | 46.2218 | 0 | 0 | 383.2066 | 383.2066 | 562704015.3665 | 100080123.8448 | 70012637.8471 | 0 | 732.7968 | 0.42255 | 0 | 0 | 0 | 347.6615 | 6 | 1216 | 1844.7693 | 304 | 76 | 0.10786
417 | 309.0325 | 22.8 | 200 | 800 | 0 | 100% | 34.0297 | 97.8646 | 101.1433 | 101.1433 | 1 | 97.8646 | 48.7393 | 76.1147 | 71.8075 | 71.8075 | 71.8075 | 4.3072 | 76.1147 | 43.9486 | 39.1518 | 39.1518 | 39.1518 | 4.7968 | 43.9486 | 0 | 0 | 0 | 0 | 0 | 0 | 0 | 0 | 0 | 235.4975 | 189.6624 | 189.6624 | 189.6624 | 45.8351 | 235.4975 | 929.3582 | 929.3582 | 500.5134 | 500.5134 | 46.159 | 46.159 | 0 | 0 | 382.6858 | 382.6858 | 599541076.8467 | 100080123.8448 | 154291685.0048 | 0 | 853.9129 | 0.26638 | 0 | 0 | 0 | 417.1938 | 6 | 1216 | 1844.7693 | 304 | 76 | 0.23771
418 | 360.5379 | 22.8 | 200 | 800 | 0 | 100% | 41.3242 | 94.4118 | 95.7301 | 95.7301 | 1 | 94.4118 | 55.5883 | 84.6747 | 79.8781 | 79.8781 | 79.8781 | 4.7966 | 84.6747 | 43.905 | 39.1083 | 39.1083 | 39.1083 | 4.7968 | 43.905 | 0 | 0 | 0 | 0 | 0 | 0 | 0 | 0 | 0 | 144.8407 | 117.1821 | 117.1821 | 117.1821 | 27.6585 | 144.8407 | 1011.6517 | 1011.6517 | 583.2835 | 583.2835 | 46.1077 | 46.1077 | 0 | 0 | 382.2605 | 382.2605 | 627057798.3245 | 100080123.8448 | 246769177.7665 | 0 | 973.9071 | 0.24294 | 0 | 0 | 0 | 486.7262 | 6 | 1216 | 1844.7693 | 304 | 76 | 0.38018
419 | 412.0433 | 22.8 | 200 | 800 | 0 | 100% | 48.3904 | 92.375 | 92.7505 | 92.7505 | 1 | 92.375 | 61.6151 | 93.2631 | 87.9754 | 87.9754 | 87.9754 | 5.2878 | 93.2631 | 43.8689 | 39.0721 | 39.0721 | 39.0721 | 4.7968 | 43.8689 | 0 | 0 | 0 | 0 | 0 | 0 | 0 | 0 | 0 | 106.5624 | 86.4171 | 86.4171 | 86.4171 | 20.1453 | 106.5624 | 1093.9646 | 1093.9646 | 665.9928 | 665.9928 | 46.065 | 46.065 | 0 | 0 | 381.9068 | 381.9068 | 649324025.9557 | 100080123.8448 | 330092229.6532 | 0 | 1079.4964 | 1.6349 | 0 | 0 | 0 | 556.2585 | 6 | 1216 | 1844.7693 | 304 | 76 | 0.50855
420 | 463.5487 | 22.8 | 200 | 800 | 0 | 100% | 54.2466 | 92.549 | 92.5221 | 92.5221 | 1 | 92.549 | 66.0211 | 101.839 | 96.0608 | 96.0608 | 96.0608 | 5.7782 | 101.839 | 43.8383 | 39.0415 | 39.0415 | 39.0415 | 4.7968 | 43.8383 | 0 | 0 | 0 | 0 | 0 | 0 | 0 | 0 | 0 | 89.0478 | 72.2925 | 72.2925 | 72.2925 | 16.7553 | 89.0478 | 1176.2923 | 1176.2923 | 748.6555 | 748.6555 | 46.029 | 46.029 | 0 | 0 | 381.6079 | 381.6079 | 667898491.2506 | 100080123.8448 | 388711527.2511 | 0 | 1156.6901 | 5.2845 | 0 | 0 | 0 | 625.7908 | 6 | 1216 | 1844.7693 | 304 | 76 | 0.59893
421 | 515.0541 | 22.8 | 200 | 800 | 0 | 100% | 58.5959 | 94.3334 | 94.1197 | 94.1197 | 1 | 94.3334 | 69.2632 | 110.4253 | 104.1559 | 104.1559 | 104.1559 | 6.2694 | 110.4253 | 43.8121 | 39.0153 | 39.0153 | 39.0153 | 4.7968 | 43.8121 | 0 | 0 | 0 | 0 | 0 | 0 | 0 | 0 | 0 | 79.9185 | 64.9202 | 64.9202 | 64.9202 | 14.9983 | 79.9185 | 1258.6317 | 1258.6317 | 831.2816 | 831.2816 | 45.9981 | 45.9981 | 0 | 0 | 381.352 | 381.352 | 683342515.1055 | 100080123.8448 | 430067995.886 | 0 | 1213.4906 | 9.8891 | 0 | 0 | 0 | 695.3231 | 6 | 1216 | 1844.7693 | 304 | 76 | 0.66303
422 | 566.5595 | 22.8 | 200 | 800 | 0 | 100% | 61.9521 | 96.8947 | 96.5554 | 96.5554 | 1 | 96.8947 | 71.8219 | 119.0514 | 112.2886 | 112.2886 | 112.2886 | 6.7628 | 119.0514 | 43.7894 | 38.9926 | 38.9926 | 38.9926 | 4.7968 | 43.7894 | 0 | 0 | 0 | 0 | 0 | 0 | 0 | 0 | 0 | 74.0833 | 60.1975 | 60.1975 | 60.1975 | 13.8858 | 74.0833 | 1340.9803 | 1340.9803 | 913.8785 | 913.8785 | 45.9714 | 45.9714 | 0 | 0 | 381.1304 | 381.1304 | 696247934.8762 | 100080123.8448 | 461991358.5948 | 0 | 1258.3194 | 14.5843 | 0 | 0 | 0 | 764.8554 | 6 | 1216 | 1844.7693 | 304 | 76 | 0.71244
423 | 618.065 | 22.8 | 200 | 800 | 0 | 100% | 64.4635 | 100.174 | 99.7563 | 99.7563 | 1 | 100.174 | 73.6875 | 127.7132 | 120.4548 | 120.4548 | 120.4548 | 7.2584 | 127.7132 | 43.7696 | 38.9728 | 38.9728 | 38.9728 | 4.7968 | 43.7696 | 0 | 0 | 0 | 0 | 0 | 0 | 0 | 0 | 0 | 70.4699 | 57.2755 | 57.2755 | 57.2755 | 13.1944 | 70.4699 | 1423.3366 | 1423.3366 | 996.4518 | 996.4518 | 45.948 | 45.948 | 0 | 0 | 380.9367 | 380.9367 | 707175759.9243 | 100080123.8448 | 483749009.2715 | 0 | 1291.0049 | 19.3614 | 0 | 0 | 0 | 834.3877 | 6 | 1216 | 1844.7693 | 304 | 76 | 0.74596
424 | 669.5704 | 22.8 | 200 | 800 | 0 | 100% | 66.7466 | 103.8219 | 103.3091 | 103.3091 | 1 | 103.8219 | 75.2347 | 136.409 | 128.6531 | 128.6531 | 128.6531 | 7.7559 | 136.409 | 43.7521 | 38.9554 | 38.9554 | 38.9554 | 4.7968 | 43.7521 | 0 | 0 | 0 | 0 | 0 | 0 | 0 | 0 | 0 | 67.8998 | 55.1876 | 55.1876 | 55.1876 | 12.7122 | 67.8998 | 1505.699 | 1505.699 | 1079.0055 | 1079.0055 | 45.9274 | 45.9274 | 0 | 0 | 380.766 | 380.766 | 716548232.5021 | 100080123.8448 | 501484334.8221 | 0 | 1318.1127 | 23.7708 | 0 | 0 | 0 | 903.92 | 6 | 1216 | 1844.7693 | 304 | 76 | 0.77328
425 | 721.0758 | 22.8 | 200 | 800 | 0 | 100% | 68.6301 | 107.5611 | 106.9568 | 106.9568 | 1 | 107.5611 | 76.5935 | 145.123 | 136.8686 | 136.8686 | 136.8686 | 8.2544 | 145.123 | 43.7366 | 38.9398 | 38.9398 | 38.9398 | 4.7968 | 43.7366 | 0 | 0 | 0 | 0 | 0 | 0 | 0 | 0 | 0 | 65.7077 | 53.3925 | 53.3925 | 53.3925 | 12.3152 | 65.7077 | 1588.0666 | 1588.0666 | 1161.5431 | 1161.5431 | 45.9092 | 45.9092 | 0 | 0 | 380.6143 | 380.6143 | 724694410.567 | 100080123.8448 | 517144461.3893 | 0 | 1341.919 | 27.7452 | 0 | 0 | 0 | 973.4523 | 6 | 1216 | 1844.7693 | 304 | 76 | 0.79741
426 | 772.5812 | 22.8 | 200 | 800 | 0 | 100% | 70.2169 | 111.3797 | 110.6804 | 110.6804 | 1 | 111.3797 | 77.7963 | 153.8706 | 145.1157 | 145.1157 | 145.1157 | 8.7549 | 153.8706 | 43.7228 | 38.926 | 38.926 | 38.926 | 4.7968 | 43.7228 | 0 | 0 | 0 | 0 | 0 | 0 | 0 | 0 | 0 | 63.813 | 51.8328 | 51.8328 | 51.8328 | 11.9802 | 63.813 | 1670.4385 | 1670.4385 | 1244.067 | 1244.067 | 45.8928 | 45.8928 | 0 | 0 | 380.4787 | 380.4787 | 731648319.5049 | 100080123.8448 | 531262698.273 | 0 | 1362.9911 | 31.3531 | 0 | 0 | 0 | 1042.9846 | 6 | 1216 | 1844.7693 | 304 | 76 | 0.81916
427 | 824.0866 | 22.8 | 200 | 800 | 0 | 100% | 71.4612 | 115.3165 | 114.5433 | 114.5433 | 1 | 115.3165 | 78.8197 | 162.6603 | 153.4025 | 153.4025 | 153.4025 | 9.2578 | 162.6603 | 43.7103 | 38.9135 | 38.9135 | 38.9135 | 4.7968 | 43.7103 | 0 | 0 | 0 | 0 | 0 | 0 | 0 | 0 | 0 | 62.242 | 50.54 | 50.54 | 50.54 | 11.7021 | 62.242 | 1752.8141 | 1752.8141 | 1326.5794 | 1326.5794 | 45.8781 | 45.8781 | 0 | 0 | 380.3567 | 380.3567 | 737700464.5318 | 100080123.8448 | 543141403.7242 | 0 | 1380.922 | 34.6827 | 0 | 0 | 0 | 1112.5169 | 6 | 1216 | 1844.7693 | 304 | 76 | 0.83747
428 | 875.592 | 22.8 | 200 | 800 | 0 | 100% | 72.6941 | 119.365 | 118.5013 | 118.5013 | 1 | 119.365 | 79.7289 | 171.4851 | 161.7224 | 161.7224 | 161.7224 | 9.7628 | 171.4851 | 43.699 | 38.9022 | 38.9022 | 38.9022 | 4.7968 | 43.699 | 0 | 0 | 0 | 0 | 0 | 0 | 0 | 0 | 0 | 60.9414 | 49.4691 | 49.4691 | 49.4691 | 11.4723 | 60.9414 | 1835.1929 | 1835.1929 | 1409.0818 | 1409.0818 | 45.8648 | 45.8648 | 0 | 0 | 380.2464 | 380.2464 | 742947354.1154 | 100080123.8448 | 553823068.7137 | 0 | 1396.8505 | 37.7267 | 0 | 0 | 0 | 1182.0492 | 6 | 1216 | 1844.7693 | 304 | 76 | 0.85392
429 | 927.0974 | 22.8 | 200 | 800 | 0 | 100% | 73.5845 | 123.4671 | 122.5236 | 122.5236 | 1 | 123.4671 | 80.5429 | 180.3442 | 170.0746 | 170.0746 | 170.0746 | 10.2697 | 180.3442 | 43.6887 | 38.8919 | 38.8919 | 38.8919 | 4.7968 | 43.6887 | 0 | 0 | 0 | 0 | 0 | 0 | 0 | 0 | 0 | 59.8142 | 48.5457 | 48.5457 | 48.5457 | 11.2685 | 59.8142 | 1917.5744 | 1917.5744 | 1491.5756 | 1491.5756 | 45.8527 | 45.8527 | 0 | 0 | 380.1461 | 380.1461 | 747563360.3142 | 100080123.8448 | 563467939.1162 | 0 | 1411.1114 | 40.5159 | 0 | 0 | 0 | 1251.5815 | 6 | 1216 | 1844.7693 | 304 | 76 | 0.86879
430 | 978.6028 | 22.8 | 200 | 800 | 0 | 100% | 74.6005 | 127.5982 | 126.5611 | 126.5611 | 1 | 127.5982 | 81.3124 | 189.2261 | 178.4482 | 178.4482 | 178.4482 | 10.7779 | 189.2261 | 43.6794 | 38.8826 | 38.8826 | 38.8826 | 4.7968 | 43.6794 | 0 | 0 | 0 | 0 | 0 | 0 | 0 | 0 | 0 | 58.8136 | 47.7294 | 47.7294 | 47.7294 | 11.0842 | 58.8136 | 1999.9583 | 1999.9583 | 1574.062 | 1574.062 | 45.8416 | 45.8416 | 0 | 0 | 380.0546 | 380.0546 | 751670490.8977 | 100080123.8448 | 572842835.9067 | 0 | 1424.5935 | 43.0497 | 0 | 0 | 0 | 1321.1138 | 6 | 1216 | 1844.7693 | 304 | 76 | 0.88323
431 | 1030.1083 | 22.8 | 200 | 800 | 0 | 100% | 75.5708 | 131.7357 | 130.6148 | 130.6148 | 1 | 131.7357 | 82.0253 | 198.122 | 186.8351 | 186.8351 | 186.8351 | 11.2869 | 198.122 | 43.6708 | 38.874 | 38.874 | 38.874 | 4.7968 | 43.6708 | 0 | 0 | 0 | 0 | 0 | 0 | 0 | 0 | 0 | 57.8985 | 46.9845 | 46.9845 | 46.9845 | 10.914 | 57.8985 | 2082.3443 | 2082.3443 | 1656.5419 | 1656.5419 | 45.8315 | 45.8315 | 0 | 0 | 379.9708 | 379.9708 | 755389490.6206 | 100080123.8448 | 581614230.0287 | 0 | 1437.0838 | 45.374 | 0 | 0 | 0 | 1390.6462 | 6 | 1216 | 1844.7693 | 304 | 76 | 0.89675
432 | 154.5162 | 53.2 | 200 | 800 | 0 | 100% | 1.3584 | 106.2341 | 54.8227 | 54.8227 | 1 | 106.2341 | 35.211 | 61.4513 | 57.9856 | 57.9856 | 57.9856 | 3.4657 | 61.4513 | 44.0971 | 39.2994 | 39.2994 | 39.2994 | 4.7977 | 44.0971 | 0 | 0 | 0 | 0 | 0 | 0 | 0 | 0 | 0 | 0 | 0 | 0 | 0 | 0 | 0 | 743.304 | 743.304 | 251.1546 | 251.1546 | 108.0908 | 108.0908 | 0 | 0 | 384.0587 | 384.0587 | 382807649.5644 | 233483169.7634 | 605877.1922 | 0 | 616.8967 | 0.52917 | 0 | 0 | 0 | 208.5969 | 14 | 1216 | 1844.7693 | 304 | 76 | 0.00093343
433 | 206.0217 | 53.2 | 200 | 800 | 0 | 100% | 15.2854 | 98.7267 | 114.833 | 114.833 | 1 | 98.7267 | 42.3984 | 63.5235 | 59.9348 | 59.9348 | 59.9348 | 3.5887 | 63.5235 | 44.0206 | 39.2235 | 39.2235 | 39.2235 | 4.7971 | 44.0206 | 0 | 0 | 0 | 0 | 0 | 0 | 0 | 0 | 0 | 1978.8685 | 1590.4137 | 1590.4137 | 1590.4137 | 388.4548 | 1978.8685 | 825.5243 | 825.5243 | 334.2662 | 334.2662 | 107.895 | 107.895 | 0 | 0 | 383.3631 | 383.3631 | 487033792.2725 | 233508680.5512 | 22276803.6599 | 0 | 742.8193 | 0.42556 | 0 | 0 | 0 | 278.1292 | 14 | 1216 | 1844.7693 | 304 | 76 | 0.03432
434 | 257.5271 | 53.2 | 200 | 800 | 0 | 100% | 28.5959 | 93.9744 | 99.7691 | 99.7691 | 1 | 93.9744 | 49.3851 | 70.4214 | 66.4376 | 66.4376 | 66.4376 | 3.9838 | 70.4214 | 43.962 | 39.1652 | 39.1652 | 39.1652 | 4.7968 | 43.962 | 0 | 0 | 0 | 0 | 0 | 0 | 0 | 0 | 0 | 421.8412 | 339.5502 | 339.5502 | 339.5502 | 82.291 | 421.8412 | 907.7837 | 907.7837 | 417.232 | 417.232 | 107.7398 | 107.7398 | 0 | 0 | 382.8119 | 382.8119 | 541869075.5867 | 233518502.3749 | 89838872.234 | 0 | 865.2265 | 0.23685 | 0 | 0 | 0 | 347.6615 | 14 | 1216 | 1844.7693 | 304 | 76 | 0.13841
435 | 309.0325 | 53.2 | 200 | 800 | 0 | 100% | 37.4543 | 90.5893 | 93.0237 | 93.0237 | 1 | 90.5893 | 56.2849 | 79.2106 | 74.7247 | 74.7247 | 74.7247 | 4.486 | 79.2106 | 43.9157 | 39.119 | 39.119 | 39.119 | 4.7968 | 43.9157 | 0 | 0 | 0 | 0 | 0 | 0 | 0 | 0 | 0 | 202.5491 | 163.328 | 163.328 | 163.328 | 39.2211 | 202.5491 | 990.0712 | 990.0712 | 500.093 | 500.093 | 107.6139 | 107.6139 | 0 | 0 | 382.3643 | 382.3643 | 575328307.9893 | 233520109.2585 | 177262815.5571 | 0 | 986.1112 | 0.15662 | 0 | 0 | 0 | 417.1938 | 14 | 1216 | 1844.7693 | 304 | 76 | 0.2731
436 | 360.5379 | 53.2 | 200 | 800 | 0 | 100% | 45.7192 | 88.5005 | 89.5521 | 89.5521 | 1 | 88.5005 | 63.016 | 88.3339 | 83.3266 | 83.3266 | 83.3266 | 5.0072 | 88.3339 | 43.8777 | 39.081 | 39.081 | 39.081 | 4.7968 | 43.8777 | 0 | 0 | 0 | 0 | 0 | 0 | 0 | 0 | 0 | 131.7269 | 106.7316 | 106.7316 | 106.7316 | 24.9953 | 131.7269 | 1072.3795 | 1072.3795 | 582.8763 | 582.8763 | 107.5096 | 107.5096 | 0 | 0 | 381.9936 | 381.9936 | 600283367.7758 | 233520288.9712 | 270236587.906 | 0 | 1104.0402 | 0.34113 | 0 | 0 | 0 | 486.7262 | 14 | 1216 | 1844.7693 | 304 | 76 | 0.41633
437 | 412.0433 | 53.2 | 200 | 800 | 0 | 100% | 53.1735 | 87.6871 | 88.0345 | 88.0345 | 1 | 87.6871 | 68.6269 | 97.4786 | 91.9487 | 91.9487 | 91.9487 | 5.5298 | 97.4786 | 43.8458 | 39.049 | 39.049 | 39.049 | 4.7968 | 43.8458 | 0 | 0 | 0 | 0 | 0 | 0 | 0 | 0 | 0 | 100.8363 | 81.8883 | 81.8883 | 81.8883 | 18.9479 | 100.8363 | 1154.7036 | 1154.7036 | 665.6002 | 665.6002 | 107.4218 | 107.4218 | 0 | 0 | 381.6817 | 381.6817 | 620563571.1302 | 233520288.9712 | 348258611.8918 | 0 | 1202.3425 | 2.2001 | 0 | 0 | 0 | 556.2585 | 14 | 1216 | 1844.7693 | 304 | 76 | 0.53671
438 | 463.5487 | 53.2 | 200 | 800 | 0 | 100% | 59.0868 | 88.5648 | 88.5949 | 88.5949 | 1 | 88.5648 | 72.6844 | 106.6225 | 100.57 | 100.57 | 100.57 | 6.0525 | 106.6225 | 43.8186 | 39.0218 | 39.0218 | 39.0218 | 4.7968 | 43.8186 | 0 | 0 | 0 | 0 | 0 | 0 | 0 | 0 | 0 | 86.0341 | 69.9314 | 69.9314 | 69.9314 | 16.1026 | 86.0341 | 1237.0402 | 1237.0402 | 748.278 | 748.278 | 107.3468 | 107.3468 | 0 | 0 | 381.4154 | 381.4154 | 637212836.8462 | 233520288.9712 | 402698271.0081 | 0 | 1273.4314 | 5.8981 | 0 | 0 | 0 | 625.7908 | 14 | 1216 | 1844.7693 | 304 | 76 | 0.62099
439 | 515.0541 | 53.2 | 200 | 800 | 0 | 100% | 63.5502 | 90.6191 | 90.4867 | 90.4867 | 1 | 90.6191 | 75.7203 | 115.799 | 109.2218 | 109.2218 | 109.2218 | 6.5772 | 115.799 | 43.7951 | 38.9983 | 38.9983 | 38.9983 | 4.7968 | 43.7951 | 0 | 0 | 0 | 0 | 0 | 0 | 0 | 0 | 0 | 77.8786 | 63.3298 | 63.3298 | 63.3298 | 14.5488 | 77.8786 | 1319.3866 | 1319.3866 | 830.9189 | 830.9189 | 107.2821 | 107.2821 | 0 | 0 | 381.1856 | 381.1856 | 650977949.7735 | 233520288.9712 | 442122232.031 | 0 | 1326.6205 | 10.2878 | 0 | 0 | 0 | 695.3231 | 14 | 1216 | 1844.7693 | 304 | 76 | 0.6821
440 | 566.5595 | 53.2 | 200 | 800 | 0 | 100% | 66.8836 | 93.3292 | 93.0848 | 93.0848 | 1 | 93.3292 | 78.0692 | 125.0108 | 117.9069 | 117.9069 | 117.9069 | 7.1039 | 125.0108 | 43.7746 | 38.9778 | 38.9778 | 38.9778 | 4.7968 | 43.7746 | 0 | 0 | 0 | 0 | 0 | 0 | 0 | 0 | 0 | 72.6681 | 59.1036 | 59.1036 | 59.1036 | 13.5645 | 72.6681 | 1401.741 | 1401.741 | 913.5302 | 913.5302 | 107.2257 | 107.2257 | 0 | 0 | 380.9851 | 380.9851 | 662416489.2932 | 233520288.9712 | 471836227.1938 | 0 | 1367.773 | 14.8122 | 0 | 0 | 0 | 764.8554 | 14 | 1216 | 1844.7693 | 304 | 76 | 0.72788
441 | 618.065 | 53.2 | 200 | 800 | 0 | 100% | 69.3607 | 96.6224 | 96.2999 | 96.2999 | 1 | 96.6224 | 79.8054 | 134.2695 | 126.6361 | 126.6361 | 126.6361 | 7.6334 | 134.2695 | 43.7565 | 38.9597 | 38.9597 | 38.9597 | 4.7968 | 43.7565 | 0 | 0 | 0 | 0 | 0 | 0 | 0 | 0 | 0 | 69.4047 | 56.463 | 56.463 | 56.463 | 12.9417 | 69.4047 | 1484.1019 | 1484.1019 | 996.117 | 996.117 | 107.1761 | 107.1761 | 0 | 0 | 380.8088 | 380.8088 | 672075456.0903 | 233520288.9712 | 492594962.017 | 0 | 1398.1907 | 19.3412 | 0 | 0 | 0 | 834.3877 | 14 | 1216 | 1844.7693 | 304 | 76 | 0.75986
442 | 669.5704 | 53.2 | 200 | 800 | 0 | 100% | 71.5639 | 100.1647 | 99.7552 | 99.7552 | 1 | 100.1647 | 81.2549 | 143.5531 | 135.3888 | 135.3888 | 135.3888 | 8.1644 | 143.5531 | 43.7405 | 38.9437 | 38.9437 | 38.9437 | 4.7968 | 43.7405 | 0 | 0 | 0 | 0 | 0 | 0 | 0 | 0 | 0 | 66.9598 | 54.4679 | 54.4679 | 54.4679 | 12.4919 | 66.9598 | 1566.4682 | 1566.4682 | 1078.6837 | 1078.6837 | 107.1321 | 107.1321 | 0 | 0 | 380.6524 | 380.6524 | 680336921.2647 | 233520288.9712 | 509728496.1468 | 0 | 1423.5857 | 23.5286 | 0 | 0 | 0 | 903.92 | 14 | 1216 | 1844.7693 | 304 | 76 | 0.78626
443 | 721.0758 | 53.2 | 200 | 800 | 0 | 100% | 73.4247 | 103.7708 | 103.2702 | 103.2702 | 1 | 103.7708 | 82.5503 | 152.8828 | 144.1849 | 144.1849 | 144.1849 | 8.698 | 152.8828 | 43.7262 | 38.9295 | 38.9295 | 38.9295 | 4.7968 | 43.7262 | 0 | 0 | 0 | 0 | 0 | 0 | 0 | 0 | 0 | 64.8365 | 52.7255 | 52.7255 | 52.7255 | 12.111 | 64.8365 | 1648.8391 | 1648.8391 | 1161.2334 | 1161.2334 | 107.0928 | 107.0928 | 0 | 0 | 380.5128 | 380.5128 | 687315353.5593 | 233520288.9712 | 525445425.5276 | 0 | 1446.2811 | 27.309 | 0 | 0 | 0 | 973.4523 | 14 | 1216 | 1844.7693 | 304 | 76 | 0.81047
444 | 772.5812 | 53.2 | 200 | 800 | 0 | 100% | 74.9087 | 107.468 | 106.8897 | 106.8897 | 1 | 107.468 | 83.6622 | 162.258 | 153.0237 | 153.0237 | 153.0237 | 9.2342 | 162.258 | 43.7134 | 38.9166 | 38.9166 | 38.9166 | 4.7968 | 43.7134 | 0 | 0 | 0 | 0 | 0 | 0 | 0 | 0 | 0 | 63.0347 | 51.24 | 51.24 | 51.24 | 11.7946 | 63.0347 | 1731.2138 | 1731.2138 | 1243.7688 | 1243.7688 | 107.0575 | 107.0575 | 0 | 0 | 380.3875 | 380.3875 | 693314874.9793 | 233520288.9712 | 538926148.3129 | 0 | 1465.7613 | 30.7962 | 0 | 0 | 0 | 1042.9846 | 14 | 1216 | 1844.7693 | 304 | 76 | 0.83124
445 | 824.0866 | 53.2 | 200 | 800 | 0 | 100% | 76.1301 | 111.2762 | 110.6255 | 110.6255 | 1 | 111.2762 | 84.6185 | 171.6639 | 161.8916 | 161.8916 | 161.8916 | 9.7723 | 171.6639 | 43.7018 | 38.9051 | 38.9051 | 38.9051 | 4.7968 | 43.7018 | 0 | 0 | 0 | 0 | 0 | 0 | 0 | 0 | 0 | 61.5576 | 50.0217 | 50.0217 | 50.0217 | 11.5359 | 61.5576 | 1813.5918 | 1813.5918 | 1326.2919 | 1326.2919 | 107.0257 | 107.0257 | 0 | 0 | 380.2743 | 380.2743 | 698540278.1705 | 233520288.9712 | 550454931.6432 | 0 | 1482.5155 | 34.0147 | 0 | 0 | 0 | 1112.5169 | 14 | 1216 | 1844.7693 | 304 | 76 | 0.84901
446 | 875.592 | 53.2 | 200 | 800 | 0 | 100% | 77.4087 | 115.1541 | 114.4268 | 114.4268 | 1 | 115.1541 | 85.4792 | 181.0993 | 170.7873 | 170.7873 | 170.7873 | 10.312 | 181.0993 | 43.6913 | 38.8945 | 38.8945 | 38.8945 | 4.7968 | 43.6913 | 0 | 0 | 0 | 0 | 0 | 0 | 0 | 0 | 0 | 60.3045 | 48.9905 | 48.9905 | 48.9905 | 11.314 | 60.3045 | 1895.9726 | 1895.9726 | 1408.8044 | 1408.8044 | 106.9967 | 106.9967 | 0 | 0 | 380.1715 | 380.1715 | 703115861.1779 | 233520288.9712 | 560958605.0184 | 0 | 1497.5948 | 36.9623 | 0 | 0 | 0 | 1182.0492 | 14 | 1216 | 1844.7693 | 304 | 76 | 0.86519
447 | 927.0974 | 53.2 | 200 | 800 | 0 | 100% | 78.6758 | 119.0875 | 118.2848 | 118.2848 | 1 | 119.0875 | 86.2542 | 190.5556 | 179.7026 | 179.7026 | 179.7026 | 10.853 | 190.5556 | 43.6817 | 38.885 | 38.885 | 38.885 | 4.7968 | 43.6817 | 0 | 0 | 0 | 0 | 0 | 0 | 0 | 0 | 0 | 59.2375 | 48.1173 | 48.1173 | 48.1173 | 11.1202 | 59.2375 | 1978.3559 | 1978.3559 | 1491.3077 | 1491.3077 | 106.9704 | 106.9704 | 0 | 0 | 380.0779 | 380.0779 | 707163825.1122 | 233520288.9712 | 570490329.2083 | 0 | 1511.1744 | 39.6708 | 0 | 0 | 0 | 1251.5815 | 14 | 1216 | 1844.7693 | 304 | 76 | 0.87988
448 | 978.6028 | 53.2 | 200 | 800 | 0 | 100% | 79.6119 | 123.0539 | 122.1764 | 122.1764 | 1 | 123.0539 | 86.9637 | 200.0269 | 188.632 | 188.632 | 188.632 | 11.3948 | 200.0269 | 43.673 | 38.8762 | 38.8762 | 38.8762 | 4.7968 | 43.673 | 0 | 0 | 0 | 0 | 0 | 0 | 0 | 0 | 0 | 58.3004 | 47.3527 | 47.3527 | 47.3527 | 10.9477 | 58.3004 | 2060.7414 | 2060.7414 | 1573.803 | 1573.803 | 106.9462 | 106.9462 | 0 | 0 | 379.9921 | 379.9921 | 710788473.7641 | 233520288.9712 | 579295799.3869 | 0 | 1523.6046 | 42.1598 | 0 | 0 | 0 | 1321.1138 | 14 | 1216 | 1844.7693 | 304 | 76 | 0.89345
449 | 1030.1083 | 53.2 | 200 | 800 | 0 | 100% | 80.5594 | 127.0479 | 126.0993 | 126.0993 | 1 | 127.0479 | 87.6157 | 209.4992 | 197.5624 | 197.5624 | 197.5624 | 11.9368 | 209.4992 | 43.6649 | 38.8681 | 38.8681 | 38.8681 | 4.7968 | 43.6649 | 0 | 0 | 0 | 0 | 0 | 0 | 0 | 0 | 0 | 57.4715 | 46.677 | 46.677 | 46.677 | 10.7945 | 57.4715 | 2143.1287 | 2143.1287 | 1656.2913 | 1656.2913 | 106.9241 | 106.9241 | 0 | 0 | 379.9133 | 379.9133 | 714143980.3636 | 233520288.9712 | 587362470.2723 | 0 | 1535.0267 | 44.4544 | 0 | 0 | 0 | 1390.6462 | 14 | 1216 | 1844.7693 | 304 | 76 | 0.90587
450 | 103.0108 | 102.6 | 200 | 800 | 0 | 100% | 0.2968 | 94.8014 | 50.3261 | 50.3261 | 1 | 94.8014 | 40.3039 | 61.1677 | 57.7167 | 57.7167 | 57.7167 | 3.451 | 61.1677 | 44.1536 | 39.3481 | 39.3481 | 39.3481 | 4.8055 | 44.1536 | 0 | 0 | 0 | 0 | 0 | 0 | 0 | 0 | 0 | 0 | 0 | 0 | 0 | 0 | 0 | 759.6541 | 759.6541 | 167.3699 | 167.3699 | 208.378 | 208.378 | 0 | 0 | 383.9062 | 383.9062 | 256448819.9963 | 449569034.9295 | 106247.3811 | 0 | 706.1241 | 0.14763 | 0 | 0 | 0 | 139.0646 | 27 | 1216 | 1844.7693 | 304 | 76 | 0.00016369
451 | 154.5162 | 102.6 | 200 | 800 | 0 | 100% | 7.7626 | 89.7182 | 100.0612 | 100.0612 | 1 | 89.7182 | 47.5632 | 62.7632 | 59.2164 | 59.2164 | 59.2164 | 3.5468 | 62.7632 | 44.0452 | 39.2441 | 39.2441 | 39.2441 | 4.8011 | 44.0452 | 0 | 0 | 0 | 0 | 0 | 0 | 0 | 0 | 0 | 3566.6857 | 2867.1893 | 2867.1893 | 2867.1893 | 699.4963 | 3566.6857 | 841.8833 | 841.8833 | 250.6215 | 250.6215 | 208.0183 | 208.0183 | 0 | 0 | 383.2435 | 383.2435 | 372053149.9393 | 449979533.7427 | 11274060.3551 | 0 | 833.3067 | 0.21346 | 0 | 0 | 0 | 208.5969 | 27 | 1216 | 1844.7693 | 304 | 76 | 0.017369
452 | 206.0217 | 102.6 | 200 | 800 | 0 | 100% | 21.7009 | 86.3101 | 92.4167 | 92.4167 | 1 | 86.3101 | 54.6845 | 67.2403 | 63.4355 | 63.4355 | 63.4355 | 3.8047 | 67.2403 | 43.9731 | 39.1739 | 39.1739 | 39.1739 | 4.7991 | 43.9731 | 0 | 0 | 0 | 0 | 0 | 0 | 0 | 0 | 0 | 753.5396 | 606.3484 | 606.3484 | 606.3484 | 147.1912 | 753.5396 | 924.149 | 924.149 | 333.7016 | 333.7016 | 207.7317 | 207.7317 | 0 | 0 | 382.7156 | 382.7156 | 457506925.5557 | 450158490.6005 | 50407709.367 | 0 | 958.0731 | 0.17455 | 0 | 0 | 0 | 278.1292 | 27 | 1216 | 1844.7693 | 304 | 76 | 0.077659
453 | 257.5271 | 102.6 | 200 | 800 | 0 | 100% | 35.3653 | 84.0758 | 87.2692 | 87.2692 | 1 | 84.0758 | 61.6403 | 75.6005 | 71.3182 | 71.3182 | 71.3182 | 4.2823 | 75.6005 | 43.9198 | 39.1217 | 39.1217 | 39.1217 | 4.7981 | 43.9198 | 0 | 0 | 0 | 0 | 0 | 0 | 0 | 0 | 0 | 288.2115 | 232.4875 | 232.4875 | 232.4875 | 55.724 | 288.2115 | 1006.4411 | 1006.4411 | 416.6579 | 416.6579 | 207.4981 | 207.4981 | 0 | 0 | 382.2851 | 382.2851 | 503327483.4779 | 450249344.6725 | 126360884.5714 | 0 | 1079.9377 | 0.093423 | 0 | 0 | 0 | 347.6615 | 27 | 1216 | 1844.7693 | 304 | 76 | 0.19467
454 | 309.0325 | 102.6 | 200 | 800 | 0 | 100% | 46.4498 | 82.7555 | 84.3147 | 84.3147 | 1 | 82.7555 | 68.4202 | 85.5286 | 80.6796 | 80.6796 | 80.6796 | 4.849 | 85.5286 | 43.8781 | 39.0805 | 39.0805 | 39.0805 | 4.7976 | 43.8781 | 0 | 0 | 0 | 0 | 0 | 0 | 0 | 0 | 0 | 165.3163 | 134.0243 | 134.0243 | 134.0243 | 31.2919 | 165.3163 | 1088.7529 | 1088.7529 | 499.5216 | 499.5216 | 207.3039 | 207.3039 | 0 | 0 | 381.9274 | 381.9274 | 531599169.2686 | 450297501.5755 | 216825309.8496 | 0 | 1198.722 | 0.20385 | 0 | 0 | 0 | 417.1938 | 27 | 1216 | 1844.7693 | 304 | 76 | 0.33419
455 | 360.5379 | 102.6 | 200 | 800 | 0 | 100% | 55.9132 | 82.1047 | 82.8048 | 82.8048 | 1 | 82.1047 | 74.3541 | 95.7673 | 90.3338 | 90.3338 | 90.3338 | 5.4335 | 95.7673 | 43.8442 | 39.047 | 39.047 | 39.047 | 4.7972 | 43.8442 | 0 | 0 | 0 | 0 | 0 | 0 | 0 | 0 | 0 | 117.442 | 95.4035 | 95.4035 | 95.4035 | 22.0385 | 117.442 | 1171.0797 | 1171.0797 | 582.3144 | 582.3144 | 207.14 | 207.14 | 0 | 0 | 381.6254 | 381.6254 | 552646141.5752 | 450324897.4145 | 299713268.5016 | 0 | 1302.6843 | 1.4602 | 0 | 0 | 0 | 486.7262 | 27 | 1216 | 1844.7693 | 304 | 76 | 0.46236
456 | 412.0433 | 102.6 | 200 | 800 | 0 | 100% | 63.4932 | 82.718 | 83.0004 | 83.0004 | 1 | 82.718 | 78.9724 | 106.0279 | 100.0083 | 100.0083 | 100.0083 | 6.0195 | 106.0279 | 43.8159 | 39.0189 | 39.0189 | 39.0189 | 4.797 | 43.8159 | 0 | 0 | 0 | 0 | 0 | 0 | 0 | 0 | 0 | 95.4596 | 77.6866 | 77.6866 | 77.6866 | 17.7729 | 95.4596 | 1253.4184 | 1253.4184 | 665.0516 | 665.0516 | 206.9998 | 206.9998 | 0 | 0 | 381.3671 | 381.3671 | 569526816.9767 | 450342531.8235 | 363727292.7943 | 0 | 1383.5966 | 4.2295 | 0 | 0 | 0 | 556.2585 | 27 | 1216 | 1844.7693 | 304 | 76 | 0.56146
457 | 463.5487 | 102.6 | 200 | 800 | 0 | 100% | 69.2009 | 84.4233 | 84.52 | 84.52 | 1 | 84.4233 | 82.3034 | 116.2993 | 109.693 | 109.693 | 109.693 | 6.6063 | 116.2993 | 43.7918 | 38.9949 | 38.9949 | 38.9949 | 4.7969 | 43.7918 | 0 | 0 | 0 | 0 | 0 | 0 | 0 | 0 | 0 | 84.0467 | 68.4377 | 68.4377 | 68.4377 | 15.609 | 84.0467 | 1335.7666 | 1335.7666 | 747.7446 | 747.7446 | 206.8785 | 206.8785 | 0 | 0 | 381.1435 | 381.1435 | 583253622.4457 | 450353190.4759 | 408348377.2232 | 0 | 1441.9552 | 8.131 | 0 | 0 | 0 | 625.7908 | 27 | 1216 | 1844.7693 | 304 | 76 | 0.63051
458 | 515.0541 | 102.6 | 200 | 800 | 0 | 100% | 73.6644 | 86.9303 | 86.9303 | 86.9303 | 1 | 86.9303 | 84.78 | 126.6101 | 119.4147 | 119.4147 | 119.4147 | 7.1955 | 126.6101 | 43.7712 | 38.9744 | 38.9744 | 38.9744 | 4.7968 | 43.7712 | 0 | 0 | 0 | 0 | 0 | 0 | 0 | 0 | 0 | 77.5071 | 63.1273 | 63.1273 | 63.1273 | 14.3798 | 77.5071 | 1418.1224 | 1418.1224 | 830.4016 | 830.4016 | 206.7725 | 206.7725 | 0 | 0 | 380.9483 | 380.9483 | 594463923.4262 | 450358283.4634 | 440523579.6602 | 0 | 1485.3458 | 12.4241 | 0 | 0 | 0 | 695.3231 | 27 | 1216 | 1844.7693 | 304 | 76 | 0.68008
459 | 566.5595 | 102.6 | 200 | 800 | 0 | 100% | 76.8151 | 89.8404 | 89.7737 | 89.7737 | 1 | 89.8404 | 86.7223 | 136.9868 | 129.1983 | 129.1983 | 129.1983 | 7.7885 | 136.9868 | 43.7533 | 38.9565 | 38.9565 | 38.9565 | 4.7968 | 43.7533 | 0 | 0 | 0 | 0 | 0 | 0 | 0 | 0 | 0 | 73.069 | 59.5155 | 59.5155 | 59.5155 | 13.5535 | 73.069 | 1500.4844 | 1500.4844 | 913.0292 | 913.0292 | 206.6791 | 206.6791 | 0 | 0 | 380.7762 | 380.7762 | 603640632.3307 | 450359672.4984 | 465375236.4968 | 0 | 1519.3755 | 16.6735 | 0 | 0 | 0 | 764.8554 | 27 | 1216 | 1844.7693 | 304 | 76 | 0.71837
460 | 618.065 | 102.6 | 200 | 800 | 0 | 100% | 79.3379 | 93.1698 | 93.0559 | 93.0559 | 1 | 93.1698 | 88.1619 | 147.4192 | 139.0343 | 139.0343 | 139.0343 | 8.3848 | 147.4192 | 43.7376 | 38.9408 | 38.9408 | 38.9408 | 4.7968 | 43.7376 | 0 | 0 | 0 | 0 | 0 | 0 | 0 | 0 | 0 | 70.2355 | 57.2162 | 57.2162 | 57.2162 | 13.0193 | 70.2355 | 1582.8517 | 1582.8517 | 995.6322 | 995.6322 | 206.5961 | 206.5961 | 0 | 0 | 380.6234 | 380.6234 | 611293517.4811 | 450360460.3158 | 482942720.1126 | 0 | 1544.5967 | 20.8529 | 0 | 0 | 0 | 834.3877 | 27 | 1216 | 1844.7693 | 304 | 76 | 0.74544
461 | 669.5704 | 102.6 | 200 | 800 | 0 | 100% | 81.3699 | 96.6463 | 96.4828 | 96.4828 | 1 | 96.6463 | 89.3775 | 157.8966 | 148.9128 | 148.9128 | 148.9128 | 8.9838 | 157.8966 | 43.7236 | 38.9268 | 38.9268 | 38.9268 | 4.7968 | 43.7236 | 0 | 0 | 0 | 0 | 0 | 0 | 0 | 0 | 0 | 68.0026 | 55.3882 | 55.3882 | 55.3882 | 12.6143 | 68.0026 | 1665.2234 | 1665.2234 | 1078.2145 | 1078.2145 | 206.522 | 206.522 | 0 | 0 | 380.4868 | 380.4868 | 617742676.0515 | 450360557.3016 | 497790621.4009 | 0 | 1565.8939 | 24.7144 | 0 | 0 | 0 | 903.92 | 27 | 1216 | 1844.7693 | 304 | 76 | 0.76831
462 | 721.0758 | 102.6 | 200 | 800 | 0 | 100% | 83.1963 | 100.1947 | 100.0042 | 100.0042 | 1 | 100.1947 | 90.3925 | 168.4106 | 158.8257 | 158.8257 | 158.8257 | 9.5849 | 168.4106 | 43.711 | 38.9142 | 38.9142 | 38.9142 | 4.7968 | 43.711 | 0 | 0 | 0 | 0 | 0 | 0 | 0 | 0 | 0 | 66.1108 | 53.8311 | 53.8311 | 53.8311 | 12.2797 | 66.1108 | 1747.5988 | 1747.5988 | 1160.7794 | 1160.7794 | 206.4554 | 206.4554 | 0 | 0 | 380.3641 | 380.3641 | 623307068.2317 | 450360557.3016 | 510008295.8751 | 0 | 1583.6759 | 28.2904 | 0 | 0 | 0 | 973.4523 | 27 | 1216 | 1844.7693 | 304 | 76 | 0.78714
463 | 772.5812 | 102.6 | 200 | 800 | 0 | 100% | 84.5662 | 103.8494 | 103.6269 | 103.6269 | 1 | 103.8494 | 91.2676 | 178.9293 | 168.7429 | 168.7429 | 168.7429 | 10.1864 | 178.9293 | 43.6997 | 38.9029 | 38.9029 | 38.9029 | 4.7968 | 43.6997 | 0 | 0 | 0 | 0 | 0 | 0 | 0 | 0 | 0 | 64.5905 | 52.5729 | 52.5729 | 52.5729 | 12.0176 | 64.5905 | 1829.9774 | 1829.9774 | 1243.3292 | 1243.3292 | 206.3951 | 206.3951 | 0 | 0 | 380.253 | 380.253 | 628203255.7991 | 450360557.3016 | 520444643.195 | 0 | 1599.0085 | 31.586 | 0 | 0 | 0 | 1042.9846 | 27 | 1216 | 1844.7693 | 304 | 76 | 0.80322
464 | 824.0866 | 102.6 | 200 | 800 | 0 | 100% | 85.879 | 107.5848 | 107.333 | 107.333 | 1 | 107.5848 | 92.013 | 189.4578 | 178.6693 | 178.6693 | 178.6693 | 10.7885 | 189.4578 | 43.6894 | 38.8926 | 38.8926 | 38.8926 | 4.7968 | 43.6894 | 0 | 0 | 0 | 0 | 0 | 0 | 0 | 0 | 0 | 63.3464 | 51.5434 | 51.5434 | 51.5434 | 11.8029 | 63.3464 | 1912.3588 | 1912.3588 | 1325.8662 | 1325.8662 | 206.3404 | 206.3404 | 0 | 0 | 380.1522 | 380.1522 | 632473063.6821 | 450360557.3016 | 529234291.376 | 0 | 1612.0679 | 34.6367 | 0 | 0 | 0 | 1112.5169 | 27 | 1216 | 1844.7693 | 304 | 76 | 0.81676
465 | 875.592 | 102.6 | 200 | 800 | 0 | 100% | 87.089 | 111.409 | 111.1277 | 111.1277 | 1 | 111.409 | 92.6441 | 200.01 | 188.618 | 188.618 | 188.618 | 11.392 | 200.01 | 43.6799 | 38.8832 | 38.8832 | 38.8832 | 4.7968 | 43.6799 | 0 | 0 | 0 | 0 | 0 | 0 | 0 | 0 | 0 | 62.3509 | 50.7204 | 50.7204 | 50.7204 | 11.6306 | 62.3509 | 1994.7425 | 1994.7425 | 1408.3919 | 1408.3919 | 206.2904 | 206.2904 | 0 | 0 | 380.0602 | 380.0602 | 636205769.627 | 450360557.3016 | 536558954.516 | 0 | 1623.1253 | 37.4683 | 0 | 0 | 0 | 1182.0492 | 27 | 1216 | 1844.7693 | 304 | 76 | 0.82805
466 | 927.0974 | 102.6 | 200 | 800 | 0 | 100% | 88.0822 | 115.2827 | 114.9667 | 114.9667 | 1 | 115.2827 | 93.2107 | 210.5918 | 198.5946 | 198.5946 | 198.5946 | 11.9972 | 210.5918 | 43.6713 | 38.8745 | 38.8745 | 38.8745 | 4.7968 | 43.6713 | 0 | 0 | 0 | 0 | 0 | 0 | 0 | 0 | 0 | 61.5095 | 50.0276 | 50.0276 | 50.0276 | 11.4819 | 61.5095 | 2077.1283 | 2077.1283 | 1490.9077 | 1490.9077 | 206.2447 | 206.2447 | 0 | 0 | 379.9759 | 379.9759 | 639459562.1687 | 450360557.3016 | 543232039.1568 | 0 | 1633.0522 | 40.0748 | 0 | 0 | 0 | 1251.5815 | 27 | 1216 | 1844.7693 | 304 | 76 | 0.83833
467 | 978.6028 | 102.6 | 200 | 800 | 0 | 100% | 89.0068 | 119.1733 | 118.8335 | 118.8335 | 1 | 119.1733 | 93.7239 | 221.1947 | 208.5911 | 208.5911 | 208.5911 | 12.6036 | 221.1947 | 43.6634 | 38.8666 | 38.8666 | 38.8666 | 4.7968 | 43.6634 | 0 | 0 | 0 | 0 | 0 | 0 | 0 | 0 | 0 | 60.7532 | 49.407 | 49.407 | 49.407 | 11.3462 | 60.7532 | 2159.516 | 2159.516 | 1573.415 | 1573.415 | 206.2026 | 206.2026 | 0 | 0 | 379.8984 | 379.8984 | 642395791.8672 | 450360557.3016 | 549286775.461 | 0 | 1642.0431 | 42.4799 | 0 | 0 | 0 | 1321.1138 | 27 | 1216 | 1844.7693 | 304 | 76 | 0.84766
468 | 1030.1083 | 102.6 | 200 | 800 | 0 | 100% | 89.8288 | 123.0887 | 122.7328 | 122.7328 | 1 | 123.0887 | 94.1788 | 231.7993 | 218.5891 | 218.5891 | 218.5891 | 13.2102 | 231.7993 | 43.6561 | 38.8593 | 38.8593 | 38.8593 | 4.7968 | 43.6561 | 0 | 0 | 0 | 0 | 0 | 0 | 0 | 0 | 0 | 60.0894 | 48.863 | 48.863 | 48.863 | 11.2264 | 60.0894 | 2241.9053 | 2241.9053 | 1655.9146 | 1655.9146 | 206.1638 | 206.1638 | 0 | 0 | 379.8269 | 379.8269 | 645060452.4678 | 450360557.3016 | 554591972.6422 | 0 | 1650.013 | 44.7129 | 0 | 0 | 0 | 1390.6462 | 27 | 1216 | 1844.7693 | 304 | 76 | 0.85583
469 | 51.5054 | 152 | 200 | 800 | 0 | 100% | 0 | 86.2985 | 46.9749 | 46.9749 | 1 | 86.2985 | 45.2368 | 60.9436 | 57.5041 | 57.5041 | 57.5041 | 3.4396 | 60.9436 | 44.2786 | 39.4579 | 39.4579 | 39.4579 | 4.8207 | 44.2786 | 0 | 0 | 0 | 0 | 0 | 0 | 0 | 0 | 0 | 0 | 0 | 0 | 0 | 0 | 0 | 776.0062 | 776.0062 | 83.6533 | 83.6533 | 308.5916 | 308.5916 | 0 | 0 | 383.7613 | 383.7613 | 128565206.5138 | 663857294.6011 | 126008.6804 | 0 | 792.5485 | 0.12396 | 0 | 0 | 0 | 69.5323 | 40 | 1216 | 1844.7693 | 304 | 76 | 0.00019413
470 | 154.5162 | 152 | 200 | 800 | 0 | 100% | 15.4224 | 80.3757 | 83.9872 | 83.9872 | 1 | 80.3757 | 59.8278 | 67.0503 | 63.2554 | 63.2554 | 63.2554 | 3.7948 | 67.0503 | 44.0206 | 39.2152 | 39.2152 | 39.2152 | 4.8053 | 44.0206 | 0 | 0 | 0 | 0 | 0 | 0 | 0 | 0 | 0 | 1003.0851 | 807.4404 | 807.4404 | 807.4404 | 195.6447 | 1003.0851 | 940.5153 | 940.5153 | 250.2158 | 250.2158 | 307.6764 | 307.6764 | 0 | 0 | 382.6231 | 382.6231 | 346777109.7188 | 666052701.9796 | 35353375.058 | 0 | 1048.1832 | 0.10561 | 0 | 0 | 0 | 208.5969 | 40 | 1216 | 1844.7693 | 304 | 76 | 0.054466
471 | 206.0217 | 152 | 200 | 800 | 0 | 100% | 31.7352 | 78.7482 | 81.7439 | 81.7439 | 1 | 78.7482 | 66.9059 | 73.1022 | 68.9606 | 68.9606 | 68.9606 | 4.1416 | 73.1022 | 43.9477 | 39.1457 | 39.1457 | 39.1457 | 4.802 | 43.9477 | 0 | 0 | 0 | 0 | 0 | 0 | 0 | 0 | 0 | 415.9447 | 335.5418 | 335.5418 | 335.5418 | 80.4029 | 415.9447 | 1022.8117 | 1022.8117 | 333.2597 | 333.2597 | 307.3432 | 307.3432 | 0 | 0 | 382.2088 | 382.2088 | 419459723.128 | 666507982.9283 | 86224407.6481 | 0 | 1172.1921 | 0.085458 | 0 | 0 | 0 | 278.1292 | 40 | 1216 | 1844.7693 | 304 | 76 | 0.13301
472 | 257.5271 | 152 | 200 | 800 | 0 | 100% | 47.6826 | 77.8404 | 79.6336 | 79.6336 | 1 | 77.8404 | 73.5788 | 82.9179 | 78.2162 | 78.2162 | 78.2162 | 4.7017 | 82.9179 | 43.8955 | 39.0953 | 39.0953 | 39.0953 | 4.8002 | 43.8955 | 0 | 0 | 0 | 0 | 0 | 0 | 0 | 0 | 0 | 215.3023 | 174.1915 | 174.1915 | 174.1915 | 41.1108 | 215.3023 | 1105.1268 | 1105.1268 | 416.1981 | 416.1981 | 307.0654 | 307.0654 | 0 | 0 | 381.8633 | 381.8633 | 457782911.6457 | 666759957.8854 | 164557201.0183 | 0 | 1289.1001 | 0.38403 | 0 | 0 | 0 | 347.6615 | 40 | 1216 | 1844.7693 | 304 | 76 | 0.25416
473 | 309.0325 | 152 | 200 | 800 | 0 | 100% | 58.4932 | 78.1874 | 79.1804 | 79.1804 | 1 | 78.1874 | 79.2093 | 94.3112 | 88.9596 | 88.9596 | 88.9596 | 5.3516 | 94.3112 | 43.8553 | 39.0562 | 39.0562 | 39.0562 | 4.7991 | 43.8553 | 0 | 0 | 0 | 0 | 0 | 0 | 0 | 0 | 0 | 147.1049 | 119.5571 | 119.5571 | 119.5571 | 27.5478 | 147.1049 | 1187.4563 | 1187.4563 | 499.0553 | 499.0553 | 306.8302 | 306.8302 | 0 | 0 | 381.5709 | 381.5709 | 481188987.0267 | 666910555.6359 | 239646830.2021 | 0 | 1387.7464 | 1.9729 | 0 | 0 | 0 | 417.1938 | 40 | 1216 | 1844.7693 | 304 | 76 | 0.37032
474 | 360.5379 | 152 | 200 | 800 | 0 | 100% | 67.3174 | 79.0133 | 79.5119 | 79.5119 | 1 | 79.0133 | 83.7893 | 105.9611 | 99.9447 | 99.9447 | 99.9447 | 6.0164 | 105.9611 | 43.823 | 39.0247 | 39.0247 | 39.0247 | 4.7983 | 43.823 | 0 | 0 | 0 | 0 | 0 | 0 | 0 | 0 | 0 | 114.625 | 93.2923 | 93.2923 | 93.2923 | 21.3327 | 114.625 | 1269.7971 | 1269.7971 | 581.8485 | 581.8485 | 306.6285 | 306.6285 | 0 | 0 | 381.3201 | 381.3201 | 498637033.5819 | 667008240.4908 | 302342471.1376 | 0 | 1467.9877 | 4.5881 | 0 | 0 | 0 | 486.7262 | 40 | 1216 | 1844.7693 | 304 | 76 | 0.46737
475 | 412.0433 | 152 | 200 | 800 | 0 | 100% | 74.2466 | 80.8547 | 81.1306 | 81.1306 | 1 | 80.8547 | 87.1378 | 117.649 | 110.9654 | 110.9654 | 110.9654 | 6.6836 | 117.649 | 43.7964 | 38.9985 | 38.9985 | 38.9985 | 4.7979 | 43.7964 | 0 | 0 | 0 | 0 | 0 | 0 | 0 | 0 | 0 | 98.9633 | 80.6462 | 80.6462 | 80.6462 | 18.317 | 98.9633 | 1352.1468 | 1352.1468 | 664.5905 | 664.5905 | 306.4537 | 306.4537 | 0 | 0 | 381.1026 | 381.1026 | 512463150.6286 | 667069243.9295 | 347121752.9556 | 0 | 1526.6541 | 8.2285 | 0 | 0 | 0 | 556.2585 | 40 | 1216 | 1844.7693 | 304 | 76 | 0.53663
476 | 463.5487 | 152 | 200 | 800 | 0 | 100% | 78.8128 | 83.4442 | 83.6073 | 83.6073 | 1 | 83.4442 | 89.3846 | 129.3777 | 122.0243 | 122.0243 | 122.0243 | 7.3534 | 129.3777 | 43.7739 | 38.9764 | 38.9764 | 38.9764 | 4.7975 | 43.7739 | 0 | 0 | 0 | 0 | 0 | 0 | 0 | 0 | 0 | 90.5622 | 73.8123 | 73.8123 | 73.8123 | 16.75 | 90.5622 | 1434.504 | 1434.504 | 747.291 | 747.291 | 306.3007 | 306.3007 | 0 | 0 | 380.9123 | 380.9123 | 523538538.4642 | 667111389.5021 | 375368461.2226 | 0 | 1566.0184 | 12.5332 | 0 | 0 | 0 | 625.7908 | 40 | 1216 | 1844.7693 | 304 | 76 | 0.58015
477 | 515.0541 | 152 | 200 | 800 | 0 | 100% | 82.0091 | 86.5402 | 86.6467 | 86.6467 | 1 | 86.5402 | 91.0239 | 141.1641 | 133.1374 | 133.1374 | 133.1374 | 8.0266 | 141.1641 | 43.7546 | 38.9573 | 38.9573 | 38.9573 | 4.7973 | 43.7546 | 0 | 0 | 0 | 0 | 0 | 0 | 0 | 0 | 0 | 85.5977 | 69.7611 | 69.7611 | 69.7611 | 15.8366 | 85.5977 | 1516.8671 | 1516.8671 | 829.9572 | 829.9572 | 306.1656 | 306.1656 | 0 | 0 | 380.7444 | 380.7444 | 532481653.338 | 667139714.6171 | 395117522.9403 | 0 | 1594.7389 | 16.8671 | 0 | 0 | 0 | 695.3231 | 40 | 1216 | 1844.7693 | 304 | 76 | 0.61057
478 | 566.5595 | 152 | 200 | 800 | 0 | 100% | 84.6461 | 89.8624 | 89.9307 | 89.9307 | 1 | 89.8624 | 92.3327 | 153.0061 | 144.3028 | 144.3028 | 144.3028 | 8.7032 | 153.0061 | 43.7379 | 38.9408 | 38.9408 | 38.9408 | 4.7971 | 43.7379 | 0 | 0 | 0 | 0 | 0 | 0 | 0 | 0 | 0 | 82.0572 | 66.8702 | 66.8702 | 66.8702 | 15.1871 | 82.0572 | 1599.2354 | 1599.2354 | 912.5948 | 912.5948 | 306.0455 | 306.0455 | 0 | 0 | 380.595 | 380.595 | 539851384.1255 | 667160190.7851 | 410657012.6375 | 0 | 1617.6686 | 20.9628 | 0 | 0 | 0 | 764.8554 | 40 | 1216 | 1844.7693 | 304 | 76 | 0.63452
479 | 618.065 | 152 | 200 | 800 | 0 | 100% | 86.6553 | 93.4081 | 93.4539 | 93.4539 | 1 | 93.4081 | 93.3165 | 164.8741 | 155.4927 | 155.4927 | 155.4927 | 9.3814 | 164.8741 | 43.7231 | 38.9261 | 38.9261 | 38.9261 | 4.797 | 43.7231 | 0 | 0 | 0 | 0 | 0 | 0 | 0 | 0 | 0 | 79.6338 | 64.8827 | 64.8827 | 64.8827 | 14.7511 | 79.6338 | 1681.6078 | 1681.6078 | 995.2084 | 995.2084 | 305.9381 | 305.9381 | 0 | 0 | 380.4614 | 380.4614 | 546142132.7349 | 667176139.9219 | 421587308.4928 | 0 | 1634.9056 | 24.855 | 0 | 0 | 0 | 834.3877 | 40 | 1216 | 1844.7693 | 304 | 76 | 0.65136
480 | 669.5704 | 152 | 200 | 800 | 0 | 100% | 88.3447 | 97.0805 | 97.1029 | 97.1029 | 1 | 97.0805 | 94.1146 | 176.7477 | 166.6877 | 166.6877 | 166.6877 | 10.06 | 176.7477 | 43.7099 | 38.913 | 38.913 | 38.913 | 4.7969 | 43.7099 | 0 | 0 | 0 | 0 | 0 | 0 | 0 | 0 | 0 | 77.8217 | 63.395 | 63.395 | 63.395 | 14.4267 | 77.8217 | 1763.9839 | 1763.9839 | 1077.8015 | 1077.8015 | 305.8413 | 305.8413 | 0 | 0 | 380.3411 | 380.3411 | 551436754.7503 | 667187176.9584 | 430263884.1676 | 0 | 1648.8878 | 28.4591 | 0 | 0 | 0 | 903.92 | 40 | 1216 | 1844.7693 | 304 | 76 | 0.66473
481 | 721.0758 | 152 | 200 | 800 | 0 | 100% | 89.6347 | 100.8311 | 100.8327 | 100.8327 | 1 | 100.8311 | 94.7812 | 188.6889 | 177.9464 | 177.9464 | 177.9464 | 10.7426 | 188.6889 | 43.6982 | 38.9014 | 38.9014 | 38.9014 | 4.7969 | 43.6982 | 0 | 0 | 0 | 0 | 0 | 0 | 0 | 0 | 0 | 76.3363 | 62.1662 | 62.1662 | 62.1662 | 14.1701 | 76.3363 | 1846.3631 | 1846.3631 | 1160.3771 | 1160.3771 | 305.7538 | 305.7538 | 0 | 0 | 380.2322 | 380.2322 | 555873893.2494 | 667194338.297 | 437498516.4927 | 0 | 1660.5667 | 31.7772 | 0 | 0 | 0 | 973.4523 | 40 | 1216 | 1844.7693 | 304 | 76 | 0.67587
482 | 772.5812 | 152 | 200 | 800 | 0 | 100% | 90.8904 | 104.6718 | 104.6625 | 104.6625 | 1 | 104.6718 | 95.3014 | 200.6595 | 189.2326 | 189.2326 | 189.2326 | 11.4269 | 200.6595 | 43.6877 | 38.8909 | 38.8909 | 38.8909 | 4.7968 | 43.6877 | 0 | 0 | 0 | 0 | 0 | 0 | 0 | 0 | 0 | 75.184 | 61.2051 | 61.2051 | 61.2051 | 13.9788 | 75.184 | 1928.745 | 1928.745 | 1242.9375 | 1242.9375 | 305.6742 | 305.6742 | 0 | 0 | 380.1332 | 380.1332 | 559742058.7075 | 667197893.8858 | 442740665.5078 | 0 | 1669.6806 | 34.8675 | 0 | 0 | 0 | 1042.9846 | 40 | 1216 | 1844.7693 | 304 | 76 | 0.68395
483 | 824.0866 | 152 | 200 | 800 | 0 | 100% | 91.7123 | 108.5936 | 108.5734 | 108.5734 | 1 | 108.5936 | 95.7295 | 212.6438 | 200.5317 | 200.5317 | 200.5317 | 12.1121 | 212.6438 | 43.6783 | 38.8815 | 38.8815 | 38.8815 | 4.7968 | 43.6783 | 0 | 0 | 0 | 0 | 0 | 0 | 0 | 0 | 0 | 74.3132 | 60.477 | 60.477 | 60.477 | 13.8361 | 74.3132 | 2011.1291 | 2011.1291 | 1325.4848 | 1325.4848 | 305.6015 | 305.6015 | 0 | 0 | 380.0429 | 380.0429 | 563145282.2354 | 667199212.2298 | 446837217.2299 | 0 | 1677.1817 | 37.7254 | 0 | 0 | 0 | 1112.5169 | 40 | 1216 | 1844.7693 | 304 | 76 | 0.69027
484 | 875.592 | 152 | 200 | 800 | 0 | 100% | 92.5342 | 112.5587 | 112.5235 | 112.5235 | 1 | 112.5587 | 96.1063 | 224.6381 | 211.8402 | 211.8402 | 211.8402 | 12.7979 | 224.6381 | 43.6698 | 38.873 | 38.873 | 38.873 | 4.7968 | 43.6698 | 0 | 0 | 0 | 0 | 0 | 0 | 0 | 0 | 0 | 73.598 | 59.879 | 59.879 | 59.879 | 13.7191 | 73.598 | 2093.5154 | 2093.5154 | 1408.0205 | 1408.0205 | 305.5349 | 305.5349 | 0 | 0 | 379.96 | 379.96 | 566142491.7874 | 667200208.7177 | 450440327.4799 | 0 | 1683.783 | 40.3553 | 0 | 0 | 0 | 1182.0492 | 40 | 1216 | 1844.7693 | 304 | 76 | 0.69582
485 | 927.0974 | 152 | 200 | 800 | 0 | 100% | 93.2534 | 116.5302 | 116.4763 | 116.4763 | 1 | 116.5302 | 96.4697 | 236.6457 | 223.1612 | 223.1612 | 223.1612 | 13.4845 | 236.6457 | 43.6619 | 38.8651 | 38.8651 | 38.8651 | 4.7968 | 43.6619 | 0 | 0 | 0 | 0 | 0 | 0 | 0 | 0 | 0 | 72.9386 | 59.331 | 59.331 | 59.331 | 13.6077 | 72.9386 | 2175.9034 | 2175.9034 | 1490.5461 | 1490.5461 | 305.4736 | 305.4736 | 0 | 0 | 379.8837 | 379.8837 | 568812559.9594 | 667200722.63 | 454135852.6943 | 0 | 1690.1491 | 42.7621 | 0 | 0 | 0 | 1251.5815 | 40 | 1216 | 1844.7693 | 304 | 76 | 0.70152
486 | 978.6028 | 152 | 200 | 800 | 0 | 100% | 93.9041 | 120.5076 | 120.4392 | 120.4392 | 1 | 120.5076 | 96.7973 | 248.6653 | 234.4934 | 234.4934 | 234.4934 | 14.1719 | 248.6653 | 43.6547 | 38.8579 | 38.8579 | 38.8579 | 4.7968 | 43.6547 | 0 | 0 | 0 | 0 | 0 | 0 | 0 | 0 | 0 | 72.3295 | 58.827 | 58.827 | 58.827 | 13.5025 | 72.3295 | 2258.293 | 2258.293 | 1573.0627 | 1573.0627 | 305.417 | 305.417 | 0 | 0 | 379.8134 | 379.8134 | 571185552.7953 | 667200825.632 | 457502327.1457 | 0 | 1695.8887 | 44.9882 | 0 | 0 | 0 | 1321.1138 | 40 | 1216 | 1844.7693 | 304 | 76 | 0.7067
487 | 1030.1083 | 152 | 200 | 800 | 0 | 100% | 94.4521 | 124.5352 | 124.4718 | 124.4718 | 1 | 124.5352 | 97.0526 | 260.6947 | 245.8349 | 245.8349 | 245.8349 | 14.8599 | 260.6947 | 43.648 | 38.8512 | 38.8512 | 38.8512 | 4.7968 | 43.648 | 0 | 0 | 0 | 0 | 0 | 0 | 0 | 0 | 0 | 71.8941 | 58.4802 | 58.4802 | 58.4802 | 13.4139 | 71.8941 | 2340.684 | 2340.684 | 1655.5713 | 1655.5713 | 305.3645 | 305.3645 | 0 | 0 | 379.7482 | 379.7482 | 573339856.5489 | 667200825.632 | 459821349.541 | 0 | 1700.362 | 47.0757 | 0 | 0 | 0 | 1390.6462 | 40 | 1216 | 1844.7693 | 304 | 76 | 0.71028
488 | 20.6022 | 201.4 | 200 | 800 | 0 | 100% | 0.53653 | 78.5698 | 45.2336 | 45.2336 | 1 | 78.5698 | 53.0449 | 60.8654 | 57.4269 | 57.4269 | 57.4269 | 3.4385 | 60.8654 | 44.328 | 39.4975 | 39.4975 | 39.4975 | 4.8306 | 44.328 | 0 | 0 | 0 | 0 | 0 | 0 | 0 | 0 | 0 | 0 | 0 | 0 | 0 | 0 | 0 | 825.2537 | 825.2537 | 33.4268 | 33.4268 | 408.4618 | 408.4618 | 0 | 0 | 383.3651 | 383.3651 | 51413253.7214 | 877737173.8249 | 196199.3043 | 0 | 929.3466 | 0.24237 | 0 | 0 | 0 | 27.8129 | 53 | 1216 | 1844.7693 | 304 | 76 | 0.00030227
489 | 51.5054 | 201.4 | 200 | 800 | 0 | 100% | 7.7397 | 77.3144 | 81.9227 | 81.9227 | 1 | 77.3144 | 57.4942 | 63.948 | 60.3323 | 60.3323 | 60.3323 | 3.6157 | 63.948 | 44.2305 | 39.4067 | 39.4067 | 39.4067 | 4.8238 | 44.2305 | 0 | 0 | 0 | 0 | 0 | 0 | 0 | 0 | 0 | 5520.1893 | 4440.1535 | 4440.1535 | 4440.1535 | 1080.0358 | 5520.1893 | 874.6054 | 874.6054 | 83.4917 | 83.4917 | 408.0938 | 408.0938 | 0 | 0 | 383.0198 | 383.0198 | 121776970.8199 | 879025685.5282 | 6494948.4846 | 0 | 1007.2976 | 0.18103 | 0 | 0 | 0 | 69.5323 | 53 | 1216 | 1844.7693 | 304 | 76 | 0.010006
490 | 154.5162 | 201.4 | 200 | 800 | 0 | 100% | 31.2215 | 74.5442 | 76.1082 | 76.1082 | 1 | 74.5442 | 71.9084 | 75.1017 | 70.846 | 70.846 | 70.846 | 4.2557 | 75.1017 | 44.0075 | 39.1981 | 39.1981 | 39.1981 | 4.8094 | 44.0075 | 0 | 0 | 0 | 0 | 0 | 0 | 0 | 0 | 0 | 490.062 | 395.6063 | 395.6063 | 395.6063 | 94.4557 | 490.062 | 1039.1831 | 1039.1831 | 249.8967 | 249.8967 | 407.1513 | 407.1513 | 0 | 0 | 382.1352 | 382.1352 | 308942942.7762 | 881762979.5661 | 69128736.6438 | 0 | 1259.8347 | 0.18138 | 0 | 0 | 0 | 208.5969 | 53 | 1216 | 1844.7693 | 304 | 76 | 0.10717
491 | 206.0217 | 201.4 | 200 | 800 | 0 | 100% | 48.4018 | 74.3363 | 75.8574 | 75.8574 | 1 | 74.3363 | 78.2098 | 82.4306 | 77.7558 | 77.7558 | 77.7558 | 4.6748 | 82.4306 | 43.9356 | 39.1303 | 39.1303 | 39.1303 | 4.8053 | 43.9356 | 0 | 0 | 0 | 0 | 0 | 0 | 0 | 0 | 0 | 296.9032 | 240.2264 | 240.2264 | 240.2264 | 56.6767 | 296.9032 | 1121.5014 | 1121.5014 | 332.9045 | 332.9045 | 406.7956 | 406.7956 | 0 | 0 | 381.8013 | 381.8013 | 371292361.7839 | 882535610.2429 | 116408280.6396 | 0 | 1370.2363 | 1.1619 | 0 | 0 | 0 | 278.1292 | 53 | 1216 | 1844.7693 | 304 | 76 | 0.18047
492 | 257.5271 | 201.4 | 200 | 800 | 0 | 100% | 62.9909 | 74.9035 | 76.0662 | 76.0662 | 1 | 74.9035 | 83.6116 | 93.9708 | 88.6378 | 88.6378 | 88.6378 | 5.333 | 93.9708 | 43.8822 | 39.0796 | 39.0796 | 39.0796 | 4.8026 | 43.8822 | 0 | 0 | 0 | 0 | 0 | 0 | 0 | 0 | 0 | 194.804 | 157.9657 | 157.9657 | 157.9657 | 36.8383 | 194.804 | 1203.8333 | 1203.8333 | 415.8217 | 415.8217 | 406.4937 | 406.4937 | 0 | 0 | 381.5179 | 381.5179 | 403331127.4746 | 883020358.9714 | 178524333.1837 | 0 | 1464.8758 | 2.9366 | 0 | 0 | 0 | 347.6615 | 53 | 1216 | 1844.7693 | 304 | 76 | 0.27664
493 | 309.0325 | 201.4 | 200 | 800 | 0 | 100% | 72.7169 | 76.47 | 77.1042 | 77.1042 | 1 | 76.47 | 87.7192 | 107.1251 | 101.0419 | 101.0419 | 101.0419 | 6.0832 | 107.1251 | 43.8421 | 39.0411 | 39.0411 | 39.0411 | 4.8009 | 43.8421 | 0 | 0 | 0 | 0 | 0 | 0 | 0 | 0 | 0 | 149.4898 | 121.6899 | 121.6899 | 121.6899 | 27.7998 | 149.4898 | 1286.176 | 1286.176 | 498.6675 | 498.6675 | 406.2341 | 406.2341 | 0 | 0 | 381.2744 | 381.2744 | 423086102.9707 | 883322882.6355 | 230430772.7069 | 0 | 1536.8398 | 5.9053 | 0 | 0 | 0 | 417.1938 | 53 | 1216 | 1844.7693 | 304 | 76 | 0.35707
494 | 360.5379 | 201.4 | 200 | 800 | 0 | 100% | 78.9384 | 78.7602 | 79.1527 | 79.1527 | 1 | 78.7602 | 90.48 | 120.6356 | 113.7816 | 113.7816 | 113.7816 | 6.854 | 120.6356 | 43.81 | 39.0102 | 39.0102 | 39.0102 | 4.7998 | 43.81 | 0 | 0 | 0 | 0 | 0 | 0 | 0 | 0 | 0 | 128.652 | 104.7798 | 104.7798 | 104.7798 | 23.8722 | 128.652 | 1368.5274 | 1368.5274 | 581.4559 | 581.4559 | 406.0087 | 406.0087 | 0 | 0 | 381.0628 | 381.0628 | 437451511.8963 | 883525488.5436 | 264232248.7293 | 0 | 1585.2092 | 9.9054 | 0 | 0 | 0 | 486.7262 | 53 | 1216 | 1844.7693 | 304 | 76 | 0.40937
495 | 412.0433 | 201.4 | 200 | 800 | 0 | 100% | 83.242 | 81.6072 | 81.8894 | 81.8894 | 1 | 81.6072 | 92.4499 | 134.1652 | 126.539 | 126.539 | 126.539 | 7.6262 | 134.1652 | 43.7839 | 38.9849 | 38.9849 | 38.9849 | 4.799 | 43.7839 | 0 | 0 | 0 | 0 | 0 | 0 | 0 | 0 | 0 | 117.4278 | 95.647 | 95.647 | 95.647 | 21.7809 | 117.4278 | 1450.8858 | 1450.8858 | 664.1975 | 664.1975 | 405.811 | 405.811 | 0 | 0 | 380.8773 | 380.8773 | 448934886.2075 | 883663042.2172 | 287124624.565 | 0 | 1619.7226 | 14.166 | 0 | 0 | 0 | 556.2585 | 53 | 1216 | 1844.7693 | 304 | 76 | 0.44464
496 | 463.5487 | 201.4 | 200 | 800 | 0 | 100% | 86.0616 | 84.88 | 85.1041 | 85.1041 | 1 | 84.88 | 93.8107 | 147.7457 | 139.3441 | 139.3441 | 139.3441 | 8.4015 | 147.7457 | 43.7621 | 38.9636 | 38.9636 | 38.9636 | 4.7985 | 43.7621 | 0 | 0 | 0 | 0 | 0 | 0 | 0 | 0 | 0 | 111.0982 | 90.4754 | 90.4754 | 90.4754 | 20.6229 | 111.0982 | 1533.2501 | 1533.2501 | 746.9005 | 746.9005 | 405.6363 | 405.6363 | 0 | 0 | 380.7133 | 380.7133 | 458044753.8068 | 883762797.0018 | 301755666.1957 | 0 | 1643.5632 | 18.4542 | 0 | 0 | 0 | 625.7908 | 53 | 1216 | 1844.7693 | 304 | 76 | 0.46718
497 | 515.0541 | 201.4 | 200 | 800 | 0 | 100% | 88.5274 | 88.4023 | 88.5905 | 88.5905 | 1 | 88.4023 | 94.8777 | 161.3973 | 152.2161 | 152.2161 | 152.2161 | 9.1811 | 161.3973 | 43.7434 | 38.9453 | 38.9453 | 38.9453 | 4.798 | 43.7434 | 0 | 0 | 0 | 0 | 0 | 0 | 0 | 0 | 0 | 106.9798 | 87.1557 | 87.1557 | 87.1557 | 19.8241 | 106.9798 | 1615.6192 | 1615.6192 | 829.5711 | 829.5711 | 405.4808 | 405.4808 | 0 | 0 | 380.5673 | 380.5673 | 465341861.4343 | 883833732.4156 | 313081248.5025 | 0 | 1662.2568 | 22.4857 | 0 | 0 | 0 | 695.3231 | 53 | 1216 | 1844.7693 | 304 | 76 | 0.48463
498 | 566.5595 | 201.4 | 200 | 800 | 0 | 100% | 90.3539 | 92.0418 | 92.2056 | 92.2056 | 1 | 92.0418 | 95.6908 | 175.1141 | 165.1495 | 165.1495 | 165.1495 | 9.9647 | 175.1141 | 43.7272 | 38.9295 | 38.9295 | 38.9295 | 4.7977 | 43.7272 | 0 | 0 | 0 | 0 | 0 | 0 | 0 | 0 | 0 | 103.9335 | 84.6576 | 84.6576 | 84.6576 | 19.2759 | 103.9335 | 1697.9924 | 1697.9924 | 912.2146 | 912.2146 | 405.3414 | 405.3414 | 0 | 0 | 380.4365 | 380.4365 | 471387509.1815 | 883885968.6324 | 321229141.1538 | 0 | 1676.5026 | 26.268 | 0 | 0 | 0 | 764.8554 | 53 | 1216 | 1844.7693 | 304 | 76 | 0.49719
499 | 618.065 | 201.4 | 200 | 800 | 0 | 100% | 91.9749 | 95.816 | 95.9602 | 95.9602 | 1 | 95.816 | 96.3052 | 188.846 | 178.0968 | 178.0968 | 178.0968 | 10.7492 | 188.846 | 43.713 | 38.9155 | 38.9155 | 38.9155 | 4.7975 | 43.713 | 0 | 0 | 0 | 0 | 0 | 0 | 0 | 0 | 0 | 101.8516 | 82.9451 | 82.9451 | 82.9451 | 18.9065 | 101.8516 | 1780.3692 | 1780.3692 | 994.8348 | 994.8348 | 405.2158 | 405.2158 | 0 | 0 | 380.3186 | 380.3186 | 476465637.2781 | 883925199.2336 | 326875553.7241 | 0 | 1687.2664 | 29.7966 | 0 | 0 | 0 | 834.3877 | 53 | 1216 | 1844.7693 | 304 | 76 | 0.50589
500 | 669.5704 | 201.4 | 200 | 800 | 0 | 100% | 93.2534 | 99.6572 | 99.7834 | 99.7834 | 1 | 99.6572 | 96.8141 | 202.6459 | 191.1082 | 191.1082 | 191.1082 | 11.5378 | 202.6459 | 43.7005 | 38.9031 | 38.9031 | 38.9031 | 4.7973 | 43.7005 | 0 | 0 | 0 | 0 | 0 | 0 | 0 | 0 | 0 | 100.1898 | 81.5763 | 81.5763 | 81.5763 | 18.6136 | 100.1898 | 1862.7489 | 1862.7489 | 1077.4351 | 1077.4351 | 405.102 | 405.102 | 0 | 0 | 380.2118 | 380.2118 | 480640995.165 | 883953928.8845 | 331588768.7691 | 0 | 1696.1837 | 33.0381 | 0 | 0 | 0 | 903.92 | 53 | 1216 | 1844.7693 | 304 | 76 | 0.51315
501 | 721.0758 | 201.4 | 200 | 800 | 0 | 100% | 94.258 | 103.5732 | 103.6903 | 103.6903 | 1 | 103.5732 | 97.1902 | 216.4959 | 204.1666 | 204.1666 | 204.1666 | 12.3293 | 216.4959 | 43.6893 | 38.8921 | 38.8921 | 38.8921 | 4.7972 | 43.6893 | 0 | 0 | 0 | 0 | 0 | 0 | 0 | 0 | 0 | 98.9488 | 80.5411 | 80.5411 | 80.5411 | 18.4077 | 98.9488 | 1945.1312 | 1945.1312 | 1160.0182 | 1160.0182 | 404.9985 | 404.9985 | 0 | 0 | 380.1146 | 380.1146 | 484246463.461 | 883976243.7292 | 334550369.2099 | 0 | 1702.7731 | 36.0549 | 0 | 0 | 0 | 973.4523 | 53 | 1216 | 1844.7693 | 304 | 76 | 0.51772
502 | 772.5812 | 201.4 | 200 | 800 | 0 | 100% | 95.0685 | 107.5646 | 107.6737 | 107.6737 | 1 | 107.5646 | 97.4721 | 230.3684 | 217.2462 | 217.2462 | 217.2462 | 13.1222 | 230.3684 | 43.6793 | 38.8822 | 38.8822 | 38.8822 | 4.7971 | 43.6793 | 0 | 0 | 0 | 0 | 0 | 0 | 0 | 0 | 0 | 98.0959 | 79.8209 | 79.8209 | 79.8209 | 18.2751 | 98.0959 | 2027.5159 | 2027.5159 | 1242.5862 | 1242.5862 | 404.9038 | 404.9038 | 0 | 0 | 380.0258 | 380.0258 | 487328531.3556 | 883994767.4707 | 336387435.6523 | 0 | 1707.7107 | 38.8539 | 0 | 0 | 0 | 1042.9846 | 53 | 1216 | 1844.7693 | 304 | 76 | 0.52055
503 | 824.0866 | 201.4 | 200 | 800 | 0 | 100% | 95.5479 | 111.617 | 111.7252 | 111.7252 | 1 | 111.617 | 97.6901 | 244.256 | 230.3399 | 230.3399 | 230.3399 | 13.9161 | 244.256 | 43.6701 | 38.8731 | 38.8731 | 38.8731 | 4.797 | 43.6701 | 0 | 0 | 0 | 0 | 0 | 0 | 0 | 0 | 0 | 97.5323 | 79.3423 | 79.3423 | 79.3423 | 18.19 | 97.5323 | 2109.9025 | 2109.9025 | 1325.1411 | 1325.1411 | 404.817 | 404.817 | 0 | 0 | 379.9443 | 379.9443 | 490080066.0479 | 884009603.4462 | 337441707.0288 | 0 | 1711.5314 | 41.4455 | 0 | 0 | 0 | 1112.5169 | 53 | 1216 | 1844.7693 | 304 | 76 | 0.52218
504 | 875.592 | 201.4 | 200 | 800 | 0 | 100% | 95.9703 | 115.7079 | 115.8133 | 115.8133 | 1 | 115.7079 | 97.8677 | 258.1465 | 243.4363 | 243.4363 | 243.4363 | 14.7102 | 258.1465 | 43.6618 | 38.8649 | 38.8649 | 38.8649 | 4.7969 | 43.6618 | 0 | 0 | 0 | 0 | 0 | 0 | 0 | 0 | 0 | 97.1372 | 79.0013 | 79.0013 | 79.0013 | 18.1359 | 97.1372 | 2192.2908 | 2192.2908 | 1407.6844 | 1407.6844 | 404.7371 | 404.7371 | 0 | 0 | 379.8693 | 379.8693 | 492494266.9129 | 884021028.2647 | 338126212.7774 | 0 | 1714.6415 | 43.8399 | 0 | 0 | 0 | 1182.0492 | 53 | 1216 | 1844.7693 | 304 | 76 | 0.52323
505 | 927.0974 | 201.4 | 200 | 800 | 0 | 100% | 96.2785 | 119.8331 | 119.9326 | 119.9326 | 1 | 119.8331 | 98.015 | 272.0585 | 256.5529 | 256.5529 | 256.5529 | 15.5056 | 272.0585 | 43.6542 | 38.8573 | 38.8573 | 38.8573 | 4.7969 | 43.6542 | 0 | 0 | 0 | 0 | 0 | 0 | 0 | 0 | 0 | 96.8697 | 78.7653 | 78.7653 | 78.7653 | 18.1044 | 96.8697 | 2274.6807 | 2274.6807 | 1490.2175 | 1490.2175 | 404.6632 | 404.6632 | 0 | 0 | 379.8 | 379.8 | 494599066.4556 | 884029051.0241 | 338594956.1163 | 0 | 1717.2231 | 46.0568 | 0 | 0 | 0 | 1251.5815 | 53 | 1216 | 1844.7693 | 304 | 76 | 0.52396
506 | 978.6028 | 201.4 | 200 | 800 | 0 | 100% | 96.5982 | 123.9803 | 124.0744 | 124.0744 | 1 | 123.9803 | 98.141 | 286.0039 | 269.7009 | 269.7009 | 269.7009 | 16.303 | 286.0039 | 43.6473 | 38.8504 | 38.8504 | 38.8504 | 4.7968 | 43.6473 | 0 | 0 | 0 | 0 | 0 | 0 | 0 | 0 | 0 | 96.6685 | 78.5857 | 78.5857 | 78.5857 | 18.0828 | 96.6685 | 2357.072 | 2357.072 | 1572.7414 | 1572.7414 | 404.5948 | 404.5948 | 0 | 0 | 379.7358 | 379.7358 | 496447459.6084 | 884034609.6418 | 338948642.6855 | 0 | 1719.4307 | 48.1106 | 0 | 0 | 0 | 1321.1138 | 53 | 1216 | 1844.7693 | 304 | 76 | 0.5245
507 | 1030.1083 | 201.4 | 200 | 800 | 0 | 100% | 96.8037 | 128.1419 | 128.2383 | 128.2383 | 1 | 128.1419 | 98.2437 | 299.9534 | 282.8527 | 282.8527 | 282.8527 | 17.1007 | 299.9534 | 43.641 | 38.8441 | 38.8441 | 38.8441 | 4.7968 | 43.641 | 0 | 0 | 0 | 0 | 0 | 0 | 0 | 0 | 0 | 96.5129 | 78.4441 | 78.4441 | 78.4441 | 18.0688 | 96.5129 | 2439.4645 | 2439.4645 | 1655.2571 | 1655.2571 | 404.5312 | 404.5312 | 0 | 0 | 379.6761 | 379.6761 | 498167729.9255 | 884037424.2553 | 339023673.6265 | 0 | 1721.2288 | 50.0219 | 0 | 0 | 0 | 1390.6462 | 53 | 1216 | 1844.7693 | 304 | 76 | 0.52462
508 | 20.6022 | 250.8 | 200 | 800 | 0 | 100% | 40.1027 | 72.9419 | 73.0407 | 73.0407 | 1 | 72.9419 | 65.0613 | 74.3479 | 70.141 | 70.141 | 70.141 | 4.2069 | 74.3479 | 46.0237 | 41.0008 | 41.0008 | 41.0008 | 5.0229 | 46.0237 | 0 | 0 | 0 | 0 | 0 | 0 | 0 | 0 | 0 | 679.2225 | 548.648 | 548.648 | 548.648 | 130.5745 | 679.2225 | 923.8782 | 923.8782 | 33.3703 | 33.3703 | 507.7908 | 507.7908 | 0 | 0 | 382.7172 | 382.7172 | 41980214.3898 | 1051136317.9361 | 46757639.7125 | 0 | 1139.8742 | 0.12514 | 0 | 0 | 0 | 27.8129 | 66 | 1216 | 1844.7693 | 304 | 76 | 0.072758
509 | 51.5054 | 250.8 | 200 | 800 | 0 | 100% | 44.1096 | 72.3442 | 72.6932 | 72.6932 | 1 | 72.3442 | 69.3799 | 76.9126 | 72.5577 | 72.5577 | 72.5577 | 4.3549 | 76.9126 | 45.9679 | 40.9479 | 40.9479 | 40.9479 | 5.02 | 45.9679 | 0 | 0 | 0 | 0 | 0 | 0 | 0 | 0 | 0 | 515.8599 | 417.0439 | 417.0439 | 417.0439 | 98.8161 | 515.8599 | 973.2507 | 973.2507 | 83.3673 | 83.3673 | 507.4347 | 507.4347 | 0 | 0 | 382.4488 | 382.4488 | 101273076.3613 | 1051797909.2449 | 62464971.3301 | 0 | 1215.536 | 0.18797 | 0 | 0 | 0 | 69.5323 | 66 | 1216 | 1844.7693 | 304 | 76 | 0.097239
510 | 154.5162 | 250.8 | 200 | 800 | 0 | 100% | 60.6963 | 72.3204 | 72.954 | 72.954 | 1 | 72.3204 | 81.7405 | 86.3145 | 81.4187 | 81.4187 | 81.4187 | 4.8958 | 86.3145 | 45.8321 | 40.8187 | 40.8187 | 40.8187 | 5.0134 | 45.8321 | 0 | 0 | 0 | 0 | 0 | 0 | 0 | 0 | 0 | 299.6939 | 242.681 | 242.681 | 242.681 | 57.0129 | 299.6939 | 1137.8765 | 1137.8765 | 249.6391 | 249.6391 | 506.496 | 506.496 | 0 | 0 | 381.7413 | 381.7413 | 268675270.241 | 1053260902.7385 | 110156515.8693 | 0 | 1432.0927 | 2.7328 | 0 | 0 | 0 | 208.5969 | 66 | 1216 | 1844.7693 | 304 | 76 | 0.17165
511 | 206.0217 | 250.8 | 200 | 800 | 0 | 100% | 72.5 | 73.256 | 74.0108 | 74.0108 | 1 | 73.256 | 86.6434 | 94.4642 | 89.1025 | 89.1025 | 89.1025 | 5.3617 | 94.4642 | 45.7861 | 40.7745 | 40.7745 | 40.7745 | 5.0116 | 45.7861 | 0 | 0 | 0 | 0 | 0 | 0 | 0 | 0 | 0 | 238.442 | 193.2323 | 193.2323 | 193.2323 | 45.2097 | 238.442 | 1220.2108 | 1220.2108 | 332.6126 | 332.6126 | 506.1315 | 506.1315 | 0 | 0 | 381.4666 | 381.4666 | 323736208.8906 | 1053663880.8293 | 140592765.4342 | 0 | 1517.9929 | 5.0401 | 0 | 0 | 0 | 278.1292 | 66 | 1216 | 1844.7693 | 304 | 76 | 0.21902
512 | 257.5271 | 250.8 | 200 | 800 | 0 | 100% | 81.1872 | 75.0687 | 75.6801 | 75.6801 | 1 | 75.0687 | 90.1921 | 107.6306 | 101.5181 | 101.5181 | 101.5181 | 6.1126 | 107.6306 | 45.7497 | 40.7393 | 40.7393 | 40.7393 | 5.0103 | 45.7497 | 0 | 0 | 0 | 0 | 0 | 0 | 0 | 0 | 0 | 192.1399 | 155.7852 | 155.7852 | 155.7852 | 36.3547 | 192.1399 | 1302.5553 | 1302.5553 | 415.5078 | 415.5078 | 505.8175 | 505.8175 | 0 | 0 | 381.23 | 381.23 | 351901108.1571 | 1053942430.8594 | 174322338.9682 | 0 | 1580.1659 | 8.3732 | 0 | 0 | 0 | 347.6615 | 66 | 1216 | 1844.7693 | 304 | 76 | 0.27118
513 | 309.0325 | 250.8 | 200 | 800 | 0 | 100% | 85.8105 | 77.87 | 78.295 | 78.295 | 1 | 77.87 | 92.5354 | 122.7829 | 115.8062 | 115.8062 | 115.8062 | 6.9767 | 122.7829 | 45.7204 | 40.7109 | 40.7109 | 40.7109 | 5.0096 | 45.7204 | 0 | 0 | 0 | 0 | 0 | 0 | 0 | 0 | 0 | 168.7309 | 137.1194 | 137.1194 | 137.1194 | 31.6115 | 168.7309 | 1384.9082 | 1384.9082 | 498.34 | 498.34 | 505.5442 | 505.5442 | 0 | 0 | 381.024 | 381.024 | 368881119.0915 | 1054113896.3579 | 198224332.9674 | 0 | 1621.2193 | 12.4618 | 0 | 0 | 0 | 417.1938 | 66 | 1216 | 1844.7693 | 304 | 76 | 0.30801
514 | 360.5379 | 250.8 | 200 | 800 | 0 | 100% | 88.8927 | 80.9006 | 81.2325 | 81.2325 | 1 | 80.9006 | 94.2219 | 138.3559 | 130.4908 | 130.4908 | 130.4908 | 7.8651 | 138.3559 | 45.6967 | 40.6876 | 40.6876 | 40.6876 | 5.0091 | 45.6967 | 0 | 0 | 0 | 0 | 0 | 0 | 0 | 0 | 0 | 154.08 | 125.1622 | 125.1622 | 125.1622 | 28.9178 | 154.08 | 1467.2679 | 1467.2679 | 581.1206 | 581.1206 | 505.3042 | 505.3042 | 0 | 0 | 380.8431 | 380.8431 | 381213281.5892 | 1054221730.9433 | 215332201.7866 | 0 | 1650.7672 | 16.6368 | 0 | 0 | 0 | 486.7262 | 66 | 1216 | 1844.7693 | 304 | 76 | 0.33436
515 | 412.0433 | 250.8 | 200 | 800 | 0 | 100% | 91.5982 | 84.2111 | 84.4921 | 84.4921 | 1 | 84.2111 | 95.4834 | 154.0142 | 145.2555 | 145.2555 | 145.2555 | 8.7586 | 154.0142 | 45.6767 | 40.668 | 40.668 | 40.668 | 5.0088 | 45.6767 | 0 | 0 | 0 | 0 | 0 | 0 | 0 | 0 | 0 | 144.8722 | 117.6324 | 117.6324 | 117.6324 | 27.2399 | 144.8722 | 1549.6332 | 1549.6332 | 663.8586 | 663.8586 | 505.0917 | 505.0917 | 0 | 0 | 380.6829 | 380.6829 | 390828199.9296 | 1054290868.5538 | 227749803.4494 | 0 | 1672.8689 | 20.677 | 0 | 0 | 0 | 556.2585 | 66 | 1216 | 1844.7693 | 304 | 76 | 0.35349
516 | 463.5487 | 250.8 | 200 | 800 | 0 | 100% | 93.2991 | 87.7849 | 88.001 | 88.001 | 1 | 87.7849 | 96.3038 | 169.7567 | 160.0994 | 160.0994 | 160.0994 | 9.6573 | 169.7567 | 45.6595 | 40.651 | 40.651 | 40.651 | 5.0085 | 45.6595 | 0 | 0 | 0 | 0 | 0 | 0 | 0 | 0 | 0 | 139.476 | 113.2015 | 113.2015 | 113.2015 | 26.2745 | 139.476 | 1632.0032 | 1632.0032 | 746.5608 | 746.5608 | 504.9023 | 504.9023 | 0 | 0 | 380.5401 | 380.5401 | 398392840.6579 | 1054338831.9786 | 234511033.2188 | 0 | 1687.2427 | 24.6203 | 0 | 0 | 0 | 625.7908 | 66 | 1216 | 1844.7693 | 304 | 76 | 0.36391
517 | 515.0541 | 250.8 | 200 | 800 | 0 | 100% | 94.589 | 91.5215 | 91.726 | 91.726 | 1 | 91.5215 | 96.967 | 185.6087 | 175.0462 | 175.0462 | 175.0462 | 10.5625 | 185.6087 | 45.6445 | 40.6361 | 40.6361 | 40.6361 | 5.0084 | 45.6445 | 0 | 0 | 0 | 0 | 0 | 0 | 0 | 0 | 0 | 135.9489 | 110.2997 | 110.2997 | 110.2997 | 25.6492 | 135.9489 | 1714.3771 | 1714.3771 | 829.2328 | 829.2328 | 504.7323 | 504.7323 | 0 | 0 | 380.4121 | 380.4121 | 404463938.7451 | 1054369799.6924 | 240027405.199 | 0 | 1698.8611 | 28.2568 | 0 | 0 | 0 | 695.3231 | 66 | 1216 | 1844.7693 | 304 | 76 | 0.37241
518 | 566.5595 | 250.8 | 200 | 800 | 0 | 100% | 95.3995 | 95.3943 | 95.5832 | 95.5832 | 1 | 95.3943 | 97.4187 | 201.481 | 190.012 | 190.012 | 190.012 | 11.469 | 201.481 | 45.6312 | 40.6229 | 40.6229 | 40.6229 | 5.0083 | 45.6312 | 0 | 0 | 0 | 0 | 0 | 0 | 0 | 0 | 0 | 133.8721 | 108.5751 | 108.5751 | 108.5751 | 25.297 | 133.8721 | 1796.7545 | 1796.7545 | 911.879 | 911.879 | 504.579 | 504.579 | 0 | 0 | 380.2965 | 380.2965 | 409561806.721 | 1054393240.1408 | 242820111.131 | 0 | 1706.7752 | 31.6705 | 0 | 0 | 0 | 764.8554 | 66 | 1216 | 1844.7693 | 304 | 76 | 0.37671
519 | 618.065 | 250.8 | 200 | 800 | 0 | 100% | 96.1416 | 99.3413 | 99.526 | 99.526 | 1 | 99.3413 | 97.7837 | 217.3812 | 205.0038 | 205.0038 | 205.0038 | 12.3773 | 217.3812 | 45.6193 | 40.6111 | 40.6111 | 40.6111 | 5.0082 | 45.6193 | 0 | 0 | 0 | 0 | 0 | 0 | 0 | 0 | 0 | 132.4774 | 107.3952 | 107.3952 | 107.3952 | 25.0822 | 132.4774 | 1879.1348 | 1879.1348 | 994.503 | 994.503 | 504.44 | 504.44 | 0 | 0 | 380.1917 | 380.1917 | 413794272.4857 | 1054411471.0887 | 244964792.444 | 0 | 1713.1705 | 34.8062 | 0 | 0 | 0 | 834.3877 | 66 | 1216 | 1844.7693 | 304 | 76 | 0.38002
520 | 669.5704 | 250.8 | 200 | 800 | 0 | 100% | 96.6324 | 103.3509 | 103.5209 | 103.5209 | 1 | 103.3509 | 98.0442 | 233.3797 | 220.0882 | 220.0882 | 220.0882 | 13.2914 | 233.3797 | 45.6086 | 40.6005 | 40.6005 | 40.6005 | 5.0082 | 45.6086 | 0 | 0 | 0 | 0 | 0 | 0 | 0 | 0 | 0 | 131.5024 | 106.5616 | 106.5616 | 106.5616 | 24.9408 | 131.5024 | 1961.5176 | 1961.5176 | 1077.1079 | 1077.1079 | 504.3134 | 504.3134 | 0 | 0 | 380.0963 | 380.0963 | 417203513.6581 | 1054422968.883 | 246107065.6125 | 0 | 1717.7335 | 37.7166 | 0 | 0 | 0 | 903.92 | 66 | 1216 | 1844.7693 | 304 | 76 | 0.38178
521 | 721.0758 | 250.8 | 200 | 800 | 0 | 100% | 96.895 | 107.4299 | 107.5918 | 107.5918 | 1 | 107.4299 | 98.2209 | 249.4419 | 235.2327 | 235.2327 | 235.2327 | 14.2093 | 249.4419 | 45.5989 | 40.5908 | 40.5908 | 40.5908 | 5.0081 | 45.5989 | 0 | 0 | 0 | 0 | 0 | 0 | 0 | 0 | 0 | 131.0183 | 106.1305 | 106.1305 | 106.1305 | 24.8878 | 131.0183 | 2043.9027 | 2043.9027 | 1159.696 | 1159.696 | 504.1976 | 504.1976 | 0 | 0 | 380.009 | 380.009 | 420151108.9355 | 1054431100.9029 | 246247346.9922 | 0 | 1720.8296 | 40.4167 | 0 | 0 | 0 | 973.4523 | 66 | 1216 | 1844.7693 | 304 | 76 | 0.38199
522 | 772.5812 | 250.8 | 200 | 800 | 0 | 100% | 97.1119 | 111.5577 | 111.7156 | 111.7156 | 1 | 111.5577 | 98.3583 | 265.5221 | 250.3939 | 250.3939 | 250.3939 | 15.1283 | 265.5221 | 45.59 | 40.5819 | 40.5819 | 40.5819 | 5.0081 | 45.59 | 0 | 0 | 0 | 0 | 0 | 0 | 0 | 0 | 0 | 130.8611 | 105.9676 | 105.9676 | 105.9676 | 24.8935 | 130.8611 | 2126.2896 | 2126.2896 | 1242.2694 | 1242.2694 | 504.0913 | 504.0913 | 0 | 0 | 379.9289 | 379.9289 | 422697346.8398 | 1054438036.2329 | 246102500.6061 | 0 | 1723.2379 | 42.9089 | 0 | 0 | 0 | 1042.9846 | 66 | 1216 | 1844.7693 | 304 | 76 | 0.38177
523 | 824.0866 | 250.8 | 200 | 800 | 0 | 100% | 97.363 | 115.7137 | 115.8698 | 115.8698 | 1 | 115.7137 | 98.4673 | 281.6029 | 265.5555 | 265.5555 | 265.5555 | 16.0474 | 281.6029 | 45.5819 | 40.5738 | 40.5738 | 40.5738 | 5.0081 | 45.5819 | 0 | 0 | 0 | 0 | 0 | 0 | 0 | 0 | 0 | 130.8598 | 105.9383 | 105.9383 | 105.9383 | 24.9215 | 130.8598 | 2208.6783 | 2208.6783 | 1324.8299 | 1324.8299 | 503.9933 | 503.9933 | 0 | 0 | 379.8551 | 379.8551 | 424966361.5192 | 1054443361.7297 | 245738199.3476 | 0 | 1725.1479 | 45.2112 | 0 | 0 | 0 | 1112.5169 | 66 | 1216 | 1844.7693 | 304 | 76 | 0.38121
524 | 875.592 | 250.8 | 200 | 800 | 0 | 100% | 97.5457 | 119.8805 | 120.0318 | 120.0318 | 1 | 119.8805 | 98.5671 | 297.6912 | 280.7241 | 280.7241 | 280.7241 | 16.9671 | 297.6912 | 45.5744 | 40.5663 | 40.5663 | 40.5663 | 5.008 | 45.5744 | 0 | 0 | 0 | 0 | 0 | 0 | 0 | 0 | 0 | 130.8758 | 105.922 | 105.922 | 105.922 | 24.9538 | 130.8758 | 2291.0685 | 2291.0685 | 1407.3788 | 1407.3788 | 503.9028 | 503.9028 | 0 | 0 | 379.7868 | 379.7868 | 426935298.4081 | 1054447429.9726 | 245512631.0255 | 0 | 1726.8954 | 47.3355 | 0 | 0 | 0 | 1182.0492 | 66 | 1216 | 1844.7693 | 304 | 76 | 0.38086
525 | 927.0974 | 250.8 | 200 | 800 | 0 | 100% | 97.7055 | 124.0645 | 124.2072 | 124.2072 | 1 | 124.0645 | 98.6392 | 313.8272 | 295.9376 | 295.9376 | 295.9376 | 17.8896 | 313.8272 | 45.5674 | 40.5594 | 40.5594 | 40.5594 | 5.008 | 45.5674 | 0 | 0 | 0 | 0 | 0 | 0 | 0 | 0 | 0 | 130.9349 | 105.9425 | 105.9425 | 105.9425 | 24.9924 | 130.9349 | 2373.46 | 2373.46 | 1489.9176 | 1489.9176 | 503.8188 | 503.8188 | 0 | 0 | 379.7236 | 379.7236 | 428608519.0937 | 1054450915.1758 | 245099166.0242 | 0 | 1728.1586 | 49.3121 | 0 | 0 | 0 | 1251.5815 | 66 | 1216 | 1844.7693 | 304 | 76 | 0.38022
526 | 978.6028 | 250.8 | 200 | 800 | 0 | 100% | 97.8311 | 128.2633 | 128.4024 | 128.4024 | 1 | 128.2633 | 98.701 | 330.0041 | 311.1896 | 311.1896 | 311.1896 | 18.8145 | 330.0041 | 45.561 | 40.553 | 40.553 | 40.553 | 5.008 | 45.561 | 0 | 0 | 0 | 0 | 0 | 0 | 0 | 0 | 0 | 131.0264 | 105.9906 | 105.9906 | 105.9906 | 25.0358 | 131.0264 | 2455.8527 | 2455.8527 | 1572.4472 | 1572.4472 | 503.7408 | 503.7408 | 0 | 0 | 379.6647 | 379.6647 | 430106979.5006 | 1054453578.266 | 244680594.4619 | 0 | 1729.2412 | 51.1479 | 0 | 0 | 0 | 1321.1138 | 66 | 1216 | 1844.7693 | 304 | 76 | 0.37958
527 | 1030.1083 | 250.8 | 200 | 800 | 0 | 100% | 97.8995 | 132.472 | 132.6144 | 132.6144 | 1 | 132.472 | 98.7472 | 346.171 | 326.4321 | 326.4321 | 326.4321 | 19.7389 | 346.171 | 45.5551 | 40.5471 | 40.5471 | 40.5471 | 5.008 | 45.5551 | 0 | 0 | 0 | 0 | 0 | 0 | 0 | 0 | 0 | 131.1553 | 106.0717 | 106.0717 | 106.0717 | 25.0836 | 131.1553 | 2538.2465 | 2538.2465 | 1654.9686 | 1654.9686 | 503.6681 | 503.6681 | 0 | 0 | 379.6099 | 379.6099 | 431531392.0429 | 1054455556.5566 | 244063371.3805 | 0 | 1730.0503 | 52.8615 | 0 | 0 | 0 | 1390.6462 | 66 | 1216 | 1844.7693 | 304 | 76 | 0.37863
528 | 20.6022 | 300.2 | 200 | 800 | 0 | 100% | 59.1781 | 70.8969 | 70.9509 | 70.9509 | 1 | 70.8969 | 74.7773 | 81.9907 | 77.3455 | 77.3455 | 77.3455 | 4.6452 | 81.9907 | 50.8888 | 45.3284 | 45.3284 | 45.3284 | 5.5604 | 50.8888 | 0 | 0 | 0 | 0 | 0 | 0 | 0 | 0 | 0 | 236.1379 | 191.1435 | 191.1435 | 191.1435 | 44.9944 | 236.1379 | 1022.5409 | 1022.5409 | 33.3261 | 33.3261 | 607.0048 | 607.0048 | 0 | 0 | 382.21 | 382.21 | 38024726.1288 | 1136576709.9347 | 135496607.9562 | 0 | 1310.098 | 2.6756 | 0 | 0 | 0 | 27.8129 | 79 | 1216 | 1844.7693 | 304 | 76 | 0.21117
529 | 51.5054 | 300.2 | 200 | 800 | 0 | 100% | 62.5114 | 71.1652 | 71.2874 | 71.2874 | 1 | 71.1652 | 78.2374 | 84.2095 | 79.4361 | 79.4361 | 79.4361 | 4.7734 | 84.2095 | 50.8467 | 45.2881 | 45.2881 | 45.2881 | 5.5586 | 50.8467 | 0 | 0 | 0 | 0 | 0 | 0 | 0 | 0 | 0 | 227.2881 | 184.0122 | 184.0122 | 184.0122 | 43.2758 | 227.2881 | 1071.928 | 1071.928 | 83.2684 | 83.2684 | 606.6641 | 606.6641 | 0 | 0 | 381.9955 | 381.9955 | 92409576.1564 | 1136985689.0466 | 141324451.4123 | 0 | 1370.7197 | 3.7149 | 0 | 0 | 0 | 69.5323 | 79 | 1216 | 1844.7693 | 304 | 76 | 0.22035
530 | 154.5162 | 300.2 | 200 | 800 | 0 | 100% | 75.5594 | 73.1979 | 73.4429 | 73.4429 | 1 | 73.1979 | 87.9844 | 94.109 | 88.7668 | 88.7668 | 88.7668 | 5.3422 | 94.109 | 50.7421 | 45.1874 | 45.1874 | 45.1874 | 5.5547 | 50.7421 | 0 | 0 | 0 | 0 | 0 | 0 | 0 | 0 | 0 | 205.2341 | 166.1813 | 166.1813 | 166.1813 | 39.0528 | 205.2341 | 1236.5886 | 1236.5886 | 249.4269 | 249.4269 | 605.745 | 605.745 | 0 | 0 | 381.4168 | 381.4168 | 246232894.7355 | 1137868831.5413 | 157384530.6338 | 0 | 1541.4863 | 8.3766 | 0 | 0 | 0 | 208.5969 | 79 | 1216 | 1844.7693 | 304 | 76 | 0.24509
531 | 206.0217 | 300.2 | 200 | 800 | 0 | 100% | 83.3676 | 75.1852 | 75.4585 | 75.4585 | 1 | 75.1852 | 91.2429 | 103.1331 | 97.2754 | 97.2754 | 97.2754 | 5.8578 | 103.1331 | 50.7052 | 45.1516 | 45.1516 | 45.1516 | 5.5536 | 50.7052 | 0 | 0 | 0 | 0 | 0 | 0 | 0 | 0 | 0 | 197.157 | 159.6028 | 159.6028 | 159.6028 | 37.5542 | 197.157 | 1318.935 | 1318.935 | 332.3686 | 332.3686 | 605.3796 | 605.3796 | 0 | 0 | 381.1867 | 381.1867 | 296367902.3554 | 1138113049.2077 | 164095349.1203 | 0 | 1598.5763 | 11.7576 | 0 | 0 | 0 | 278.1292 | 79 | 1216 | 1844.7693 | 304 | 76 | 0.25543
532 | 257.5271 | 300.2 | 200 | 800 | 0 | 100% | 87.9224 | 78.122 | 78.4188 | 78.4188 | 1 | 78.122 | 93.3632 | 117.7183 | 111.0288 | 111.0288 | 111.0288 | 6.6895 | 117.7183 | 50.6754 | 45.1225 | 45.1225 | 45.1225 | 5.553 | 50.6754 | 0 | 0 | 0 | 0 | 0 | 0 | 0 | 0 | 0 | 186.0722 | 150.9042 | 150.9042 | 150.9042 | 35.168 | 186.0722 | 1401.2893 | 1401.2893 | 415.2421 | 415.2421 | 605.0611 | 605.0611 | 0 | 0 | 380.9861 | 380.9861 | 321455604.1923 | 1138271709.9371 | 175995074.3143 | 0 | 1635.7224 | 15.6907 | 0 | 0 | 0 | 347.6615 | 79 | 1216 | 1844.7693 | 304 | 76 | 0.27376
533 | 309.0325 | 300.2 | 200 | 800 | 0 | 100% | 90.8562 | 81.2725 | 81.5271 | 81.5271 | 1 | 81.2725 | 94.8447 | 134.4961 | 126.8499 | 126.8499 | 126.8499 | 7.6463 | 134.4961 | 50.6509 | 45.0984 | 45.0984 | 45.0984 | 5.5526 | 50.6509 | 0 | 0 | 0 | 0 | 0 | 0 | 0 | 0 | 0 | 174.2804 | 141.2332 | 141.2332 | 141.2332 | 33.0472 | 174.2804 | 1483.6502 | 1483.6502 | 498.0597 | 498.0597 | 604.7808 | 604.7808 | 0 | 0 | 380.8097 | 380.8097 | 336557539.506 | 1138374779.8631 | 186747507.8896 | 0 | 1661.6798 | 19.6848 | 0 | 0 | 0 | 417.1938 | 79 | 1216 | 1844.7693 | 304 | 76 | 0.29033
534 | 360.5379 | 300.2 | 200 | 800 | 0 | 100% | 93.0365 | 84.6211 | 84.8785 | 84.8785 | 1 | 84.6211 | 96.06 | 151.714 | 143.0855 | 143.0855 | 143.0855 | 8.6285 | 151.714 | 50.6302 | 45.0779 | 45.0779 | 45.0779 | 5.5523 | 50.6302 | 0 | 0 | 0 | 0 | 0 | 0 | 0 | 0 | 0 | 164.8742 | 133.5349 | 133.5349 | 133.5349 | 31.3394 | 164.8742 | 1566.0165 | 1566.0165 | 580.8309 | 580.8309 | 604.5323 | 604.5323 | 0 | 0 | 380.6532 | 380.6532 | 347459070.4162 | 1138422043.3579 | 197089972.0767 | 0 | 1682.9711 | 23.4288 | 0 | 0 | 0 | 486.7262 | 79 | 1216 | 1844.7693 | 304 | 76 | 0.30626
535 | 412.0433 | 300.2 | 200 | 800 | 0 | 100% | 94.7489 | 88.1499 | 88.3689 | 88.3689 | 1 | 88.1499 | 96.9373 | 169.0481 | 159.4305 | 159.4305 | 159.4305 | 9.6176 | 169.0481 | 50.6122 | 45.06 | 45.06 | 45.06 | 5.5522 | 50.6122 | 0 | 0 | 0 | 0 | 0 | 0 | 0 | 0 | 0 | 158.3279 | 128.1662 | 128.1662 | 128.1662 | 30.1617 | 158.3279 | 1648.3873 | 1648.3873 | 663.5632 | 663.5632 | 604.3105 | 604.3105 | 0 | 0 | 380.5136 | 380.5136 | 355880939.6895 | 1138453082.3812 | 204007069.1017 | 0 | 1698.3411 | 27.0238 | 0 | 0 | 0 | 556.2585 | 79 | 1216 | 1844.7693 | 304 | 76 | 0.31692
536 | 463.5487 | 300.2 | 200 | 800 | 0 | 100% | 95.8676 | 91.9135 | 92.1242 | 92.1242 | 1 | 91.9135 | 97.529 | 186.4863 | 175.8732 | 175.8732 | 175.8732 | 10.6131 | 186.4863 | 50.5963 | 45.0443 | 45.0443 | 45.0443 | 5.5521 | 50.5963 | 0 | 0 | 0 | 0 | 0 | 0 | 0 | 0 | 0 | 155.0511 | 125.4497 | 125.4497 | 125.4497 | 29.6014 | 155.0511 | 1730.762 | 1730.762 | 746.2626 | 746.2626 | 604.1113 | 604.1113 | 0 | 0 | 380.3881 | 380.3881 | 362498517.7198 | 1138472890.4942 | 207735851.6977 | 0 | 1708.7073 | 30.4559 | 0 | 0 | 0 | 625.7908 | 79 | 1216 | 1844.7693 | 304 | 76 | 0.32266
537 | 515.0541 | 300.2 | 200 | 800 | 0 | 100% | 96.5411 | 95.7647 | 95.9715 | 95.9715 | 1 | 95.7647 | 97.9957 | 204.015 | 192.4011 | 192.4011 | 192.4011 | 11.6139 | 204.015 | 50.5822 | 45.0302 | 45.0302 | 45.0302 | 5.552 | 50.5822 | 0 | 0 | 0 | 0 | 0 | 0 | 0 | 0 | 0 | 152.6516 | 123.4503 | 123.4503 | 123.4503 | 29.2013 | 152.6516 | 1813.14 | 1813.14 | 828.9337 | 828.9337 | 603.9314 | 603.9314 | 0 | 0 | 380.2749 | 380.2749 | 367802593.838 | 1138487894.2227 | 210594538.7941 | 0 | 1716.885 | 33.6322 | 0 | 0 | 0 | 695.3231 | 79 | 1216 | 1844.7693 | 304 | 76 | 0.32707
538 | 566.5595 | 300.2 | 200 | 800 | 0 | 100% | 97.1461 | 99.7309 | 99.9204 | 99.9204 | 1 | 99.7309 | 98.2869 | 221.5971 | 208.9791 | 208.9791 | 208.9791 | 12.618 | 221.5971 | 50.5695 | 45.0176 | 45.0176 | 45.0176 | 5.5519 | 50.5695 | 0 | 0 | 0 | 0 | 0 | 0 | 0 | 0 | 0 | 151.4998 | 122.464 | 122.464 | 122.464 | 29.0358 | 151.4998 | 1895.5208 | 1895.5208 | 911.5806 | 911.5806 | 603.7682 | 603.7682 | 0 | 0 | 380.1721 | 380.1721 | 372201116.3271 | 1138500259.4752 | 211284382.7983 | 0 | 1721.9858 | 36.6232 | 0 | 0 | 0 | 764.8554 | 79 | 1216 | 1844.7693 | 304 | 76 | 0.32813
539 | 618.065 | 300.2 | 200 | 800 | 0 | 100% | 97.4543 | 103.7959 | 103.9814 | 103.9814 | 1 | 103.7959 | 98.4878 | 239.1925 | 225.5694 | 225.5694 | 225.5694 | 13.6231 | 239.1925 | 50.5579 | 45.006 | 45.006 | 45.006 | 5.5519 | 50.5579 | 0 | 0 | 0 | 0 | 0 | 0 | 0 | 0 | 0 | 151.3461 | 122.2889 | 122.2889 | 122.2889 | 29.0572 | 151.3461 | 1977.9041 | 1977.9041 | 994.2064 | 994.2064 | 603.6193 | 603.6193 | 0 | 0 | 380.0783 | 380.0783 | 375886334.0156 | 1138510394.3743 | 211109523.4407 | 0 | 1725.5063 | 39.399 | 0 | 0 | 0 | 834.3877 | 79 | 1216 | 1844.7693 | 304 | 76 | 0.32786
540 | 669.5704 | 300.2 | 200 | 800 | 0 | 100% | 97.6826 | 107.9207 | 108.0956 | 108.0956 | 1 | 107.9207 | 98.6132 | 256.8911 | 242.2569 | 242.2569 | 242.2569 | 14.6342 | 256.8911 | 50.5473 | 44.9955 | 44.9955 | 44.9955 | 5.5518 | 50.5473 | 0 | 0 | 0 | 0 | 0 | 0 | 0 | 0 | 0 | 151.5759 | 122.4318 | 122.4318 | 122.4318 | 29.1441 | 151.5759 | 2060.2895 | 2060.2895 | 1076.8139 | 1076.8139 | 603.4831 | 603.4831 | 0 | 0 | 379.9926 | 379.9926 | 378879690.8445 | 1138518980.7228 | 210305011.4349 | 0 | 1727.7037 | 41.9792 | 0 | 0 | 0 | 903.92 | 79 | 1216 | 1844.7693 | 304 | 76 | 0.32662
541 | 721.0758 | 300.2 | 200 | 800 | 0 | 100% | 97.8539 | 112.0796 | 112.2489 | 112.2489 | 1 | 112.0796 | 98.7065 | 274.6447 | 258.9961 | 258.9961 | 258.9961 | 15.6486 | 274.6447 | 50.5377 | 44.9859 | 44.9859 | 44.9859 | 5.5518 | 50.5377 | 0 | 0 | 0 | 0 | 0 | 0 | 0 | 0 | 0 | 151.9634 | 122.7057 | 122.7057 | 122.7057 | 29.2577 | 151.9634 | 2142.6769 | 2142.6769 | 1159.4052 | 1159.4052 | 603.3579 | 603.3579 | 0 | 0 | 379.9137 | 379.9137 | 381442687.9932 | 1138525424.1388 | 209370582.6417 | 0 | 1729.3387 | 44.3604 | 0 | 0 | 0 | 973.4523 | 79 | 1216 | 1844.7693 | 304 | 76 | 0.32518
542 | 772.5812 | 300.2 | 200 | 800 | 0 | 100% | 97.9909 | 116.2563 | 116.4243 | 116.4243 | 1 | 116.2563 | 98.7804 | 292.4205 | 275.7561 | 275.7561 | 275.7561 | 16.6644 | 292.4205 | 50.5288 | 44.9771 | 44.9771 | 44.9771 | 5.5518 | 50.5288 | 0 | 0 | 0 | 0 | 0 | 0 | 0 | 0 | 0 | 152.3889 | 123.0083 | 123.0083 | 123.0083 | 29.3807 | 152.3889 | 2225.0658 | 2225.0658 | 1241.9822 | 1241.9822 | 603.2425 | 603.2425 | 0 | 0 | 379.8411 | 379.8411 | 383694024.852 | 1138530325.7885 | 208407549.3033 | 0 | 1730.6319 | 46.5603 | 0 | 0 | 0 | 1042.9846 | 79 | 1216 | 1844.7693 | 304 | 76 | 0.3237
543 | 824.0866 | 300.2 | 200 | 800 | 0 | 100% | 98.0708 | 120.4467 | 120.6094 | 120.6094 | 1 | 120.4467 | 98.8307 | 310.1913 | 292.5111 | 292.5111 | 292.5111 | 17.6801 | 310.1913 | 50.5207 | 44.969 | 44.969 | 44.969 | 5.5517 | 50.5207 | 0 | 0 | 0 | 0 | 0 | 0 | 0 | 0 | 0 | 152.843 | 123.334 | 123.334 | 123.334 | 29.5091 | 152.843 | 2307.4563 | 2307.4563 | 1324.5466 | 1324.5466 | 603.1358 | 603.1358 | 0 | 0 | 379.7739 | 379.7739 | 385670041.8249 | 1138533812.9706 | 207309940.4492 | 0 | 1731.5138 | 48.6025 | 0 | 0 | 0 | 1112.5169 | 79 | 1216 | 1844.7693 | 304 | 76 | 0.32201
544 | 875.592 | 300.2 | 200 | 800 | 0 | 100% | 98.1735 | 124.654 | 124.813 | 124.813 | 1 | 124.654 | 98.8754 | 327.98 | 309.2831 | 309.2831 | 309.2831 | 18.6969 | 327.98 | 50.5132 | 44.9615 | 44.9615 | 44.9615 | 5.5517 | 50.5132 | 0 | 0 | 0 | 0 | 0 | 0 | 0 | 0 | 0 | 153.3467 | 123.7028 | 123.7028 | 123.7028 | 29.6439 | 153.3467 | 2389.8481 | 2389.8481 | 1407.0998 | 1407.0998 | 603.0368 | 603.0368 | 0 | 0 | 379.7115 | 379.7115 | 387387792.6252 | 1138535643.9236 | 206372901.8875 | 0 | 1732.2963 | 50.4954 | 0 | 0 | 0 | 1182.0492 | 79 | 1216 | 1844.7693 | 304 | 76 | 0.32057
545 | 927.0974 | 300.2 | 200 | 800 | 0 | 100% | 98.2648 | 128.8733 | 129.0276 | 129.0276 | 1 | 128.8733 | 98.9119 | 345.8136 | 326.0972 | 326.0972 | 326.0972 | 19.7164 | 345.8136 | 50.5062 | 44.9545 | 44.9545 | 44.9545 | 5.5517 | 50.5062 | 0 | 0 | 0 | 0 | 0 | 0 | 0 | 0 | 0 | 153.8351 | 124.0641 | 124.0641 | 124.0641 | 29.771 | 153.8351 | 2472.241 | 2472.241 | 1489.6428 | 1489.6428 | 602.9447 | 602.9447 | 0 | 0 | 379.6535 | 379.6535 | 388865951.1817 | 1138537293.8001 | 205534112.5154 | 0 | 1732.9374 | 52.2564 | 0 | 0 | 0 | 1251.5815 | 79 | 1216 | 1844.7693 | 304 | 76 | 0.31927
546 | 978.6028 | 300.2 | 200 | 800 | 0 | 100% | 98.2991 | 133.0983 | 133.2512 | 133.2512 | 1 | 133.0983 | 98.9452 | 363.6812 | 342.9433 | 342.9433 | 342.9433 | 20.7379 | 363.6812 | 50.4998 | 44.9481 | 44.9481 | 44.9481 | 5.5517 | 50.4998 | 0 | 0 | 0 | 0 | 0 | 0 | 0 | 0 | 0 | 154.2684 | 124.3859 | 124.3859 | 124.3859 | 29.8825 | 154.2684 | 2554.6351 | 2554.6351 | 1572.1768 | 1572.1768 | 602.8588 | 602.8588 | 0 | 0 | 379.5995 | 379.5995 | 390190583.2351 | 1138538793.8981 | 204791057.039 | 0 | 1733.5204 | 53.8967 | 0 | 0 | 0 | 1321.1138 | 79 | 1216 | 1844.7693 | 304 | 76 | 0.31813
547 | 1030.1083 | 300.2 | 200 | 800 | 0 | 100% | 98.3447 | 137.3267 | 137.4843 | 137.4843 | 1 | 137.3267 | 98.9782 | 381.53 | 359.7716 | 359.7716 | 359.7716 | 21.7584 | 381.53 | 50.4937 | 44.942 | 44.942 | 44.942 | 5.5517 | 50.4937 | 0 | 0 | 0 | 0 | 0 | 0 | 0 | 0 | 0 | 154.6785 | 124.6941 | 124.6941 | 124.6941 | 29.9844 | 154.6785 | 2637.03 | 2637.03 | 1654.7026 | 1654.7026 | 602.7785 | 602.7785 | 0 | 0 | 379.5489 | 379.5489 | 391455007.1933 | 1138540116.6341 | 204102977.8336 | 0 | 1734.0981 | 55.4276 | 0 | 0 | 0 | 1390.6462 | 79 | 1216 | 1844.7693 | 304 | 76 | 0.31707
548 | 20.6022 | 353.4 | 200 | 800 | 0 | 100% | 71.1758 | 72.3998 | 72.5103 | 72.5103 | 1 | 72.3998 | 81.5907 | 88.2385 | 83.234 | 83.234 | 83.234 | 5.0045 | 88.2385 | 56.8116 | 50.5977 | 50.5977 | 50.5977 | 6.2139 | 56.8116 | 0 | 0 | 0 | 0 | 0 | 0 | 0 | 0 | 0 | 165.2606 | 134.1031 | 134.1031 | 134.1031 | 31.1574 | 165.2606 | 1128.8229 | 1128.8229 | 33.2881 | 33.2881 | 713.7605 | 713.7605 | 0 | 0 | 381.7743 | 381.7743 | 35295607.7518 | 1197476143.6133 | 196697024.9176 | 0 | 1429.4688 | 9.0589 | 0 | 0 | 0 | 27.8129 | 93 | 1216 | 1844.7693 | 304 | 76 | 0.30566
549 | 51.5054 | 353.4 | 200 | 800 | 0 | 100% | 74.0411 | 73.1026 | 73.23 | 73.23 | 1 | 73.1026 | 84.3937 | 90.5678 | 85.429 | 85.429 | 85.429 | 5.1388 | 90.5678 | 56.7783 | 50.5655 | 50.5655 | 50.5655 | 6.2128 | 56.7783 | 0 | 0 | 0 | 0 | 0 | 0 | 0 | 0 | 0 | 166.6348 | 135.216 | 135.216 | 135.216 | 31.4188 | 166.6348 | 1178.2213 | 1178.2213 | 83.1825 | 83.1825 | 713.4373 | 713.4373 | 0 | 0 | 381.6014 | 381.6014 | 85856969.6654 | 1197702074.1835 | 195018277.1112 | 0 | 1478.5773 | 10.4065 | 0 | 0 | 0 | 69.5323 | 93 | 1216 | 1844.7693 | 304 | 76 | 0.30307
550 | 154.5162 | 353.4 | 200 | 800 | 0 | 100% | 83.9498 | 76.649 | 76.7267 | 76.7267 | 1 | 76.649 | 91.5962 | 101.2287 | 95.4782 | 95.4782 | 95.4782 | 5.7505 | 101.2287 | 56.6942 | 50.4838 | 50.4838 | 50.4838 | 6.2105 | 56.6942 | 0 | 0 | 0 | 0 | 0 | 0 | 0 | 0 | 0 | 180.1155 | 146.0262 | 146.0262 | 146.0262 | 34.0893 | 180.1155 | 1342.9097 | 1342.9097 | 249.2364 | 249.2364 | 712.5477 | 712.5477 | 0 | 0 | 381.1256 | 381.1256 | 228652167.6284 | 1198149722.2446 | 177963554.4061 | 0 | 1604.7654 | 16.1004 | 0 | 0 | 0 | 208.5969 | 93 | 1216 | 1844.7693 | 304 | 76 | 0.2768
551 | 206.0217 | 353.4 | 200 | 800 | 0 | 100% | 88.653 | 79.3167 | 79.4221 | 79.4221 | 1 | 79.3167 | 93.727 | 111.2206 | 104.8995 | 104.8995 | 104.8995 | 6.3211 | 111.2206 | 56.6632 | 50.4533 | 50.4533 | 50.4533 | 6.2099 | 56.6632 | 0 | 0 | 0 | 0 | 0 | 0 | 0 | 0 | 0 | 188.9512 | 153.0388 | 153.0388 | 153.0388 | 35.9124 | 188.9512 | 1425.2661 | 1425.2661 | 332.1469 | 332.1469 | 712.1867 | 712.1867 | 0 | 0 | 380.9325 | 380.9325 | 274555946.0913 | 1198263724.0929 | 169276954.2589 | 0 | 1642.0966 | 19.6454 | 0 | 0 | 0 | 278.1292 | 93 | 1216 | 1844.7693 | 304 | 76 | 0.26341
552 | 257.5271 | 353.4 | 200 | 800 | 0 | 100% | 91.9977 | 82.3948 | 82.5909 | 82.5909 | 1 | 82.3948 | 95.2681 | 127.2445 | 120.0096 | 120.0096 | 120.0096 | 7.2349 | 127.2445 | 56.6372 | 50.4277 | 50.4277 | 50.4277 | 6.2095 | 56.6372 | 0 | 0 | 0 | 0 | 0 | 0 | 0 | 0 | 0 | 185.3197 | 149.9502 | 149.9502 | 149.9502 | 35.3695 | 185.3197 | 1507.6287 | 1507.6287 | 414.998 | 414.998 | 711.8684 | 711.8684 | 0 | 0 | 380.7622 | 380.7622 | 297202774.3737 | 1198331332.0889 | 173562407.1981 | 0 | 1669.0965 | 23.1877 | 0 | 0 | 0 | 347.6615 | 93 | 1216 | 1844.7693 | 304 | 76 | 0.27002
553 | 309.0325 | 353.4 | 200 | 800 | 0 | 100% | 93.8927 | 85.7639 | 85.9997 | 85.9997 | 1 | 85.7639 | 96.4179 | 145.4917 | 137.2162 | 137.2162 | 137.2162 | 8.2755 | 145.4917 | 56.6151 | 50.4059 | 50.4059 | 50.4059 | 6.2093 | 56.6151 | 0 | 0 | 0 | 0 | 0 | 0 | 0 | 0 | 0 | 178.8904 | 144.6368 | 144.6368 | 144.6368 | 34.2536 | 178.8904 | 1589.9964 | 1589.9964 | 497.7998 | 497.7998 | 711.5856 | 711.5856 | 0 | 0 | 380.611 | 380.611 | 310892780.3144 | 1198373139.7282 | 179975590.3558 | 0 | 1689.2415 | 26.6296 | 0 | 0 | 0 | 417.1938 | 93 | 1216 | 1844.7693 | 304 | 76 | 0.2799
554 | 360.5379 | 353.4 | 200 | 800 | 0 | 100% | 95.3539 | 89.2928 | 89.5277 | 89.5277 | 1 | 89.2928 | 97.2997 | 164.3178 | 154.9684 | 154.9684 | 154.9684 | 9.3494 | 164.3178 | 56.5959 | 50.3868 | 50.3868 | 50.3868 | 6.2091 | 56.5959 | 0 | 0 | 0 | 0 | 0 | 0 | 0 | 0 | 0 | 172.9303 | 139.7327 | 139.7327 | 139.7327 | 33.1975 | 172.9303 | 1672.3684 | 1672.3684 | 580.56 | 580.56 | 711.3327 | 711.3327 | 0 | 0 | 380.4757 | 380.4757 | 320555878.4143 | 1198397880.4446 | 185736505.544 | 0 | 1704.6903 | 29.9004 | 0 | 0 | 0 | 486.7262 | 93 | 1216 | 1844.7693 | 304 | 76 | 0.28877
555 | 412.0433 | 353.4 | 200 | 800 | 0 | 100% | 96.3927 | 93.0234 | 93.2314 | 93.2314 | 1 | 93.0234 | 97.8719 | 183.2557 | 172.8256 | 172.8256 | 172.8256 | 10.4301 | 183.2557 | 56.579 | 50.3699 | 50.3699 | 50.3699 | 6.209 | 56.579 | 0 | 0 | 0 | 0 | 0 | 0 | 0 | 0 | 0 | 169.6821 | 137.0257 | 137.0257 | 137.0257 | 32.6564 | 169.6821 | 1754.7441 | 1754.7441 | 663.2849 | 663.2849 | 711.1052 | 711.1052 | 0 | 0 | 380.354 | 380.354 | 328068435.3687 | 1198413816.9787 | 188234302.4612 | 0 | 1714.7166 | 33.0626 | 0 | 0 | 0 | 556.2585 | 93 | 1216 | 1844.7693 | 304 | 76 | 0.29262
556 | 463.5487 | 353.4 | 200 | 800 | 0 | 100% | 96.9749 | 96.9195 | 97.111 | 97.111 | 1 | 96.9195 | 98.2435 | 202.3392 | 190.8198 | 190.8198 | 190.8198 | 11.5194 | 202.3392 | 56.5638 | 50.3549 | 50.3549 | 50.3549 | 6.209 | 56.5638 | 0 | 0 | 0 | 0 | 0 | 0 | 0 | 0 | 0 | 168.3565 | 135.8787 | 135.8787 | 135.8787 | 32.4778 | 168.3565 | 1837.123 | 1837.123 | 745.9796 | 745.9796 | 710.8994 | 710.8994 | 0 | 0 | 380.2439 | 380.2439 | 333864761.6916 | 1198425358.835 | 188935554.2683 | 0 | 1721.2257 | 36.0562 | 0 | 0 | 0 | 625.7908 | 93 | 1216 | 1844.7693 | 304 | 76 | 0.2937
557 | 515.0541 | 353.4 | 200 | 800 | 0 | 100% | 97.4429 | 100.9165 | 101.1089 | 101.1089 | 1 | 100.9165 | 98.5128 | 221.5 | 208.8867 | 208.8867 | 208.8867 | 12.6133 | 221.5 | 56.5502 | 50.3413 | 50.3413 | 50.3413 | 6.2089 | 56.5502 | 0 | 0 | 0 | 0 | 0 | 0 | 0 | 0 | 0 | 167.9921 | 135.518 | 135.518 | 135.518 | 32.4742 | 167.9921 | 1919.5045 | 1919.5045 | 828.6482 | 828.6482 | 710.7124 | 710.7124 | 0 | 0 | 380.1439 | 380.1439 | 338618817.548 | 1198431272.8775 | 188894314.0828 | 0 | 1725.9444 | 38.8396 | 0 | 0 | 0 | 695.3231 | 93 | 1216 | 1844.7693 | 304 | 76 | 0.29364
558 | 566.5595 | 353.4 | 200 | 800 | 0 | 100% | 97.8082 | 104.9783 | 105.166 | 105.166 | 1 | 104.9783 | 98.6974 | 240.6318 | 226.9259 | 226.9259 | 226.9259 | 13.7059 | 240.6318 | 56.5379 | 50.329 | 50.329 | 50.329 | 6.2089 | 56.5379 | 0 | 0 | 0 | 0 | 0 | 0 | 0 | 0 | 0 | 168.2308 | 135.6512 | 135.6512 | 135.6512 | 32.5797 | 168.2308 | 2001.8885 | 2001.8885 | 911.2942 | 911.2942 | 710.5417 | 710.5417 | 0 | 0 | 380.0526 | 380.0526 | 342626754.4724 | 1198435685.376 | 188115444.0815 | 0 | 1729.1779 | 41.4307 | 0 | 0 | 0 | 764.8554 | 93 | 1216 | 1844.7693 | 304 | 76 | 0.29244
559 | 618.065 | 353.4 | 200 | 800 | 0 | 100% | 98.0479 | 109.0906 | 109.2614 | 109.2614 | 1 | 109.0906 | 98.8161 | 259.8244 | 245.0222 | 245.0222 | 245.0222 | 14.8022 | 259.8244 | 56.5267 | 50.3178 | 50.3178 | 50.3178 | 6.2089 | 56.5267 | 0 | 0 | 0 | 0 | 0 | 0 | 0 | 0 | 0 | 168.7697 | 136.0388 | 136.0388 | 136.0388 | 32.7309 | 168.7697 | 2084.2745 | 2084.2745 | 993.9202 | 993.9202 | 710.3853 | 710.3853 | 0 | 0 | 379.9689 | 379.9689 | 345860311.0759 | 1198439446.8741 | 186958518.1936 | 0 | 1731.2583 | 43.8413 | 0 | 0 | 0 | 834.3877 | 93 | 1216 | 1844.7693 | 304 | 76 | 0.29066
560 | 669.5704 | 353.4 | 200 | 800 | 0 | 100% | 98.1963 | 113.2603 | 113.422 | 113.422 | 1 | 113.2603 | 98.886 | 279.1586 | 263.2519 | 263.2519 | 263.2519 | 15.9067 | 279.1586 | 56.5163 | 50.3074 | 50.3074 | 50.3074 | 6.2089 | 56.5163 | 0 | 0 | 0 | 0 | 0 | 0 | 0 | 0 | 0 | 169.6772 | 136.7292 | 136.7292 | 136.7292 | 32.9479 | 169.6772 | 2166.6623 | 2166.6623 | 1076.5289 | 1076.5289 | 710.2414 | 710.2414 | 0 | 0 | 379.892 | 379.892 | 348512454.6843 | 1198442576.4881 | 185528172.7641 | 0 | 1732.4832 | 46.0834 | 0 | 0 | 0 | 903.92 | 93 | 1216 | 1844.7693 | 304 | 76 | 0.28845
561 | 721.0758 | 353.4 | 200 | 800 | 0 | 100% | 98.3333 | 117.454 | 117.613 | 117.613 | 1 | 117.454 | 98.939 | 298.548 | 281.5335 | 281.5335 | 281.5335 | 17.0145 | 298.548 | 56.5068 | 50.2979 | 50.2979 | 50.2979 | 6.2089 | 56.5068 | 0 | 0 | 0 | 0 | 0 | 0 | 0 | 0 | 0 | 170.6337 | 137.4576 | 137.4576 | 137.4576 | 33.1761 | 170.6337 | 2249.0517 | 2249.0517 | 1159.1221 | 1159.1221 | 710.1087 | 710.1087 | 0 | 0 | 379.821 | 379.821 | 350767948.9596 | 1198445255.7181 | 184197529.8681 | 0 | 1733.4107 | 48.1591 | 0 | 0 | 0 | 973.4523 | 93 | 1216 | 1844.7693 | 304 | 76 | 0.2864
562 | 772.5812 | 353.4 | 200 | 800 | 0 | 100% | 98.4247 | 121.6624 | 121.8235 | 121.8235 | 1 | 121.6624 | 98.9793 | 317.9484 | 299.8253 | 299.8253 | 299.8253 | 18.1231 | 317.9484 | 56.498 | 50.2891 | 50.2891 | 50.2891 | 6.2088 | 56.498 | 0 | 0 | 0 | 0 | 0 | 0 | 0 | 0 | 0 | 171.5867 | 138.1831 | 138.1831 | 138.1831 | 33.4036 | 171.5867 | 2331.4426 | 2331.4426 | 1241.7016 | 1241.7016 | 709.9858 | 709.9858 | 0 | 0 | 379.7552 | 379.7552 | 352773937.4612 | 1198447582.0621 | 182895353.3923 | 0 | 1734.1169 | 50.0852 | 0 | 0 | 0 | 1042.9846 | 93 | 1216 | 1844.7693 | 304 | 76 | 0.2844
563 | 824.0866 | 353.4 | 200 | 800 | 0 | 100% | 98.4932 | 125.8809 | 126.0434 | 126.0434 | 1 | 125.8809 | 99.0146 | 337.3245 | 318.094 | 318.094 | 318.094 | 19.2304 | 337.3245 | 56.4898 | 50.2809 | 50.2809 | 50.2809 | 6.2088 | 56.4898 | 0 | 0 | 0 | 0 | 0 | 0 | 0 | 0 | 0 | 172.5206 | 138.9 | 138.9 | 138.9 | 33.6207 | 172.5206 | 2413.8347 | 2413.8347 | 1324.2688 | 1324.2688 | 709.8717 | 709.8717 | 0 | 0 | 379.6942 | 379.6942 | 354551823.8653 | 1198449850.1746 | 181733913.6225 | 0 | 1734.7356 | 51.8742 | 0 | 0 | 0 | 1112.5169 | 93 | 1216 | 1844.7693 | 304 | 76 | 0.28261
564 | 875.592 | 353.4 | 200 | 800 | 0 | 100% | 98.5274 | 130.1027 | 130.2612 | 130.2612 | 1 | 130.1027 | 99.044 | 356.7226 | 336.3834 | 336.3834 | 336.3834 | 20.3392 | 356.7226 | 56.4821 | 50.2733 | 50.2733 | 50.2733 | 6.2088 | 56.4821 | 0 | 0 | 0 | 0 | 0 | 0 | 0 | 0 | 0 | 173.3343 | 139.5204 | 139.5204 | 139.5204 | 33.8139 | 173.3343 | 2496.228 | 2496.228 | 1406.8251 | 1406.8251 | 709.7655 | 709.7655 | 0 | 0 | 379.6374 | 379.6374 | 356069499.5963 | 1198451672.3016 | 180728948.3309 | 0 | 1735.2501 | 53.5407 | 0 | 0 | 0 | 1182.0492 | 93 | 1216 | 1844.7693 | 304 | 76 | 0.28106
565 | 927.0974 | 353.4 | 200 | 800 | 0 | 100% | 98.5731 | 134.3277 | 134.483 | 134.483 | 1 | 134.3277 | 99.0712 | 376.1779 | 354.7267 | 354.7267 | 354.7267 | 21.4513 | 376.1779 | 56.4751 | 50.2662 | 50.2662 | 50.2662 | 6.2088 | 56.4751 | 0 | 0 | 0 | 0 | 0 | 0 | 0 | 0 | 0 | 174.0178 | 140.036 | 140.036 | 140.036 | 33.9819 | 174.0178 | 2578.6223 | 2578.6223 | 1489.3715 | 1489.3715 | 709.6664 | 709.6664 | 0 | 0 | 379.5844 | 379.5844 | 357379144.9556 | 1198452735.9217 | 179895901.9182 | 0 | 1735.7278 | 55.096 | 0 | 0 | 0 | 1251.5815 | 93 | 1216 | 1844.7693 | 304 | 76 | 0.27977
566 | 978.6028 | 353.4 | 200 | 800 | 0 | 100% | 98.5959 | 138.5578 | 138.7134 | 138.7134 | 1 | 138.5578 | 99.0971 | 395.6684 | 373.1029 | 373.1029 | 373.1029 | 22.5655 | 395.6684 | 56.4684 | 50.2596 | 50.2596 | 50.2596 | 6.2088 | 56.4684 | 0 | 0 | 0 | 0 | 0 | 0 | 0 | 0 | 0 | 174.6227 | 140.4959 | 140.4959 | 140.4959 | 34.1268 | 174.6227 | 2661.0175 | 2661.0175 | 1571.9091 | 1571.9091 | 709.5737 | 709.5737 | 0 | 0 | 379.5348 | 379.5348 | 358556590.3422 | 1198453606.0859 | 179170738.6623 | 0 | 1736.1809 | 56.5504 | 0 | 0 | 0 | 1321.1138 | 93 | 1216 | 1844.7693 | 304 | 76 | 0.27866
567 | 1030.1083 | 353.4 | 200 | 800 | 0 | 100% | 98.6073 | 142.7898 | 142.9493 | 142.9493 | 1 | 142.7898 | 99.1229 | 415.1438 | 391.4649 | 391.4649 | 391.4649 | 23.6789 | 415.1438 | 56.4623 | 50.2534 | 50.2534 | 50.2534 | 6.2088 | 56.4623 | 0 | 0 | 0 | 0 | 0 | 0 | 0 | 0 | 0 | 175.1751 | 140.9197 | 140.9197 | 140.9197 | 34.2553 | 175.1751 | 2743.4136 | 2743.4136 | 1654.4385 | 1654.4385 | 709.4868 | 709.4868 | 0 | 0 | 379.4883 | 379.4883 | 359661508.0682 | 1198454194.0982 | 178517989.7882 | 0 | 1736.6337 | 57.9129 | 0 | 0 | 0 | 1390.6462 | 93 | 1216 | 1844.7693 | 304 | 76 | 0.27765
568 | 20.6022 | 402.8 | 200 | 800 | 0 | 100% | 77.968 | 75.1018 | 75.2165 | 75.2165 | 1 | 75.1018 | 85.8154 | 93.3248 | 88.0275 | 88.0275 | 88.0275 | 5.2973 | 93.3248 | 62.5049 | 55.663 | 55.663 | 55.663 | 6.8419 | 62.5049 | 0 | 0 | 0 | 0 | 0 | 0 | 0 | 0 | 0 | 140.9438 | 114.2984 | 114.2984 | 114.2984 | 26.6454 | 140.9438 | 1227.5335 | 1227.5335 | 33.2593 | 33.2593 | 812.83 | 812.83 | 0 | 0 | 381.4441 | 381.4441 | 33348560.0232 | 1239589081.7938 | 230547527.0221 | 0 | 1503.4852 | 15.7387 | 0 | 0 | 0 | 27.8129 | 106 | 1216 | 1844.7693 | 304 | 76 | 0.35781
569 | 51.5054 | 402.8 | 200 | 800 | 0 | 100% | 80.6735 | 76.1319 | 76.2574 | 76.2574 | 1 | 76.1319 | 88.0606 | 95.7336 | 90.2976 | 90.2976 | 90.2976 | 5.436 | 95.7336 | 62.4761 | 55.6351 | 55.6351 | 55.6351 | 6.8411 | 62.4761 | 0 | 0 | 0 | 0 | 0 | 0 | 0 | 0 | 0 | 146.1241 | 118.4751 | 118.4751 | 118.4751 | 27.6491 | 146.1241 | 1276.9397 | 1276.9397 | 83.1168 | 83.1168 | 812.5228 | 812.5228 | 0 | 0 | 381.3 | 381.3 | 81157579.2978 | 1239746601.2441 | 221916798.1388 | 0 | 1542.821 | 17.2096 | 0 | 0 | 0 | 69.5323 | 106 | 1216 | 1844.7693 | 304 | 76 | 0.34451
570 | 154.5162 | 402.8 | 200 | 800 | 0 | 100% | 87.9909 | 80.6974 | 80.7583 | 80.7583 | 1 | 80.6974 | 93.5169 | 107.3588 | 101.2567 | 101.2567 | 101.2567 | 6.1022 | 107.3588 | 62.4019 | 55.5626 | 55.5626 | 55.5626 | 6.8394 | 62.4019 | 0 | 0 | 0 | 0 | 0 | 0 | 0 | 0 | 0 | 173.8379 | 140.745 | 140.745 | 140.745 | 33.0929 | 173.8379 | 1441.6478 | 1441.6478 | 249.0869 | 249.0869 | 811.664 | 811.664 | 0 | 0 | 380.8969 | 380.8969 | 215350468.0006 | 1240055060.8104 | 183010372.2964 | 0 | 1638.4159 | 23.018 | 0 | 0 | 0 | 208.5969 | 106 | 1216 | 1844.7693 | 304 | 76 | 0.28457
571 | 206.0217 | 402.8 | 200 | 800 | 0 | 100% | 91.3927 | 83.6387 | 83.7604 | 83.7604 | 1 | 83.6387 | 95.1928 | 118.2263 | 111.5037 | 111.5037 | 111.5037 | 6.7226 | 118.2263 | 62.3738 | 55.5348 | 55.5348 | 55.5348 | 6.8389 | 62.3738 | 0 | 0 | 0 | 0 | 0 | 0 | 0 | 0 | 0 | 187.7094 | 151.8026 | 151.8026 | 151.8026 | 35.9068 | 187.7094 | 1524.0115 | 1524.0115 | 331.971 | 331.971 | 811.3098 | 811.3098 | 0 | 0 | 380.7307 | 380.7307 | 258066782.6695 | 1240130755.0258 | 169580079.4662 | 0 | 1667.7776 | 26.1964 | 0 | 0 | 0 | 278.1292 | 106 | 1216 | 1844.7693 | 304 | 76 | 0.26388
572 | 257.5271 | 402.8 | 200 | 800 | 0 | 100% | 93.9041 | 86.9088 | 87.1084 | 87.1084 | 1 | 86.9088 | 96.3852 | 135.4657 | 127.7599 | 127.7599 | 127.7599 | 7.7057 | 135.4657 | 62.3498 | 55.5111 | 55.5111 | 55.5111 | 6.8387 | 62.3498 | 0 | 0 | 0 | 0 | 0 | 0 | 0 | 0 | 0 | 188.6781 | 152.4241 | 152.4241 | 152.4241 | 36.254 | 188.6781 | 1606.3801 | 1606.3801 | 414.8025 | 414.8025 | 810.9947 | 810.9947 | 0 | 0 | 380.5829 | 380.5829 | 279032522.6605 | 1240177324.4296 | 169458083.6368 | 0 | 1688.6679 | 29.335 | 0 | 0 | 0 | 347.6615 | 106 | 1216 | 1844.7693 | 304 | 76 | 0.26369
573 | 309.0325 | 402.8 | 200 | 800 | 0 | 100% | 95.3425 | 90.4076 | 90.6279 | 90.6279 | 1 | 90.4076 | 97.2787 | 155.0203 | 146.1993 | 146.1993 | 146.1993 | 8.8209 | 155.0203 | 62.3289 | 55.4904 | 55.4904 | 55.4904 | 6.8385 | 62.3289 | 0 | 0 | 0 | 0 | 0 | 0 | 0 | 0 | 0 | 185.2217 | 149.5242 | 149.5242 | 149.5242 | 35.6975 | 185.2217 | 1688.7529 | 1688.7529 | 497.5899 | 497.5899 | 810.7126 | 810.7126 | 0 | 0 | 380.4505 | 380.4505 | 291568415.985 | 1240207639.5296 | 172546885.2213 | 0 | 1704.3229 | 32.3539 | 0 | 0 | 0 | 417.1938 | 106 | 1216 | 1844.7693 | 304 | 76 | 0.26845
574 | 360.5379 | 402.8 | 200 | 800 | 0 | 100% | 96.3584 | 94.0961 | 94.2986 | 94.2986 | 1 | 94.0961 | 97.8831 | 175.2575 | 165.2821 | 165.2821 | 165.2821 | 9.9754 | 175.2575 | 62.3104 | 55.472 | 55.472 | 55.472 | 6.8384 | 62.3104 | 0 | 0 | 0 | 0 | 0 | 0 | 0 | 0 | 0 | 182.3881 | 147.1269 | 147.1269 | 147.1269 | 35.2612 | 182.3881 | 1771.1293 | 1771.1293 | 580.3396 | 580.3396 | 810.4585 | 810.4585 | 0 | 0 | 380.3312 | 380.3312 | 300375497.9285 | 1240229453.5498 | 174307387.5255 | 0 | 1714.9123 | 35.2697 | 0 | 0 | 0 | 486.7262 | 106 | 1216 | 1844.7693 | 304 | 76 | 0.27116
575 | 412.0433 | 402.8 | 200 | 800 | 0 | 100% | 97.089 | 97.9593 | 98.1494 | 98.1494 | 1 | 97.9593 | 98.2824 | 195.6226 | 184.485 | 184.485 | 184.485 | 11.1376 | 195.6226 | 62.2939 | 55.4556 | 55.4556 | 55.4556 | 6.8383 | 62.2939 | 0 | 0 | 0 | 0 | 0 | 0 | 0 | 0 | 0 | 181.411 | 146.2509 | 146.2509 | 146.2509 | 35.1601 | 181.411 | 1853.5087 | 1853.5087 | 663.057 | 663.057 | 810.2284 | 810.2284 | 0 | 0 | 380.2233 | 380.2233 | 307150533.8866 | 1240240489.2483 | 174516737.7397 | 0 | 1721.9078 | 38.0494 | 0 | 0 | 0 | 556.2585 | 106 | 1216 | 1844.7693 | 304 | 76 | 0.27149
576 | 463.5487 | 402.8 | 200 | 800 | 0 | 100% | 97.6256 | 101.9196 | 102.1017 | 102.1017 | 1 | 101.9196 | 98.5702 | 216.1045 | 203.7978 | 203.7978 | 203.7978 | 12.3067 | 216.1045 | 62.2792 | 55.4409 | 55.4409 | 55.4409 | 6.8382 | 62.2792 | 0 | 0 | 0 | 0 | 0 | 0 | 0 | 0 | 0 | 181.1179 | 145.9427 | 145.9427 | 145.9427 | 35.1752 | 181.1179 | 1935.8908 | 1935.8908 | 745.7465 | 745.7465 | 810.0192 | 810.0192 | 0 | 0 | 380.1251 | 380.1251 | 312476342.2022 | 1240248397.3887 | 174225040.0203 | 0 | 1726.9498 | 40.6498 | 0 | 0 | 0 | 625.7908 | 106 | 1216 | 1844.7693 | 304 | 76 | 0.27104
577 | 515.0541 | 402.8 | 200 | 800 | 0 | 100% | 98.0251 | 105.946 | 106.1295 | 106.1295 | 1 | 105.946 | 98.7939 | 236.6066 | 223.1294 | 223.1294 | 223.1294 | 13.4772 | 236.6066 | 62.2658 | 55.4275 | 55.4275 | 55.4275 | 6.8382 | 62.2658 | 0 | 0 | 0 | 0 | 0 | 0 | 0 | 0 | 0 | 181.2758 | 146.0168 | 146.0168 | 146.0168 | 35.2591 | 181.2758 | 2018.2751 | 2018.2751 | 828.4117 | 828.4117 | 809.8281 | 809.8281 | 0 | 0 | 380.0354 | 380.0354 | 316899584.7038 | 1240254396.9241 | 173715652.323 | 0 | 1730.8696 | 43.0651 | 0 | 0 | 0 | 695.3231 | 106 | 1216 | 1844.7693 | 304 | 76 | 0.27025
578 | 566.5595 | 402.8 | 200 | 800 | 0 | 100% | 98.2648 | 110.0482 | 110.2186 | 110.2186 | 1 | 110.0482 | 98.9157 | 257.099 | 242.4515 | 242.4515 | 242.4515 | 14.6475 | 257.099 | 62.2535 | 55.4153 | 55.4153 | 55.4153 | 6.8382 | 62.2535 | 0 | 0 | 0 | 0 | 0 | 0 | 0 | 0 | 0 | 182.2639 | 146.7576 | 146.7576 | 146.7576 | 35.5062 | 182.2639 | 2100.6615 | 2100.6615 | 911.0556 | 911.0556 | 809.6528 | 809.6528 | 0 | 0 | 379.9531 | 379.9531 | 320563996.1642 | 1240259346.1546 | 172178982.3416 | 0 | 1733.0023 | 45.3408 | 0 | 0 | 0 | 764.8554 | 106 | 1216 | 1844.7693 | 304 | 76 | 0.26789
579 | 618.065 | 402.8 | 200 | 800 | 0 | 100% | 98.4132 | 114.2025 | 114.3554 | 114.3554 | 1 | 114.2025 | 98.9838 | 277.6838 | 261.8606 | 261.8606 | 261.8606 | 15.8232 | 277.6838 | 62.2423 | 55.4041 | 55.4041 | 55.4041 | 6.8382 | 62.2423 | 0 | 0 | 0 | 0 | 0 | 0 | 0 | 0 | 0 | 183.5747 | 147.7646 | 147.7646 | 147.7646 | 35.8102 | 183.5747 | 2183.0497 | 2183.0497 | 993.6808 | 993.6808 | 809.4914 | 809.4914 | 0 | 0 | 379.8774 | 379.8774 | 323499769.773 | 1240262663.229 | 170432886.959 | 0 | 1734.1953 | 47.4658 | 0 | 0 | 0 | 834.3877 | 106 | 1216 | 1844.7693 | 304 | 76 | 0.2652
580 | 669.5704 | 402.8 | 200 | 800 | 0 | 100% | 98.5046 | 118.4055 | 118.5546 | 118.5546 | 1 | 118.4055 | 99.0244 | 298.4183 | 281.4107 | 281.4107 | 281.4107 | 17.0077 | 298.4183 | 62.2319 | 55.3938 | 55.3938 | 55.3938 | 6.8381 | 62.2319 | 0 | 0 | 0 | 0 | 0 | 0 | 0 | 0 | 0 | 185.1397 | 148.983 | 148.983 | 148.983 | 36.1567 | 185.1397 | 2265.4394 | 2265.4394 | 1076.2894 | 1076.2894 | 809.3425 | 809.3425 | 0 | 0 | 379.8075 | 379.8075 | 325914345.7463 | 1240265151.6587 | 168728715.0034 | 0 | 1734.9082 | 49.4433 | 0 | 0 | 0 | 903.92 | 106 | 1216 | 1844.7693 | 304 | 76 | 0.26257
581 | 721.0758 | 402.8 | 200 | 800 | 0 | 100% | 98.5731 | 122.6223 | 122.7738 | 122.7738 | 1 | 122.6223 | 99.0605 | 319.2117 | 301.016 | 301.016 | 301.016 | 18.1957 | 319.2117 | 62.2224 | 55.3842 | 55.3842 | 55.3842 | 6.8381 | 62.2224 | 0 | 0 | 0 | 0 | 0 | 0 | 0 | 0 | 0 | 186.5811 | 150.1029 | 150.1029 | 150.1029 | 36.4783 | 186.5811 | 2347.8305 | 2347.8305 | 1158.8833 | 1158.8833 | 809.2045 | 809.2045 | 0 | 0 | 379.7427 | 379.7427 | 327962962.0499 | 1240267183.5195 | 167309651.6437 | 0 | 1735.5398 | 51.2773 | 0 | 0 | 0 | 973.4523 | 106 | 1216 | 1844.7693 | 304 | 76 | 0.26038
582 | 772.5812 | 402.8 | 200 | 800 | 0 | 100% | 98.6187 | 126.842 | 126.9999 | 126.9999 | 1 | 126.842 | 99.093 | 340.0021 | 320.6185 | 320.6185 | 320.6185 | 19.3836 | 340.0021 | 62.2135 | 55.3754 | 55.3754 | 55.3754 | 6.8381 | 62.2135 | 0 | 0 | 0 | 0 | 0 | 0 | 0 | 0 | 0 | 187.8442 | 151.0798 | 151.0798 | 151.0798 | 36.7643 | 187.8442 | 2430.2229 | 2430.2229 | 1241.464 | 1241.464 | 809.0763 | 809.0763 | 0 | 0 | 379.6826 | 379.6826 | 329811761.4555 | 1240269023.592 | 166029198.3221 | 0 | 1736.11 | 52.9831 | 0 | 0 | 0 | 1042.9846 | 106 | 1216 | 1844.7693 | 304 | 76 | 0.25841
583 | 824.0866 | 402.8 | 200 | 800 | 0 | 100% | 98.6644 | 131.0625 | 131.2215 | 131.2215 | 1 | 131.0625 | 99.123 | 360.7671 | 340.1968 | 340.1968 | 340.1968 | 20.5703 | 360.7671 | 62.2053 | 55.3671 | 55.3671 | 55.3671 | 6.8381 | 62.2053 | 0 | 0 | 0 | 0 | 0 | 0 | 0 | 0 | 0 | 188.9566 | 151.9354 | 151.9354 | 151.9354 | 37.0212 | 188.9566 | 2512.6164 | 2512.6164 | 1324.0329 | 1324.0329 | 808.9569 | 808.9569 | 0 | 0 | 379.6266 | 379.6266 | 331419143.8996 | 1240270818.883 | 164944300.5922 | 0 | 1736.6343 | 54.5734 | 0 | 0 | 0 | 1112.5169 | 106 | 1216 | 1844.7693 | 304 | 76 | 0.25674
584 | 875.592 | 402.8 | 200 | 800 | 0 | 100% | 98.6758 | 135.2848 | 135.4414 | 135.4414 | 1 | 135.2848 | 99.1507 | 381.5852 | 359.825 | 359.825 | 359.825 | 21.7602 | 381.5852 | 62.1975 | 55.3594 | 55.3594 | 55.3594 | 6.8381 | 62.1975 | 0 | 0 | 0 | 0 | 0 | 0 | 0 | 0 | 0 | 189.8783 | 152.64 | 152.64 | 152.64 | 37.2383 | 189.8783 | 2595.0109 | 2595.0109 | 1406.5912 | 1406.5912 | 808.8455 | 808.8455 | 0 | 0 | 379.5743 | 379.5743 | 332776508.963 | 1240272494.5276 | 164071661.1127 | 0 | 1737.1207 | 56.0597 | 0 | 0 | 0 | 1182.0492 | 106 | 1216 | 1844.7693 | 304 | 76 | 0.2554
585 | 927.0974 | 402.8 | 200 | 800 | 0 | 100% | 98.7329 | 139.5097 | 139.6651 | 139.6651 | 1 | 139.5097 | 99.177 | 402.4606 | 379.5072 | 379.5072 | 379.5072 | 22.9534 | 402.4606 | 62.1903 | 55.3522 | 55.3522 | 55.3522 | 6.8381 | 62.1903 | 0 | 0 | 0 | 0 | 0 | 0 | 0 | 0 | 0 | 190.638 | 153.22 | 153.22 | 153.22 | 37.4179 | 190.638 | 2677.4063 | 2677.4063 | 1489.1398 | 1489.1398 | 808.7412 | 808.7412 | 0 | 0 | 379.5253 | 379.5253 | 333962474.8015 | 1240274146.5285 | 163344083.7197 | 0 | 1737.5807 | 57.4519 | 0 | 0 | 0 | 1251.5815 | 106 | 1216 | 1844.7693 | 304 | 76 | 0.25427
586 | 978.6028 | 402.8 | 200 | 800 | 0 | 100% | 98.7443 | 143.7382 | 143.8955 | 143.8955 | 1 | 143.7382 | 99.2023 | 423.3597 | 399.2116 | 399.2116 | 399.2116 | 24.1481 | 423.3597 | 62.1836 | 55.3455 | 55.3455 | 55.3455 | 6.8381 | 62.1836 | 0 | 0 | 0 | 0 | 0 | 0 | 0 | 0 | 0 | 191.3068 | 153.7357 | 153.7357 | 153.7357 | 37.5711 | 191.3068 | 2759.8026 | 2759.8026 | 1571.6797 | 1571.6797 | 808.6434 | 808.6434 | 0 | 0 | 379.4794 | 379.4794 | 335037475.0448 | 1240275548.0619 | 162711745.4284 | 0 | 1738.0248 | 58.7584 | 0 | 0 | 0 | 1321.1138 | 106 | 1216 | 1844.7693 | 304 | 76 | 0.2533
587 | 1030.1083 | 402.8 | 200 | 800 | 0 | 100% | 98.7671 | 147.9664 | 148.125 | 148.125 | 1 | 147.9664 | 99.227 | 444.2479 | 418.9056 | 418.9056 | 418.9056 | 25.3422 | 444.2479 | 62.1772 | 55.3391 | 55.3391 | 55.3391 | 6.8381 | 62.1772 | 0 | 0 | 0 | 0 | 0 | 0 | 0 | 0 | 0 | 191.8891 | 154.1835 | 154.1835 | 154.1835 | 37.7056 | 191.8891 | 2842.1995 | 2842.1995 | 1654.2117 | 1654.2117 | 808.5515 | 808.5515 | 0 | 0 | 379.4363 | 379.4363 | 336015925.9781 | 1240276550.3558 | 162164851.3461 | 0 | 1738.4573 | 59.9864 | 0 | 0 | 0 | 1390.6462 | 106 | 1216 | 1844.7693 | 304 | 76 | 0.25246
588 | 20.6022 | 452.2 | 200 | 800 | 0 | 100% | 82.5799 | 78.8273 | 78.9514 | 78.9514 | 1 | 78.8273 | 88.5669 | 98.1023 | 92.53 | 92.53 | 92.53 | 5.5723 | 98.1023 | 68.254 | 60.778 | 60.778 | 60.778 | 7.476 | 68.254 | 0 | 0 | 0 | 0 | 0 | 0 | 0 | 0 | 0 | 131.7747 | 106.7664 | 106.7664 | 106.7664 | 25.0083 | 131.7747 | 1326.2587 | 1326.2587 | 33.2352 | 33.2352 | 911.8557 | 911.8557 | 0 | 0 | 381.1678 | 381.1678 | 31699828.3126 | 1273570722.2232 | 246420910.514 | 0 | 1551.6915 | 22.3714 | 0 | 0 | 0 | 27.8129 | 119 | 1216 | 1844.7693 | 304 | 76 | 0.38226
589 | 51.5054 | 452.2 | 200 | 800 | 0 | 100% | 84.9087 | 80.0688 | 80.1953 | 80.1953 | 1 | 80.0688 | 90.3941 | 100.5498 | 94.8367 | 94.8367 | 94.8367 | 5.713 | 100.5498 | 68.2282 | 60.7529 | 60.7529 | 60.7529 | 7.4753 | 68.2282 | 0 | 0 | 0 | 0 | 0 | 0 | 0 | 0 | 0 | 138.9216 | 112.5188 | 112.5188 | 112.5188 | 26.4028 | 138.9216 | 1375.6708 | 1375.6708 | 83.0614 | 83.0614 | 911.5637 | 911.5637 | 0 | 0 | 381.0457 | 381.0457 | 77227193.3337 | 1273693882.7428 | 232783613.4838 | 0 | 1583.7047 | 23.8082 | 0 | 0 | 0 | 69.5323 | 119 | 1216 | 1844.7693 | 304 | 76 | 0.36125
590 | 154.5162 | 452.2 | 200 | 800 | 0 | 100% | 90.2169 | 85.2074 | 85.2716 | 85.2716 | 1 | 85.2074 | 94.7745 | 113.1955 | 106.7585 | 106.7585 | 106.7585 | 6.4371 | 113.1955 | 68.1606 | 60.6866 | 60.6866 | 60.6866 | 7.474 | 68.1606 | 0 | 0 | 0 | 0 | 0 | 0 | 0 | 0 | 0 | 173.523 | 140.3134 | 140.3134 | 140.3134 | 33.2095 | 173.523 | 1540.3945 | 1540.3945 | 248.9581 | 248.9581 | 910.7364 | 910.7364 | 0 | 0 | 380.7 | 380.7 | 204096324.1535 | 1273929397.4709 | 182422938.5001 | 0 | 1660.4487 | 29.1812 | 0 | 0 | 0 | 208.5969 | 119 | 1216 | 1844.7693 | 304 | 76 | 0.28367
591 | 206.0217 | 452.2 | 200 | 800 | 0 | 100% | 93.2877 | 88.2803 | 88.3875 | 88.3875 | 1 | 88.2803 | 96.1659 | 124.9071 | 117.8015 | 117.8015 | 117.8015 | 7.1056 | 124.9071 | 68.1343 | 60.6607 | 60.6607 | 60.6607 | 7.4736 | 68.1343 | 0 | 0 | 0 | 0 | 0 | 0 | 0 | 0 | 0 | 189.6707 | 153.1952 | 153.1952 | 153.1952 | 36.4755 | 189.6707 | 1622.764 | 1622.764 | 331.8181 | 331.8181 | 910.3906 | 910.3906 | 0 | 0 | 380.5554 | 380.5554 | 244098272.5071 | 1273988766.7845 | 166740086.4817 | 0 | 1684.8271 | 31.9661 | 0 | 0 | 0 | 278.1292 | 119 | 1216 | 1844.7693 | 304 | 76 | 0.25951
592 | 257.5271 | 452.2 | 200 | 800 | 0 | 100% | 95.2511 | 91.6809 | 91.8439 | 91.8439 | 1 | 91.6809 | 97.1094 | 143.2407 | 135.0895 | 135.0895 | 135.0895 | 8.1512 | 143.2407 | 68.1117 | 60.6383 | 60.6383 | 60.6383 | 7.4734 | 68.1117 | 0 | 0 | 0 | 0 | 0 | 0 | 0 | 0 | 0 | 193.8104 | 156.3741 | 156.3741 | 156.3741 | 37.4363 | 193.8104 | 1705.1376 | 1705.1376 | 414.6313 | 414.6313 | 910.0805 | 910.0805 | 0 | 0 | 380.4258 | 380.4258 | 263758064.9581 | 1274024486.3018 | 163574607.463 | 0 | 1701.3572 | 34.7319 | 0 | 0 | 0 | 347.6615 | 119 | 1216 | 1844.7693 | 304 | 76 | 0.25463
593 | 309.0325 | 452.2 | 200 | 800 | 0 | 100% | 96.1986 | 95.3336 | 95.5281 | 95.5281 | 1 | 95.3336 | 97.7672 | 164.1129 | 154.7713 | 154.7713 | 154.7713 | 9.3416 | 164.1129 | 68.0917 | 60.6185 | 60.6185 | 60.6185 | 7.4733 | 68.0917 | 0 | 0 | 0 | 0 | 0 | 0 | 0 | 0 | 0 | 193.8107 | 156.2405 | 156.2405 | 156.2405 | 37.5702 | 193.8107 | 1787.5146 | 1787.5146 | 497.4047 | 497.4047 | 909.8009 | 909.8009 | 0 | 0 | 380.3089 | 380.3089 | 275251717.059 | 1274048066.0762 | 163581216.73 | 0 | 1712.881 | 37.4132 | 0 | 0 | 0 | 417.1938 | 119 | 1216 | 1844.7693 | 304 | 76 | 0.25464
594 | 360.5379 | 452.2 | 200 | 800 | 0 | 100% | 97.089 | 99.1116 | 99.2811 | 99.2811 | 1 | 99.1116 | 98.2289 | 185.6778 | 175.1059 | 175.1059 | 175.1059 | 10.5719 | 185.6778 | 68.074 | 60.6008 | 60.6008 | 60.6008 | 7.4732 | 68.074 | 0 | 0 | 0 | 0 | 0 | 0 | 0 | 0 | 0 | 192.6989 | 155.2422 | 155.2422 | 155.2422 | 37.4567 | 192.6989 | 1869.8946 | 1869.8946 | 580.144 | 580.144 | 909.5476 | 909.5476 | 0 | 0 | 380.203 | 380.203 | 283375597.9238 | 1274059995.4525 | 163534665.8935 | 0 | 1720.9703 | 39.9719 | 0 | 0 | 0 | 486.7262 | 119 | 1216 | 1844.7693 | 304 | 76 | 0.25457
595 | 412.0433 | 452.2 | 200 | 800 | 0 | 100% | 97.637 | 103.0306 | 103.2066 | 103.2066 | 1 | 103.0306 | 98.5653 | 207.3488 | 195.5402 | 195.5402 | 195.5402 | 11.8086 | 207.3488 | 68.058 | 60.5849 | 60.5849 | 60.5849 | 7.4731 | 68.058 | 0 | 0 | 0 | 0 | 0 | 0 | 0 | 0 | 0 | 192.8049 | 155.2474 | 155.2474 | 155.2474 | 37.5575 | 192.8049 | 1952.2771 | 1952.2771 | 662.8535 | 662.8535 | 909.317 | 909.317 | 0 | 0 | 380.1066 | 380.1066 | 289668800.3055 | 1274074903.7273 | 163119785.8806 | 0 | 1726.8635 | 42.3844 | 0 | 0 | 0 | 556.2585 | 119 | 1216 | 1844.7693 | 304 | 76 | 0.25393
596 | 463.5487 | 452.2 | 200 | 800 | 0 | 100% | 98.1735 | 107.0148 | 107.1915 | 107.1915 | 1 | 107.0148 | 98.8209 | 229.1049 | 216.0545 | 216.0545 | 216.0545 | 13.0505 | 229.1049 | 68.0435 | 60.5704 | 60.5704 | 60.5704 | 7.473 | 68.0435 | 0 | 0 | 0 | 0 | 0 | 0 | 0 | 0 | 0 | 193.0113 | 155.3519 | 155.3519 | 155.3519 | 37.6594 | 193.0113 | 2034.6619 | 2034.6619 | 745.5373 | 745.5373 | 909.1061 | 909.1061 | 0 | 0 | 380.0185 | 380.0185 | 294670933.8904 | 1274082192.9759 | 162589886.3624 | 0 | 1731.343 | 44.6427 | 0 | 0 | 0 | 625.7908 | 119 | 1216 | 1844.7693 | 304 | 76 | 0.25311
597 | 515.0541 | 452.2 | 200 | 800 | 0 | 100% | 98.3904 | 111.0824 | 111.2405 | 111.2405 | 1 | 111.0824 | 98.964 | 250.8729 | 236.5796 | 236.5796 | 236.5796 | 14.2933 | 250.8729 | 68.0303 | 60.5573 | 60.5573 | 60.5573 | 7.473 | 68.0303 | 0 | 0 | 0 | 0 | 0 | 0 | 0 | 0 | 0 | 194.0709 | 156.1482 | 156.1482 | 156.1482 | 37.9227 | 194.0709 | 2117.0487 | 2117.0487 | 828.1985 | 828.1985 | 908.9126 | 908.9126 | 0 | 0 | 379.9376 | 379.9376 | 298780860.3286 | 1274087455.8862 | 160981435.3263 | 0 | 1733.8498 | 46.7825 | 0 | 0 | 0 | 695.3231 | 119 | 1216 | 1844.7693 | 304 | 76 | 0.25063
598 | 566.5595 | 452.2 | 200 | 800 | 0 | 100% | 98.5274 | 115.2335 | 115.3822 | 115.3822 | 1 | 115.2335 | 99.0375 | 272.673 | 257.1348 | 257.1348 | 257.1348 | 15.5382 | 272.673 | 68.0182 | 60.5452 | 60.5452 | 60.5452 | 7.473 | 68.0182 | 0 | 0 | 0 | 0 | 0 | 0 | 0 | 0 | 0 | 196.0704 | 157.7027 | 157.7027 | 157.7027 | 38.3676 | 196.0704 | 2199.4371 | 2199.4371 | 910.8397 | 910.8397 | 908.7344 | 908.7344 | 0 | 0 | 379.8631 | 379.8631 | 302147088.196 | 1274091970.8257 | 158898655.7598 | 0 | 1735.1377 | 48.7949 | 0 | 0 | 0 | 764.8554 | 119 | 1216 | 1844.7693 | 304 | 76 | 0.24743
599 | 618.065 | 452.2 | 200 | 800 | 0 | 100% | 98.6073 | 119.4304 | 119.5755 | 119.5755 | 1 | 119.4304 | 99.0819 | 294.6017 | 277.811 | 277.811 | 277.811 | 16.7907 | 294.6017 | 68.007 | 60.534 | 60.534 | 60.534 | 7.473 | 68.007 | 0 | 0 | 0 | 0 | 0 | 0 | 0 | 0 | 0 | 198.244 | 159.4048 | 159.4048 | 159.4048 | 38.8392 | 198.244 | 2281.8272 | 2281.8272 | 993.4632 | 993.4632 | 908.5697 | 908.5697 | 0 | 0 | 379.7942 | 379.7942 | 304826666.3512 | 1274094923.6781 | 156994050.3608 | 0 | 1735.9156 | 50.6723 | 0 | 0 | 0 | 834.3877 | 119 | 1216 | 1844.7693 | 304 | 76 | 0.24449
600 | 669.5704 | 452.2 | 200 | 800 | 0 | 100% | 98.6872 | 123.6421 | 123.791 | 123.791 | 1 | 123.6421 | 99.1203 | 316.6682 | 298.617 | 298.617 | 298.617 | 18.0512 | 316.6682 | 67.9967 | 60.5238 | 60.5238 | 60.5238 | 7.4729 | 67.9967 | 0 | 0 | 0 | 0 | 0 | 0 | 0 | 0 | 0 | 200.1249 | 160.8732 | 160.8732 | 160.8732 | 39.2517 | 200.1249 | 2364.2186 | 2364.2186 | 1076.071 | 1076.071 | 908.4171 | 908.4171 | 0 | 0 | 379.7304 | 379.7304 | 307042100.2182 | 1274097057.3679 | 155448608.376 | 0 | 1736.5878 | 52.4177 | 0 | 0 | 0 | 903.92 | 119 | 1216 | 1844.7693 | 304 | 76 | 0.24211
601 | 721.0758 | 452.2 | 200 | 800 | 0 | 100% | 98.7557 | 127.8562 | 128.0085 | 128.0085 | 1 | 127.8562 | 99.1535 | 338.7885 | 319.4735 | 319.4735 | 319.4735 | 19.315 | 338.7885 | 67.9872 | 60.5142 | 60.5142 | 60.5142 | 7.4729 | 67.9872 | 0 | 0 | 0 | 0 | 0 | 0 | 0 | 0 | 0 | 201.6753 | 162.0775 | 162.0775 | 162.0775 | 39.5978 | 201.6753 | 2446.6112 | 2446.6112 | 1158.6648 | 1158.6648 | 908.2752 | 908.2752 | 0 | 0 | 379.6711 | 379.6711 | 308942619.7658 | 1274098564.1849 | 154127686.7885 | 0 | 1737.1689 | 54.0444 | 0 | 0 | 0 | 973.4523 | 119 | 1216 | 1844.7693 | 304 | 76 | 0.24007
602 | 772.5812 | 452.2 | 200 | 800 | 0 | 100% | 98.7785 | 132.0729 | 132.2288 | 132.2288 | 1 | 132.0729 | 99.1828 | 360.8954 | 340.3172 | 340.3172 | 340.3172 | 20.5782 | 360.8954 | 67.9783 | 60.5054 | 60.5054 | 60.5054 | 7.4729 | 67.9783 | 0 | 0 | 0 | 0 | 0 | 0 | 0 | 0 | 0 | 203.0366 | 163.1314 | 163.1314 | 163.1314 | 39.9052 | 203.0366 | 2529.0049 | 2529.0049 | 1241.2459 | 1241.2459 | 908.1431 | 908.1431 | 0 | 0 | 379.6159 | 379.6159 | 310634215.147 | 1274100071.0019 | 152948671.1782 | 0 | 1737.683 | 55.5642 | 0 | 0 | 0 | 1042.9846 | 119 | 1216 | 1844.7693 | 304 | 76 | 0.23826
603 | 824.0866 | 452.2 | 200 | 800 | 0 | 100% | 98.8014 | 136.2944 | 136.4507 | 136.4507 | 1 | 136.2944 | 99.2097 | 383.0146 | 361.1724 | 361.1724 | 361.1724 | 21.8422 | 383.0146 | 67.97 | 60.4971 | 60.4971 | 60.4971 | 7.4729 | 67.97 | 0 | 0 | 0 | 0 | 0 | 0 | 0 | 0 | 0 | 204.2509 | 164.0712 | 164.0712 | 164.0712 | 40.1797 | 204.2509 | 2611.3995 | 2611.3995 | 1323.8157 | 1323.8157 | 908.0196 | 908.0196 | 0 | 0 | 379.5643 | 379.5643 | 312079790.3887 | 1274101418.0143 | 151971983.655 | 0 | 1738.1532 | 56.987 | 0 | 0 | 0 | 1112.5169 | 119 | 1216 | 1844.7693 | 304 | 76 | 0.23675
604 | 875.592 | 452.2 | 200 | 800 | 0 | 100% | 98.8242 | 140.5169 | 140.6737 | 140.6737 | 1 | 140.5169 | 99.2361 | 405.1769 | 382.0681 | 382.0681 | 382.0681 | 23.1089 | 405.1769 | 67.9622 | 60.4893 | 60.4893 | 60.4893 | 7.4729 | 67.9622 | 0 | 0 | 0 | 0 | 0 | 0 | 0 | 0 | 0 | 205.2525 | 164.8444 | 164.8444 | 164.8444 | 40.4081 | 205.2525 | 2693.7951 | 2693.7951 | 1406.3751 | 1406.3751 | 907.904 | 907.904 | 0 | 0 | 379.516 | 379.516 | 313339282.5024 | 1274102657.9718 | 151174509.1003 | 0 | 1738.6164 | 58.3207 | 0 | 0 | 0 | 1182.0492 | 119 | 1216 | 1844.7693 | 304 | 76 | 0.23553
605 | 927.0974 | 452.2 | 200 | 800 | 0 | 100% | 98.8584 | 144.7397 | 144.895 | 144.895 | 1 | 144.7397 | 99.2609 | 427.3746 | 402.997 | 402.997 | 402.997 | 24.3776 | 427.3746 | 67.9549 | 60.482 | 60.482 | 60.482 | 7.4729 | 67.9549 | 0 | 0 | 0 | 0 | 0 | 0 | 0 | 0 | 0 | 206.0767 | 165.4779 | 165.4779 | 165.4779 | 40.5988 | 206.0767 | 2776.1915 | 2776.1915 | 1488.9252 | 1488.9252 | 907.7956 | 907.7956 | 0 | 0 | 379.4707 | 379.4707 | 314432855.8419 | 1274103841.4508 | 150515104.0988 | 0 | 1739.0518 | 59.5744 | 0 | 0 | 0 | 1251.5815 | 119 | 1216 | 1844.7693 | 304 | 76 | 0.23451
606 | 978.6028 | 452.2 | 200 | 800 | 0 | 100% | 98.8813 | 148.9646 | 149.1197 | 149.1197 | 1 | 148.9646 | 99.2847 | 449.6098 | 423.9612 | 423.9612 | 423.9612 | 25.6486 | 449.6098 | 67.9481 | 60.4752 | 60.4752 | 60.4752 | 7.4729 | 67.9481 | 0 | 0 | 0 | 0 | 0 | 0 | 0 | 0 | 0 | 206.7726 | 166.0124 | 166.0124 | 166.0124 | 40.7602 | 206.7726 | 2858.5886 | 2858.5886 | 1571.4669 | 1571.4669 | 907.6937 | 907.6937 | 0 | 0 | 379.4281 | 379.4281 | 315403541.5059 | 1274104916.9802 | 149959432.1551 | 0 | 1739.4679 | 60.7546 | 0 | 0 | 0 | 1321.1138 | 119 | 1216 | 1844.7693 | 304 | 76 | 0.23365
607 | 1030.1083 | 452.2 | 200 | 800 | 0 | 100% | 98.9269 | 153.1904 | 153.3486 | 153.3486 | 1 | 153.1904 | 99.3081 | 471.8462 | 444.9264 | 444.9264 | 444.9264 | 26.9198 | 471.8462 | 67.9416 | 60.4687 | 60.4687 | 60.4687 | 7.4729 | 67.9416 | 0 | 0 | 0 | 0 | 0 | 0 | 0 | 0 | 0 | 207.3772 | 166.4786 | 166.4786 | 166.4786 | 40.8986 | 207.3772 | 2940.9864 | 2940.9864 | 1654.0008 | 1654.0008 | 907.5977 | 907.5977 | 0 | 0 | 379.3879 | 379.3879 | 316303923.8205 | 1274105992.5097 | 149467243.2787 | 0 | 1739.8772 | 61.8676 | 0 | 0 | 0 | 1390.6462 | 119 | 1216 | 1844.7693 | 304 | 76 | 0.2329
608 | 20.6022 | 501.6 | 200 | 800 | 0 | 100% | 85.6735 | 83.1857 | 83.2957 | 83.2957 | 1 | 83.1857 | 90.3309 | 102.3734 | 96.5552 | 96.5552 | 96.5552 | 5.8183 | 102.3734 | 74.0281 | 65.9152 | 65.9152 | 65.9152 | 8.1129 | 74.0281 | 0 | 0 | 0 | 0 | 0 | 0 | 0 | 0 | 0 | 129.1566 | 104.5438 | 104.5438 | 104.5438 | 24.6129 | 129.1566 | 1424.9951 | 1424.9951 | 33.2147 | 33.2147 | 1010.8473 | 1010.8473 | 0 | 0 | 380.9331 | 380.9331 | 30361673.1886 | 1301798897.1786 | 250436595.5213 | 0 | 1582.5972 | 28.5432 | 0 | 0 | 0 | 27.8129 | 132 | 1216 | 1844.7693 | 304 | 76 | 0.38845
609 | 51.5054 | 501.6 | 200 | 800 | 0 | 100% | 87.3288 | 84.5218 | 84.6212 | 84.6212 | 1 | 84.5218 | 91.8892 | 104.9628 | 98.9959 | 98.9959 | 98.9959 | 5.967 | 104.9628 | 74.0046 | 65.8923 | 65.8923 | 65.8923 | 8.1123 | 74.0046 | 0 | 0 | 0 | 0 | 0 | 0 | 0 | 0 | 0 | 137.2417 | 111.0363 | 111.0363 | 111.0363 | 26.2054 | 137.2417 | 1474.4119 | 1474.4119 | 83.014 | 83.014 | 1010.5695 | 1010.5695 | 0 | 0 | 380.8284 | 380.8284 | 73904858.5649 | 1301896502.4052 | 234096882.9599 | 0 | 1609.8982 | 29.8444 | 0 | 0 | 0 | 69.5323 | 132 | 1216 | 1844.7693 | 304 | 76 | 0.36328
610 | 154.5162 | 501.6 | 200 | 800 | 0 | 100% | 92.3402 | 89.8848 | 89.9341 | 89.9341 | 1 | 89.8848 | 95.7326 | 118.7653 | 112.0086 | 112.0086 | 112.0086 | 6.7567 | 118.7653 | 73.942 | 65.8309 | 65.8309 | 65.8309 | 8.1112 | 73.942 | 0 | 0 | 0 | 0 | 0 | 0 | 0 | 0 | 0 | 174.1322 | 140.6653 | 140.6653 | 140.6653 | 33.4669 | 174.1322 | 1639.1481 | 1639.1481 | 248.846 | 248.846 | 1009.7736 | 1009.7736 | 0 | 0 | 380.5285 | 380.5285 | 194408442.9752 | 1302085536.3768 | 180740309.7056 | 0 | 1677.2343 | 34.5144 | 0 | 0 | 0 | 208.5969 | 132 | 1216 | 1844.7693 | 304 | 76 | 0.28108
611 | 206.0217 | 501.6 | 200 | 800 | 0 | 100% | 94.4406 | 93.154 | 93.2275 | 93.2275 | 1 | 93.154 | 96.8042 | 131.2913 | 123.8197 | 123.8197 | 123.8197 | 7.4716 | 131.2913 | 73.9176 | 65.8067 | 65.8067 | 65.8067 | 8.1109 | 73.9176 | 0 | 0 | 0 | 0 | 0 | 0 | 0 | 0 | 0 | 194.0409 | 156.5677 | 156.5677 | 156.5677 | 37.4733 | 194.0409 | 1721.5223 | 1721.5223 | 331.684 | 331.684 | 1009.4368 | 1009.4368 | 0 | 0 | 380.4016 | 380.4016 | 232103198.9146 | 1302128794.22 | 161776906.0742 | 0 | 1696.0089 | 37.0319 | 0 | 0 | 0 | 278.1292 | 132 | 1216 | 1844.7693 | 304 | 76 | 0.25186
612 | 257.5271 | 501.6 | 200 | 800 | 0 | 100% | 95.9247 | 96.7029 | 96.8368 | 96.8368 | 1 | 96.7029 | 97.526 | 150.6835 | 142.1059 | 142.1059 | 142.1059 | 8.5776 | 150.6835 | 73.8961 | 65.7854 | 65.7854 | 65.7854 | 8.1107 | 73.8961 | 0 | 0 | 0 | 0 | 0 | 0 | 0 | 0 | 0 | 201.8892 | 162.7158 | 162.7158 | 162.7158 | 39.1733 | 201.8892 | 1803.9 | 1803.9 | 414.4801 | 414.4801 | 1009.1329 | 1009.1329 | 0 | 0 | 380.287 | 380.287 | 250585355.4878 | 1302156940.6551 | 155913908.6885 | 0 | 1708.6562 | 39.496 | 0 | 0 | 0 | 347.6615 | 132 | 1216 | 1844.7693 | 304 | 76 | 0.24283
613 | 309.0325 | 501.6 | 200 | 800 | 0 | 100% | 96.8037 | 100.4007 | 100.5629 | 100.5629 | 1 | 100.4007 | 98.0917 | 172.7897 | 162.9511 | 162.9511 | 162.9511 | 9.8386 | 172.7897 | 73.8771 | 65.7665 | 65.7665 | 65.7665 | 8.1106 | 73.8771 | 0 | 0 | 0 | 0 | 0 | 0 | 0 | 0 | 0 | 202.9338 | 163.4291 | 163.4291 | 163.4291 | 39.5047 | 202.9338 | 1886.2805 | 1886.2805 | 497.2402 | 497.2402 | 1008.8572 | 1008.8572 | 0 | 0 | 380.1831 | 380.1831 | 261309860.4701 | 1302173092.0586 | 155083372.9637 | 0 | 1718.5663 | 41.8274 | 0 | 0 | 0 | 417.1938 | 132 | 1216 | 1844.7693 | 304 | 76 | 0.24155
614 | 360.5379 | 501.6 | 200 | 800 | 0 | 100% | 97.4543 | 104.2494 | 104.4098 | 104.4098 | 1 | 104.2494 | 98.4772 | 195.5997 | 184.4597 | 184.4597 | 184.4597 | 11.14 | 195.5997 | 73.8603 | 65.7497 | 65.7497 | 65.7497 | 8.1106 | 73.8603 | 0 | 0 | 0 | 0 | 0 | 0 | 0 | 0 | 0 | 203.3525 | 163.6697 | 163.6697 | 163.6697 | 39.6828 | 203.3525 | 1968.6635 | 1968.6635 | 579.9692 | 579.9692 | 1008.6059 | 1008.6059 | 0 | 0 | 380.0884 | 380.0884 | 268888307.7077 | 1302188871.7859 | 154243605.8587 | 0 | 1725.3208 | 44.0659 | 0 | 0 | 0 | 486.7262 | 132 | 1216 | 1844.7693 | 304 | 76 | 0.24025
615 | 412.0433 | 501.6 | 200 | 800 | 0 | 100% | 97.9909 | 108.1785 | 108.34 | 108.34 | 1 | 108.1785 | 98.7762 | 218.4967 | 206.05 | 206.05 | 206.05 | 12.4467 | 218.4967 | 73.8443 | 65.7338 | 65.7338 | 65.7338 | 8.1104 | 73.8443 | 0 | 0 | 0 | 0 | 0 | 0 | 0 | 0 | 0 | 203.7376 | 163.9057 | 163.9057 | 163.9057 | 39.8319 | 203.7376 | 2051.0487 | 2051.0487 | 662.6708 | 662.6708 | 1008.3761 | 1008.3761 | 0 | 0 | 380.0018 | 380.0018 | 274803592.0142 | 1302198722.0573 | 153555835.6241 | 0 | 1730.5581 | 46.1706 | 0 | 0 | 0 | 556.2585 | 132 | 1216 | 1844.7693 | 304 | 76 | 0.23919
616 | 463.5487 | 501.6 | 200 | 800 | 0 | 100% | 98.3676 | 112.2074 | 112.3525 | 112.3525 | 1 | 112.2074 | 98.9547 | 241.4831 | 227.7243 | 227.7243 | 227.7243 | 13.7589 | 241.4831 | 73.83 | 65.7196 | 65.7196 | 65.7196 | 8.1104 | 73.83 | 0 | 0 | 0 | 0 | 0 | 0 | 0 | 0 | 0 | 204.9519 | 164.8209 | 164.8209 | 164.8209 | 40.131 | 204.9519 | 2133.4359 | 2133.4359 | 745.3486 | 745.3486 | 1008.165 | 1008.165 | 0 | 0 | 379.9223 | 379.9223 | 279473518.2917 | 1302207130.663 | 152006162.8821 | 0 | 1733.6868 | 48.1761 | 0 | 0 | 0 | 625.7908 | 132 | 1216 | 1844.7693 | 304 | 76 | 0.23681
617 | 515.0541 | 501.6 | 200 | 800 | 0 | 100% | 98.5731 | 116.3246 | 116.47 | 116.47 | 1 | 116.3246 | 99.0635 | 264.4923 | 249.4198 | 249.4198 | 249.4198 | 15.0726 | 264.4923 | 73.817 | 65.7067 | 65.7067 | 65.7067 | 8.1104 | 73.817 | 0 | 0 | 0 | 0 | 0 | 0 | 0 | 0 | 0 | 207.1416 | 166.5223 | 166.5223 | 166.5223 | 40.6192 | 207.1416 | 2215.8247 | 2215.8247 | 828.0053 | 828.0053 | 1007.9704 | 1007.9704 | 0 | 0 | 379.8489 | 379.8489 | 283306719.648 | 1302211696.8394 | 150073873.4767 | 0 | 1735.5923 | 50.0676 | 0 | 0 | 0 | 695.3231 | 132 | 1216 | 1844.7693 | 304 | 76 | 0.23383
618 | 566.5595 | 501.6 | 200 | 800 | 0 | 100% | 98.6872 | 120.5009 | 120.6471 | 120.6471 | 1 | 120.5009 | 99.123 | 287.5391 | 271.1504 | 271.1504 | 271.1504 | 16.3887 | 287.5391 | 73.8051 | 65.6948 | 65.6948 | 65.6948 | 8.1103 | 73.8051 | 0 | 0 | 0 | 0 | 0 | 0 | 0 | 0 | 0 | 209.8031 | 168.6116 | 168.6116 | 168.6116 | 41.1915 | 209.8031 | 2298.215 | 2298.215 | 910.6433 | 910.6433 | 1007.7905 | 1007.7905 | 0 | 0 | 379.7812 | 379.7812 | 286448176.1585 | 1302215070.4983 | 147970877.7327 | 0 | 1736.6341 | 51.8464 | 0 | 0 | 0 | 764.8554 | 132 | 1216 | 1844.7693 | 304 | 76 | 0.23059
619 | 618.065 | 501.6 | 200 | 800 | 0 | 100% | 98.7557 | 124.6966 | 124.8395 | 124.8395 | 1 | 124.6966 | 99.1636 | 310.7268 | 293.0138 | 293.0138 | 293.0138 | 17.7131 | 310.7268 | 73.7941 | 65.6838 | 65.6838 | 65.6838 | 8.1103 | 73.7941 | 0 | 0 | 0 | 0 | 0 | 0 | 0 | 0 | 0 | 212.1513 | 170.447 | 170.447 | 170.447 | 41.7043 | 212.1513 | 2380.6066 | 2380.6066 | 993.2646 | 993.2646 | 1007.6237 | 1007.6237 | 0 | 0 | 379.7183 | 379.7183 | 288921018.4985 | 1302217893.3599 | 146206515.7985 | 0 | 1737.3454 | 53.5093 | 0 | 0 | 0 | 834.3877 | 132 | 1216 | 1844.7693 | 304 | 76 | 0.22787
620 | 669.5704 | 501.6 | 200 | 800 | 0 | 100% | 98.8014 | 128.9087 | 129.0544 | 129.0544 | 1 | 128.9087 | 99.1964 | 334.076 | 315.0292 | 315.0292 | 315.0292 | 19.0469 | 334.076 | 73.7838 | 65.6735 | 65.6735 | 65.6735 | 8.1103 | 73.7838 | 0 | 0 | 0 | 0 | 0 | 0 | 0 | 0 | 0 | 214.1724 | 172.0281 | 172.0281 | 172.0281 | 42.1442 | 214.1724 | 2462.9994 | 2462.9994 | 1075.871 | 1075.871 | 1007.4686 | 1007.4686 | 0 | 0 | 379.6598 | 379.6598 | 290970333.595 | 1302220061.5108 | 144730902.1997 | 0 | 1737.9213 | 55.0631 | 0 | 0 | 0 | 903.92 | 132 | 1216 | 1844.7693 | 304 | 76 | 0.2256
621 | 721.0758 | 501.6 | 200 | 800 | 0 | 100% | 98.847 | 133.1224 | 133.2726 | 133.2726 | 1 | 133.1224 | 99.2268 | 357.4491 | 337.0669 | 337.0669 | 337.0669 | 20.3822 | 357.4491 | 73.7743 | 65.664 | 65.664 | 65.664 | 8.1103 | 73.7743 | 0 | 0 | 0 | 0 | 0 | 0 | 0 | 0 | 0 | 215.8635 | 173.3463 | 173.3463 | 173.3463 | 42.5172 | 215.8635 | 2545.3933 | 2545.3933 | 1158.464 | 1158.464 | 1007.324 | 1007.324 | 0 | 0 | 379.6053 | 379.6053 | 292764118.0554 | 1302221807.1015 | 143468328.7683 | 0 | 1738.4543 | 56.5162 | 0 | 0 | 0 | 973.4523 | 132 | 1216 | 1844.7693 | 304 | 76 | 0.22365
622 | 772.5812 | 501.6 | 200 | 800 | 0 | 100% | 98.8699 | 137.3399 | 137.4923 | 137.4923 | 1 | 137.3399 | 99.2535 | 380.8053 | 359.0885 | 359.0885 | 359.0885 | 21.7168 | 380.8053 | 73.7654 | 65.6551 | 65.6551 | 65.6551 | 8.1103 | 73.7654 | 0 | 0 | 0 | 0 | 0 | 0 | 0 | 0 | 0 | 217.3794 | 174.5247 | 174.5247 | 174.5247 | 42.8547 | 217.3794 | 2627.7882 | 2627.7882 | 1241.0449 | 1241.0449 | 1007.1889 | 1007.1889 | 0 | 0 | 379.5544 | 379.5544 | 294324206.787 | 1302223096.0749 | 142373390.9993 | 0 | 1738.9207 | 57.8788 | 0 | 0 | 0 | 1042.9846 | 132 | 1216 | 1844.7693 | 304 | 76 | 0.22197
623 | 824.0866 | 501.6 | 200 | 800 | 0 | 100% | 98.8699 | 141.5591 | 141.7139 | 141.7139 | 1 | 141.5591 | 99.2795 | 404.1862 | 381.1334 | 381.1334 | 381.1334 | 23.0529 | 404.1862 | 73.7571 | 65.6468 | 65.6468 | 65.6468 | 8.1103 | 73.7571 | 0 | 0 | 0 | 0 | 0 | 0 | 0 | 0 | 0 | 218.6721 | 175.5248 | 175.5248 | 175.5248 | 43.1473 | 218.6721 | 2710.184 | 2710.184 | 1323.6149 | 1323.6149 | 1007.0623 | 1007.0623 | 0 | 0 | 379.5067 | 379.5067 | 295678828.9489 | 1302224385.0484 | 141474244.9565 | 0 | 1739.3775 | 59.1582 | 0 | 0 | 0 | 1112.5169 | 132 | 1216 | 1844.7693 | 304 | 76 | 0.22058
624 | 875.592 | 501.6 | 200 | 800 | 0 | 100% | 98.9269 | 145.78 | 145.9357 | 145.9357 | 1 | 145.78 | 99.3051 | 427.6013 | 403.2102 | 403.2102 | 403.2102 | 24.3911 | 427.6013 | 73.7493 | 65.639 | 65.639 | 65.639 | 8.1103 | 73.7493 | 0 | 0 | 0 | 0 | 0 | 0 | 0 | 0 | 0 | 219.7558 | 176.3637 | 176.3637 | 176.3637 | 43.3921 | 219.7558 | 2792.5805 | 2792.5805 | 1406.175 | 1406.175 | 1006.9435 | 1006.9435 | 0 | 0 | 379.462 | 379.462 | 296851611.8506 | 1302225674.0218 | 140748886.2095 | 0 | 1739.8262 | 60.3617 | 0 | 0 | 0 | 1182.0492 | 132 | 1216 | 1844.7693 | 304 | 76 | 0.21946
625 | 927.0974 | 501.6 | 200 | 800 | 0 | 100% | 98.9498 | 150.0028 | 150.1575 | 150.1575 | 1 | 150.0028 | 99.3291 | 451.0659 | 425.3337 | 425.3337 | 425.3337 | 25.7322 | 451.0659 | 73.7419 | 65.6317 | 65.6317 | 65.6317 | 8.1103 | 73.7419 | 0 | 0 | 0 | 0 | 0 | 0 | 0 | 0 | 0 | 220.6535 | 177.0596 | 177.0596 | 177.0596 | 43.594 | 220.6535 | 2874.9778 | 2874.9778 | 1488.726 | 1488.726 | 1006.8318 | 1006.8318 | 0 | 0 | 379.4199 | 379.4199 | 297865440.6113 | 1302226718.4576 | 140153166.2988 | 0 | 1740.2453 | 61.4965 | 0 | 0 | 0 | 1251.5815 | 132 | 1216 | 1844.7693 | 304 | 76 | 0.21855
626 | 978.6028 | 501.6 | 200 | 800 | 0 | 100% | 98.9954 | 154.2288 | 154.385 | 154.385 | 1 | 154.2288 | 99.3523 | 474.5698 | 447.4941 | 447.4941 | 447.4941 | 27.0757 | 474.5698 | 73.735 | 65.6247 | 65.6247 | 65.6247 | 8.1102 | 73.735 | 0 | 0 | 0 | 0 | 0 | 0 | 0 | 0 | 0 | 221.4335 | 177.6659 | 177.6659 | 177.6659 | 43.7676 | 221.4335 | 2957.3757 | 2957.3757 | 1571.2688 | 1571.2688 | 1006.7266 | 1006.7266 | 0 | 0 | 379.3802 | 379.3802 | 298767226.6141 | 1302227647.2926 | 139658150.2104 | 0 | 1740.653 | 62.5677 | 0 | 0 | 0 | 1321.1138 | 132 | 1216 | 1844.7693 | 304 | 76 | 0.21778
627 | 1030.1083 | 501.6 | 200 | 800 | 0 | 100% | 99.0411 | 158.4529 | 158.6138 | 158.6138 | 1 | 158.4529 | 99.3757 | 498.0612 | 469.6425 | 469.6425 | 469.6425 | 28.4186 | 498.0612 | 73.7285 | 65.6182 | 65.6182 | 65.6182 | 8.1102 | 73.7285 | 0 | 0 | 0 | 0 | 0 | 0 | 0 | 0 | 0 | 222.0844 | 178.17 | 178.17 | 178.17 | 43.9144 | 222.0844 | 3039.7742 | 3039.7742 | 1653.8041 | 1653.8041 | 1006.6273 | 1006.6273 | 0 | 0 | 379.3428 | 379.3428 | 299616177.7318 | 1302228694.5101 | 139217637.0387 | 0 | 1741.0625 | 63.5805 | 0 | 0 | 0 | 1390.6462 | 132 | 1216 | 1844.7693 | 304 | 76 | 0.2171
628 | 20.6022 | 551 | 200 | 800 | 0 | 100% | 87.8082 | 87.7194 | 87.8031 | 87.8031 | 1 | 87.7194 | 91.712 | 106.1271 | 100.0924 | 100.0924 | 100.0924 | 6.0346 | 106.1271 | 79.8082 | 71.0577 | 71.0577 | 71.0577 | 8.7505 | 79.8082 | 0 | 0 | 0 | 0 | 0 | 0 | 0 | 0 | 0 | 127.7828 | 103.3413 | 103.3413 | 103.3413 | 24.4414 | 127.7828 | 1523.7404 | 1523.7404 | 33.1971 | 33.1971 | 1109.8121 | 1109.8121 | 0 | 0 | 380.7312 | 380.7312 | 29271632.1758 | 1325811789.8879 | 251711600.5878 | 0 | 1606.795 | 33.9055 | 0 | 0 | 0 | 27.8129 | 145 | 1216 | 1844.7693 | 304 | 76 | 0.39041
629 | 51.5054 | 551 | 200 | 800 | 0 | 100% | 89.1667 | 89.1376 | 89.2236 | 89.2236 | 1 | 89.1376 | 93.0996 | 109.676 | 103.4382 | 103.4382 | 103.4382 | 6.2378 | 109.676 | 79.7863 | 71.0363 | 71.0363 | 71.0363 | 8.75 | 79.7863 | 0 | 0 | 0 | 0 | 0 | 0 | 0 | 0 | 0 | 136.4136 | 110.2721 | 110.2721 | 110.2721 | 26.1415 | 136.4136 | 1573.1611 | 1573.1611 | 82.9731 | 82.9731 | 1109.5475 | 1109.5475 | 0 | 0 | 380.6405 | 380.6405 | 70680941.0342 | 1325897277.4555 | 234526082.0783 | 0 | 1631.1043 | 35.046 | 0 | 0 | 0 | 69.5323 | 145 | 1216 | 1844.7693 | 304 | 76 | 0.36394
630 | 154.5162 | 551 | 200 | 800 | 0 | 100% | 93.5616 | 94.8092 | 94.8314 | 94.8314 | 1 | 94.8092 | 96.3398 | 124.1892 | 117.1213 | 117.1213 | 117.1213 | 7.0679 | 124.1892 | 79.7268 | 70.978 | 70.978 | 70.978 | 8.7488 | 79.7268 | 0 | 0 | 0 | 0 | 0 | 0 | 0 | 0 | 0 | 177.6282 | 143.3669 | 143.3669 | 143.3669 | 34.2613 | 177.6282 | 1737.9073 | 1737.9073 | 248.7475 | 248.7475 | 1108.7819 | 1108.7819 | 0 | 0 | 380.3779 | 380.3779 | 185748202.3135 | 1326072281.7031 | 176053204.4235 | 0 | 1687.8737 | 39.2468 | 0 | 0 | 0 | 208.5969 | 145 | 1216 | 1844.7693 | 304 | 76 | 0.27385
631 | 206.0217 | 551 | 200 | 800 | 0 | 100% | 95.1142 | 98.2176 | 98.2649 | 98.2649 | 1 | 98.2176 | 97.2031 | 137.5027 | 129.675 | 129.675 | 129.675 | 7.8277 | 137.5027 | 79.7035 | 70.955 | 70.955 | 70.955 | 8.7486 | 79.7035 | 0 | 0 | 0 | 0 | 0 | 0 | 0 | 0 | 0 | 200.7528 | 161.8328 | 161.8328 | 161.8328 | 38.92 | 200.7528 | 1820.2855 | 1820.2855 | 331.5654 | 331.5654 | 1108.4546 | 1108.4546 | 0 | 0 | 380.2655 | 380.2655 | 221534429.3047 | 1326110091.9393 | 155353732.1402 | 0 | 1702.9983 | 41.4911 | 0 | 0 | 0 | 278.1292 | 145 | 1216 | 1844.7693 | 304 | 76 | 0.24196
632 | 257.5271 | 551 | 200 | 800 | 0 | 100% | 96.4384 | 101.8078 | 101.9366 | 101.9366 | 1 | 101.8078 | 97.8554 | 157.9561 | 148.9617 | 148.9617 | 148.9617 | 8.9944 | 157.9561 | 79.6829 | 70.9345 | 70.9345 | 70.9345 | 8.7484 | 79.6829 | 0 | 0 | 0 | 0 | 0 | 0 | 0 | 0 | 0 | 209.9049 | 169.0218 | 169.0218 | 169.0218 | 40.8831 | 209.9049 | 1902.6666 | 1902.6666 | 414.3456 | 414.3456 | 1108.1574 | 1108.1574 | 0 | 0 | 380.1636 | 380.1636 | 238917196.3074 | 1326137183.1635 | 149373057.5686 | 0 | 1714.4274 | 43.629 | 0 | 0 | 0 | 347.6615 | 145 | 1216 | 1844.7693 | 304 | 76 | 0.23275
633 | 309.0325 | 551 | 200 | 800 | 0 | 100% | 97.1918 | 105.548 | 105.7012 | 105.7012 | 1 | 105.548 | 98.3435 | 181.2357 | 170.9133 | 170.9133 | 170.9133 | 10.3224 | 181.2357 | 79.6654 | 70.917 | 70.917 | 70.917 | 8.7484 | 79.6654 | 0 | 0 | 0 | 0 | 0 | 0 | 0 | 0 | 0 | 212.0323 | 170.6116 | 170.6116 | 170.6116 | 41.4207 | 212.0323 | 1985.05 | 1985.05 | 497.0931 | 497.0931 | 1107.8863 | 1107.8863 | 0 | 0 | 380.0706 | 380.0706 | 249021869.2034 | 1326141203.865 | 147815491.1472 | 0 | 1722.9786 | 45.6753 | 0 | 0 | 0 | 417.1938 | 145 | 1216 | 1844.7693 | 304 | 76 | 0.23035
634 | 360.5379 | 551 | 200 | 800 | 0 | 100% | 97.8196 | 109.4172 | 109.5674 | 109.5674 | 1 | 109.4172 | 98.6831 | 205.2438 | 193.5516 | 193.5516 | 193.5516 | 11.6922 | 205.2438 | 79.6478 | 70.8996 | 70.8996 | 70.8996 | 8.7482 | 79.6478 | 0 | 0 | 0 | 0 | 0 | 0 | 0 | 0 | 0 | 213.0466 | 171.3325 | 171.3325 | 171.3325 | 41.714 | 213.0466 | 2067.4356 | 2067.4356 | 579.812 | 579.812 | 1107.6382 | 1107.6382 | 0 | 0 | 379.9855 | 379.9855 | 256181363.8954 | 1326166998.8482 | 146579909.5285 | 0 | 1728.9283 | 47.64 | 0 | 0 | 0 | 486.7262 | 145 | 1216 | 1844.7693 | 304 | 76 | 0.22845
635 | 412.0433 | 551 | 200 | 800 | 0 | 100% | 98.2877 | 113.4026 | 113.5394 | 113.5394 | 1 | 113.4026 | 98.9004 | 229.3244 | 216.2579 | 216.2579 | 216.2579 | 13.0666 | 229.3244 | 79.6325 | 70.8844 | 70.8844 | 70.8844 | 8.7481 | 79.6325 | 0 | 0 | 0 | 0 | 0 | 0 | 0 | 0 | 0 | 214.7749 | 172.6541 | 172.6541 | 172.6541 | 42.1208 | 214.7749 | 2149.8231 | 2149.8231 | 662.5058 | 662.5058 | 1107.4101 | 1107.4101 | 0 | 0 | 379.9072 | 379.9072 | 261752004.0098 | 1326176497.2762 | 144806054.1548 | 0 | 1732.7346 | 49.5196 | 0 | 0 | 0 | 556.2585 | 145 | 1216 | 1844.7693 | 304 | 76 | 0.22571
636 | 463.5487 | 551 | 200 | 800 | 0 | 100% | 98.5502 | 117.471 | 117.611 | 117.611 | 1 | 117.471 | 99.0535 | 253.4768 | 239.0315 | 239.0315 | 239.0315 | 14.4453 | 253.4768 | 79.6186 | 70.8706 | 70.8706 | 70.8706 | 8.7481 | 79.6186 | 0 | 0 | 0 | 0 | 0 | 0 | 0 | 0 | 0 | 217.0123 | 174.3945 | 174.3945 | 174.3945 | 42.6178 | 217.0123 | 2232.2122 | 2232.2122 | 745.1775 | 745.1775 | 1107.1997 | 1107.1997 | 0 | 0 | 379.835 | 379.835 | 266185420.1906 | 1326182876.8097 | 143048712.2473 | 0 | 1735.417 | 51.2935 | 0 | 0 | 0 | 625.7908 | 145 | 1216 | 1844.7693 | 304 | 76 | 0.22301
637 | 515.0541 | 551 | 200 | 800 | 0 | 100% | 98.7329 | 121.6059 | 121.7425 | 121.7425 | 1 | 121.6059 | 99.1386 | 277.6743 | 261.8474 | 261.8474 | 261.8474 | 15.8269 | 277.6743 | 79.6059 | 70.8579 | 70.8579 | 70.8579 | 8.748 | 79.6059 | 0 | 0 | 0 | 0 | 0 | 0 | 0 | 0 | 0 | 219.7571 | 176.5438 | 176.5438 | 176.5438 | 43.2133 | 219.7571 | 2314.6028 | 2314.6028 | 827.8295 | 827.8295 | 1107.0051 | 1107.0051 | 0 | 0 | 379.7683 | 379.7683 | 269772272.878 | 1326187796.1508 | 140948846.5251 | 0 | 1736.9089 | 52.9746 | 0 | 0 | 0 | 695.3231 | 145 | 1216 | 1844.7693 | 304 | 76 | 0.21977
638 | 566.5595 | 551 | 200 | 800 | 0 | 100% | 98.7785 | 125.7847 | 125.9275 | 125.9275 | 1 | 125.7847 | 99.1936 | 301.9385 | 284.7259 | 284.7259 | 284.7259 | 17.2126 | 301.9385 | 79.5941 | 70.8461 | 70.8461 | 70.8461 | 8.748 | 79.5941 | 0 | 0 | 0 | 0 | 0 | 0 | 0 | 0 | 0 | 222.6827 | 178.8347 | 178.8347 | 178.8347 | 43.8479 | 222.6827 | 2396.9947 | 2396.9947 | 910.4639 | 910.4639 | 1106.8245 | 1106.8245 | 0 | 0 | 379.7063 | 379.7063 | 272722515.7635 | 1326191742.4359 | 138958313.1039 | 0 | 1737.8726 | 54.5549 | 0 | 0 | 0 | 764.8554 | 145 | 1216 | 1844.7693 | 304 | 76 | 0.2167
639 | 618.065 | 551 | 200 | 800 | 0 | 100% | 98.8356 | 129.9852 | 130.1249 | 130.1249 | 1 | 129.9852 | 99.2304 | 326.3347 | 307.7286 | 307.7286 | 307.7286 | 18.606 | 326.3347 | 79.5831 | 70.8351 | 70.8351 | 70.8351 | 8.748 | 79.5831 | 0 | 0 | 0 | 0 | 0 | 0 | 0 | 0 | 0 | 225.2751 | 180.8745 | 180.8745 | 180.8745 | 44.4006 | 225.2751 | 2479.3878 | 2479.3878 | 993.0826 | 993.0826 | 1106.6565 | 1106.6565 | 0 | 0 | 379.6487 | 379.6487 | 275043117.4794 | 1326194716.984 | 137278668.3612 | 0 | 1738.5165 | 56.0388 | 0 | 0 | 0 | 834.3877 | 145 | 1216 | 1844.7693 | 304 | 76 | 0.21412
640 | 669.5704 | 551 | 200 | 800 | 0 | 100% | 98.8584 | 134.1966 | 134.3415 | 134.3415 | 1 | 134.1966 | 99.2628 | 350.8678 | 330.8603 | 330.8603 | 330.8603 | 20.0075 | 350.8678 | 79.5729 | 70.825 | 70.825 | 70.825 | 8.748 | 79.5729 | 0 | 0 | 0 | 0 | 0 | 0 | 0 | 0 | 0 | 227.4783 | 182.6028 | 182.6028 | 182.6028 | 44.8755 | 227.4783 | 2561.7819 | 2561.7819 | 1075.6871 | 1075.6871 | 1106.4998 | 1106.4998 | 0 | 0 | 379.5949 | 379.5949 | 277000141.1684 | 1326197149.4962 | 135887080.1304 | 0 | 1739.0844 | 57.429 | 0 | 0 | 0 | 903.92 | 145 | 1216 | 1844.7693 | 304 | 76 | 0.21197
641 | 721.0758 | 551 | 200 | 800 | 0 | 100% | 98.9155 | 138.4099 | 138.5582 | 138.5582 | 1 | 138.4099 | 99.292 | 375.4387 | 354.0275 | 354.0275 | 354.0275 | 21.4112 | 375.4387 | 79.5634 | 70.8155 | 70.8155 | 70.8155 | 8.7479 | 79.5634 | 0 | 0 | 0 | 0 | 0 | 0 | 0 | 0 | 0 | 229.3211 | 184.0415 | 184.0415 | 184.0415 | 45.2796 | 229.3211 | 2644.1769 | 2644.1769 | 1158.2789 | 1158.2789 | 1106.3533 | 1106.3533 | 0 | 0 | 379.5447 | 379.5447 | 278664909.853 | 1326199395.3347 | 134731096.3992 | 0 | 1739.5954 | 58.7345 | 0 | 0 | 0 | 973.4523 | 145 | 1216 | 1844.7693 | 304 | 76 | 0.21019
642 | 772.5812 | 551 | 200 | 800 | 0 | 100% | 98.9269 | 142.6272 | 142.7795 | 142.7795 | 1 | 142.6272 | 99.3181 | 400.0389 | 377.222 | 377.222 | 377.222 | 22.8168 | 400.0389 | 79.5545 | 70.8066 | 70.8066 | 70.8066 | 8.7479 | 79.5545 | 0 | 0 | 0 | 0 | 0 | 0 | 0 | 0 | 0 | 230.917 | 185.2849 | 185.2849 | 185.2849 | 45.6321 | 230.917 | 2726.5728 | 2726.5728 | 1240.8591 | 1240.8591 | 1106.2161 | 1106.2161 | 0 | 0 | 379.4976 | 379.4976 | 280113096.812 | 1326201322.5333 | 133738241.5017 | 0 | 1740.0527 | 59.9624 | 0 | 0 | 0 | 1042.9846 | 145 | 1216 | 1844.7693 | 304 | 76 | 0.20866
643 | 824.0866 | 551 | 200 | 800 | 0 | 100% | 98.9612 | 146.8275 | 146.9841 | 146.9841 | 1 | 146.8275 | 99.3441 | 424.6416 | 400.4188 | 400.4188 | 400.4188 | 24.2228 | 424.6416 | 79.5462 | 70.7983 | 70.7983 | 70.7983 | 8.7479 | 79.5462 | 0 | 0 | 0 | 0 | 0 | 0 | 0 | 0 | 0 | 232.0534 | 186.1147 | 186.1147 | 186.1147 | 45.9388 | 232.0534 | 2808.9695 | 2808.9695 | 1323.4289 | 1323.4289 | 1106.0872 | 1106.0872 | 0 | 0 | 379.4534 | 379.4534 | 281385736.4452 | 1326202686.5501 | 132920485.6852 | 0 | 1740.5089 | 61.1189 | 0 | 0 | 0 | 1112.5169 | 145 | 1216 | 1844.7693 | 304 | 76 | 0.2074
644 | 875.592 | 551 | 200 | 800 | 0 | 100% | 98.984 | 150.8571 | 151.0144 | 151.0144 | 1 | 150.8571 | 99.3695 | 449.2739 | 423.6434 | 423.6434 | 423.6434 | 25.6305 | 449.2739 | 79.5383 | 70.7904 | 70.7904 | 70.7904 | 8.7479 | 79.5383 | 0 | 0 | 0 | 0 | 0 | 0 | 0 | 0 | 0 | 230.6821 | 184.4916 | 184.4916 | 184.4916 | 46.1905 | 230.6821 | 2891.3669 | 2891.3669 | 1405.9891 | 1405.9891 | 1105.966 | 1105.966 | 0 | 0 | 379.4118 | 379.4118 | 282487902.7278 | 1326203975.5236 | 132262454.083 | 0 | 1740.9543 | 62.2101 | 0 | 0 | 0 | 1182.0492 | 145 | 1216 | 1844.7693 | 304 | 76 | 0.20639
645 | 927.0974 | 551 | 200 | 800 | 0 | 100% | 99.0411 | 155.0777 | 155.2351 | 155.2351 | 1 | 155.0777 | 99.3935 | 473.9431 | 446.9026 | 446.9026 | 446.9026 | 27.0405 | 473.9431 | 79.531 | 70.783 | 70.783 | 70.783 | 8.7479 | 79.531 | 0 | 0 | 0 | 0 | 0 | 0 | 0 | 0 | 0 | 231.6181 | 185.2174 | 185.2174 | 185.2174 | 46.4007 | 231.6181 | 2973.765 | 2973.765 | 1488.5406 | 1488.5406 | 1105.8518 | 1105.8518 | 0 | 0 | 379.3726 | 379.3726 | 283451856.669 | 1326205264.497 | 131716683.7758 | 0 | 1741.3738 | 63.2418 | 0 | 0 | 0 | 1251.5815 | 145 | 1216 | 1844.7693 | 304 | 76 | 0.20555
646 | 978.6028 | 551 | 200 | 800 | 0 | 100% | 99.0753 | 159.299 | 159.4573 | 159.4573 | 1 | 159.299 | 99.4168 | 498.6527 | 470.1998 | 470.1998 | 470.1998 | 28.4529 | 498.6527 | 79.524 | 70.7761 | 70.7761 | 70.7761 | 8.7479 | 79.524 | 0 | 0 | 0 | 0 | 0 | 0 | 0 | 0 | 0 | 232.3897 | 185.8141 | 185.8141 | 185.8141 | 46.5756 | 232.3897 | 3056.1636 | 3056.1636 | 1571.0841 | 1571.0841 | 1105.7439 | 1105.7439 | 0 | 0 | 379.3356 | 379.3356 | 284302002.8527 | 1326206491.0592 | 131273946.3443 | 0 | 1741.7824 | 64.2183 | 0 | 0 | 0 | 1321.1138 | 145 | 1216 | 1844.7693 | 304 | 76 | 0.20487
647 | 1030.1083 | 551 | 200 | 800 | 0 | 100% | 99.1096 | 163.519 | 163.682 | 163.682 | 1 | 163.519 | 99.4402 | 523.3501 | 493.4854 | 493.4854 | 493.4854 | 29.8647 | 523.3501 | 79.5174 | 70.7695 | 70.7695 | 70.7695 | 8.7479 | 79.5174 | 0 | 0 | 0 | 0 | 0 | 0 | 0 | 0 | 0 | 233.0391 | 186.3131 | 186.3131 | 186.3131 | 46.726 | 233.0391 | 3138.5628 | 3138.5628 | 1653.6202 | 1653.6202 | 1105.642 | 1105.642 | 0 | 0 | 379.3006 | 379.3006 | 285101793.572 | 1326207513.1731 | 130882914.2084 | 0 | 1742.1922 | 65.1439 | 0 | 0 | 0 | 1390.6462 | 145 | 1216 | 1844.7693 | 304 | 76 | 0.20426
648 | 20.6022 | 600.4 | 200 | 800 | 0 | 100% | 89.4521 | 92.4235 | 92.4964 | 92.4964 | 1 | 92.4235 | 92.824 | 110.6398 | 104.3459 | 104.3459 | 104.3459 | 6.294 | 110.6398 | 85.5569 | 76.1722 | 76.1722 | 76.1722 | 9.3847 | 85.5569 | 0 | 0 | 0 | 0 | 0 | 0 | 0 | 0 | 0 | 127.6882 | 103.1958 | 103.1958 | 103.1958 | 24.4924 | 127.6882 | 1622.4929 | 1622.4929 | 33.1818 | 33.1818 | 1208.7553 | 1208.7553 | 0 | 0 | 380.5558 | 380.5558 | 28057806.4981 | 1347054845.2278 | 251163853.0341 | 0 | 1626.2765 | 38.5771 | 0 | 0 | 0 | 27.8129 | 158 | 1216 | 1844.7693 | 304 | 76 | 0.38957
649 | 51.5054 | 600.4 | 200 | 800 | 0 | 100% | 90.6507 | 93.8803 | 93.9561 | 93.9561 | 1 | 93.8803 | 94.0829 | 114.3967 | 107.8877 | 107.8877 | 107.8877 | 6.509 | 114.3967 | 85.5367 | 76.1525 | 76.1525 | 76.1525 | 9.3842 | 85.5367 | 0 | 0 | 0 | 0 | 0 | 0 | 0 | 0 | 0 | 136.6062 | 110.3575 | 110.3575 | 110.3575 | 26.2487 | 136.6062 | 1671.9166 | 1671.9166 | 82.9373 | 82.9373 | 1208.5029 | 1208.5029 | 0 | 0 | 380.4764 | 380.4764 | 67750584.7622 | 1347123616.205 | 233458593.831 | 0 | 1648.3328 | 39.5735 | 0 | 0 | 0 | 69.5323 | 158 | 1216 | 1844.7693 | 304 | 76 | 0.36229
650 | 154.5162 | 600.4 | 200 | 800 | 0 | 100% | 94.3836 | 99.8787 | 99.8771 | 99.8771 | 1 | 99.8787 | 96.7553 | 129.6232 | 122.2436 | 122.2436 | 122.2436 | 7.3796 | 129.6232 | 85.4817 | 76.0984 | 76.0984 | 76.0984 | 9.3833 | 85.4817 | 0 | 0 | 0 | 0 | 0 | 0 | 0 | 0 | 0 | 182.8226 | 147.4433 | 147.4433 | 147.4433 | 35.3793 | 182.8226 | 1836.6711 | 1836.6711 | 248.6603 | 248.6603 | 1207.7664 | 1207.7664 | 0 | 0 | 380.2445 | 380.2445 | 177851564.1224 | 1347261267.2737 | 170039624.709 | 0 | 1695.1525 | 43.4096 | 0 | 0 | 0 | 208.5969 | 158 | 1216 | 1844.7693 | 304 | 76 | 0.26459
651 | 206.0217 | 600.4 | 200 | 800 | 0 | 100% | 95.6621 | 103.3394 | 103.3839 | 103.3839 | 1 | 103.3394 | 97.5392 | 143.6999 | 135.5169 | 135.5169 | 135.5169 | 8.183 | 143.6999 | 85.4595 | 76.0764 | 76.0764 | 76.0764 | 9.383 | 85.4595 | 0 | 0 | 0 | 0 | 0 | 0 | 0 | 0 | 0 | 207.6443 | 167.2582 | 167.2582 | 167.2582 | 40.3861 | 207.6443 | 1919.0527 | 1919.0527 | 331.4598 | 331.4598 | 1207.4485 | 1207.4485 | 0 | 0 | 380.1444 | 380.1444 | 211906344.5872 | 1347295038.8493 | 149685689.7734 | 0 | 1708.8871 | 45.3662 | 0 | 0 | 0 | 278.1292 | 158 | 1216 | 1844.7693 | 304 | 76 | 0.23323
652 | 257.5271 | 600.4 | 200 | 800 | 0 | 100% | 96.895 | 106.9562 | 107.0696 | 107.0696 | 1 | 106.9562 | 98.1195 | 165.1274 | 155.7221 | 155.7221 | 155.7221 | 9.4053 | 165.1274 | 85.441 | 76.058 | 76.058 | 76.058 | 9.383 | 85.441 | 0 | 0 | 0 | 0 | 0 | 0 | 0 | 0 | 0 | 217.8738 | 175.3134 | 175.3134 | 175.3134 | 42.5604 | 217.8738 | 2001.4366 | 2001.4366 | 414.2251 | 414.2251 | 1207.1584 | 1207.1584 | 0 | 0 | 380.0531 | 380.0531 | 228485315.2697 | 1347298232.8804 | 143269666.8603 | 0 | 1719.0532 | 47.2461 | 0 | 0 | 0 | 347.6615 | 158 | 1216 | 1844.7693 | 304 | 76 | 0.22335
653 | 309.0325 | 600.4 | 200 | 800 | 0 | 100% | 97.6027 | 110.7186 | 110.8504 | 110.8504 | 1 | 110.7186 | 98.5498 | 189.544 | 178.7458 | 178.7458 | 178.7458 | 10.7983 | 189.544 | 85.4224 | 76.0396 | 76.0396 | 76.0396 | 9.3828 | 85.4224 | 0 | 0 | 0 | 0 | 0 | 0 | 0 | 0 | 0 | 220.8038 | 177.5433 | 177.5433 | 177.5433 | 43.2605 | 220.8038 | 2083.8226 | 2083.8226 | 496.9607 | 496.9607 | 1206.8926 | 1206.8926 | 0 | 0 | 379.9694 | 379.9694 | 238027510.5899 | 1347333850.3043 | 141231488.9829 | 0 | 1726.5928 | 49.053 | 0 | 0 | 0 | 417.1938 | 158 | 1216 | 1844.7693 | 304 | 76 | 0.22021
654 | 360.5379 | 600.4 | 200 | 800 | 0 | 100% | 98.0479 | 114.6615 | 114.7807 | 114.7807 | 1 | 114.6615 | 98.7984 | 214.7086 | 202.4744 | 202.4744 | 202.4744 | 12.2342 | 214.7086 | 85.4056 | 76.023 | 76.023 | 76.023 | 9.3826 | 85.4056 | 0 | 0 | 0 | 0 | 0 | 0 | 0 | 0 | 0 | 223.6849 | 179.7781 | 179.7781 | 179.7781 | 43.9068 | 223.6849 | 2166.2104 | 2166.2104 | 579.67 | 579.67 | 1206.648 | 1206.648 | 0 | 0 | 379.8924 | 379.8924 | 244817046.3892 | 1347346435.5796 | 138784888.7337 | 0 | 1730.9484 | 50.8192 | 0 | 0 | 0 | 486.7262 | 158 | 1216 | 1844.7693 | 304 | 76 | 0.21644
655 | 412.0433 | 600.4 | 200 | 800 | 0 | 100% | 98.4132 | 118.6808 | 118.8151 | 118.8151 | 1 | 118.6808 | 98.9994 | 239.9381 | 226.2639 | 226.2639 | 226.2639 | 13.6742 | 239.9381 | 85.3909 | 76.0083 | 76.0083 | 76.0083 | 9.3826 | 85.3909 | 0 | 0 | 0 | 0 | 0 | 0 | 0 | 0 | 0 | 226.4027 | 181.8932 | 181.8932 | 181.8932 | 44.5094 | 226.4027 | 2248.5999 | 2248.5999 | 662.3561 | 662.3561 | 1206.4224 | 1206.4224 | 0 | 0 | 379.8214 | 379.8214 | 250107984.4024 | 1347354334.3332 | 137007547.7195 | 0 | 1734.4699 | 52.4811 | 0 | 0 | 0 | 556.2585 | 158 | 1216 | 1844.7693 | 304 | 76 | 0.2137
656 | 463.5487 | 600.4 | 200 | 800 | 0 | 100% | 98.6758 | 122.7578 | 122.8892 | 122.8892 | 1 | 122.7578 | 99.132 | 265.2384 | 250.1198 | 250.1198 | 250.1198 | 15.1186 | 265.2384 | 85.3773 | 75.9948 | 75.9948 | 75.9948 | 9.3825 | 85.3773 | 0 | 0 | 0 | 0 | 0 | 0 | 0 | 0 | 0 | 229.0204 | 183.9423 | 183.9423 | 183.9423 | 45.0782 | 229.0204 | 2330.9907 | 2330.9907 | 745.0216 | 745.0216 | 1206.2135 | 1206.2135 | 0 | 0 | 379.7556 | 379.7556 | 254319851.5697 | 1347360202.2132 | 135112554.2832 | 0 | 1736.7926 | 54.0605 | 0 | 0 | 0 | 625.7908 | 158 | 1216 | 1844.7693 | 304 | 76 | 0.21078
657 | 515.0541 | 600.4 | 200 | 800 | 0 | 100% | 98.8014 | 126.8862 | 127.019 | 127.019 | 1 | 126.8862 | 99.2037 | 290.5974 | 274.0308 | 274.0308 | 274.0308 | 16.5666 | 290.5974 | 85.3648 | 75.9823 | 75.9823 | 75.9823 | 9.3825 | 85.3648 | 0 | 0 | 0 | 0 | 0 | 0 | 0 | 0 | 0 | 232.052 | 186.2637 | 186.2637 | 186.2637 | 45.7884 | 232.052 | 2413.3829 | 2413.3829 | 827.6687 | 827.6687 | 1206.0196 | 1206.0196 | 0 | 0 | 379.6945 | 379.6945 | 257724728.0894 | 1347364621.6157 | 132958865.5047 | 0 | 1738.0482 | 55.5616 | 0 | 0 | 0 | 695.3231 | 158 | 1216 | 1844.7693 | 304 | 76 | 0.20746
658 | 566.5595 | 600.4 | 200 | 800 | 0 | 100% | 98.8927 | 130.8779 | 131.0186 | 131.0186 | 1 | 130.8779 | 99.2571 | 315.9982 | 297.981 | 297.981 | 297.981 | 18.0172 | 315.9982 | 85.3532 | 75.9707 | 75.9707 | 75.9707 | 9.3825 | 85.3532 | 0 | 0 | 0 | 0 | 0 | 0 | 0 | 0 | 0 | 232.741 | 186.269 | 186.269 | 186.269 | 46.472 | 232.741 | 2495.7761 | 2495.7761 | 910.2993 | 910.2993 | 1205.8391 | 1205.8391 | 0 | 0 | 379.6377 | 379.6377 | 260540043.9618 | 1347367979.9214 | 131076698.2899 | 0 | 1738.9847 | 56.9739 | 0 | 0 | 0 | 764.8554 | 158 | 1216 | 1844.7693 | 304 | 76 | 0.20456
659 | 618.065 | 600.4 | 200 | 800 | 0 | 100% | 98.9269 | 135.0754 | 135.2123 | 135.2123 | 1 | 135.0754 | 99.2929 | 341.5761 | 322.0979 | 322.0979 | 322.0979 | 19.4781 | 341.5761 | 85.3424 | 75.96 | 75.96 | 75.96 | 9.3825 | 85.3424 | 0 | 0 | 0 | 0 | 0 | 0 | 0 | 0 | 0 | 235.4157 | 188.3655 | 188.3655 | 188.3655 | 47.0503 | 235.4157 | 2578.1704 | 2578.1704 | 992.9151 | 992.9151 | 1205.6706 | 1205.6706 | 0 | 0 | 379.5847 | 379.5847 | 262707390.1934 | 1347370404.9265 | 129534521.5213 | 0 | 1739.6123 | 58.3049 | 0 | 0 | 0 | 834.3877 | 158 | 1216 | 1844.7693 | 304 | 76 | 0.20219
660 | 669.5704 | 600.4 | 200 | 800 | 0 | 100% | 98.984 | 139.2862 | 139.4294 | 139.4294 | 1 | 139.2862 | 99.3247 | 367.3198 | 346.3711 | 346.3711 | 346.3711 | 20.9487 | 367.3198 | 85.3324 | 75.9499 | 75.9499 | 75.9499 | 9.3825 | 85.3324 | 0 | 0 | 0 | 0 | 0 | 0 | 0 | 0 | 0 | 237.7013 | 190.153 | 190.153 | 190.153 | 47.5483 | 237.7013 | 2660.5657 | 2660.5657 | 1075.5175 | 1075.5175 | 1205.5131 | 1205.5131 | 0 | 0 | 379.5351 | 379.5351 | 264529599.214 | 1347372805.5829 | 128266687.2122 | 0 | 1740.1691 | 59.5565 | 0 | 0 | 0 | 903.92 | 158 | 1216 | 1844.7693 | 304 | 76 | 0.20023
661 | 721.0758 | 600.4 | 200 | 800 | 0 | 100% | 99.0068 | 143.4994 | 143.6467 | 143.6467 | 1 | 143.4994 | 99.3526 | 393.1114 | 370.6892 | 370.6892 | 370.6892 | 22.4222 | 393.1114 | 85.3229 | 75.9405 | 75.9405 | 75.9405 | 9.3824 | 85.3229 | 0 | 0 | 0 | 0 | 0 | 0 | 0 | 0 | 0 | 239.6033 | 191.6373 | 191.6373 | 191.6373 | 47.9659 | 239.6033 | 2742.9617 | 2742.9617 | 1158.1077 | 1158.1077 | 1205.3654 | 1205.3654 | 0 | 0 | 379.4886 | 379.4886 | 266082723.1447 | 1347375035.6835 | 127199914.0288 | 0 | 1740.6577 | 60.7357 | 0 | 0 | 0 | 973.4523 | 158 | 1216 | 1844.7693 | 304 | 76 | 0.19859
662 | 772.5812 | 600.4 | 200 | 800 | 0 | 100% | 99.0411 | 147.7144 | 147.8672 | 147.8672 | 1 | 147.7144 | 99.3786 | 418.9069 | 395.0107 | 395.0107 | 395.0107 | 23.8961 | 418.9069 | 85.3141 | 75.9316 | 75.9316 | 75.9316 | 9.3824 | 85.3141 | 0 | 0 | 0 | 0 | 0 | 0 | 0 | 0 | 0 | 241.246 | 192.9129 | 192.9129 | 192.9129 | 48.3331 | 241.246 | 2825.3586 | 2825.3586 | 1240.6869 | 1240.6869 | 1205.2267 | 1205.2267 | 0 | 0 | 379.4449 | 379.4449 | 267453834.9842 | 1347377137.7407 | 126282495.5496 | 0 | 1741.1135 | 61.8479 | 0 | 0 | 0 | 1042.9846 | 158 | 1216 | 1844.7693 | 304 | 76 | 0.19718
663 | 824.0866 | 600.4 | 200 | 800 | 0 | 100% | 99.0525 | 151.9302 | 152.0869 | 152.0869 | 1 | 151.9302 | 99.4046 | 444.704 | 419.3337 | 419.3337 | 419.3337 | 25.3703 | 444.704 | 85.3057 | 75.9233 | 75.9233 | 75.9233 | 9.3824 | 85.3057 | 0 | 0 | 0 | 0 | 0 | 0 | 0 | 0 | 0 | 242.6433 | 193.9965 | 193.9965 | 193.9965 | 48.6468 | 242.6433 | 2907.7561 | 2907.7561 | 1323.256 | 1323.256 | 1205.0962 | 1205.0962 | 0 | 0 | 379.4038 | 379.4038 | 268647584.5464 | 1347378960.4332 | 125542349.8842 | 0 | 1741.5689 | 62.8984 | 0 | 0 | 0 | 1112.5169 | 158 | 1216 | 1844.7693 | 304 | 76 | 0.19604
664 | 875.592 | 600.4 | 200 | 800 | 0 | 100% | 99.1096 | 156.146 | 156.3043 | 156.3043 | 1 | 156.146 | 99.4298 | 470.5297 | 443.6835 | 443.6835 | 443.6835 | 26.8462 | 470.5297 | 85.2979 | 75.9155 | 75.9155 | 75.9155 | 9.3824 | 85.2979 | 0 | 0 | 0 | 0 | 0 | 0 | 0 | 0 | 0 | 243.7886 | 194.8831 | 194.8831 | 194.8831 | 48.9056 | 243.7886 | 2990.1543 | 2990.1543 | 1405.816 | 1405.816 | 1204.9732 | 1204.9732 | 0 | 0 | 379.3651 | 379.3651 | 269685607.4395 | 1347380515.2191 | 124944086.9499 | 0 | 1742.0102 | 63.8924 | 0 | 0 | 0 | 1182.0492 | 158 | 1216 | 1844.7693 | 304 | 76 | 0.19511
665 | 927.0974 | 600.4 | 200 | 800 | 0 | 100% | 99.1895 | 160.3632 | 160.5209 | 160.5209 | 1 | 160.3632 | 99.4532 | 496.3969 | 468.0722 | 468.0722 | 468.0722 | 28.3247 | 496.3969 | 85.2905 | 75.9081 | 75.9081 | 75.9081 | 9.3824 | 85.2905 | 0 | 0 | 0 | 0 | 0 | 0 | 0 | 0 | 0 | 244.736 | 195.617 | 195.617 | 195.617 | 49.119 | 244.736 | 3072.553 | 3072.553 | 1488.3675 | 1488.3675 | 1204.857 | 1204.857 | 0 | 0 | 379.3285 | 379.3285 | 270585618.3332 | 1347381804.1926 | 124453274.5131 | 0 | 1742.4207 | 64.8347 | 0 | 0 | 0 | 1251.5815 | 158 | 1216 | 1844.7693 | 304 | 76 | 0.19436
666 | 978.6028 | 600.4 | 200 | 800 | 0 | 100% | 99.2009 | 164.5838 | 164.7442 | 164.7442 | 1 | 164.5838 | 99.4759 | 522.3071 | 492.5014 | 492.5014 | 492.5014 | 29.8057 | 522.3071 | 85.2834 | 75.9011 | 75.9011 | 75.9011 | 9.3824 | 85.2834 | 0 | 0 | 0 | 0 | 0 | 0 | 0 | 0 | 0 | 245.5589 | 196.2558 | 196.2558 | 196.2558 | 49.3031 | 245.5589 | 3154.9523 | 3154.9523 | 1570.9113 | 1570.9113 | 1204.7471 | 1204.7471 | 0 | 0 | 379.2939 | 379.2939 | 271391625.5397 | 1347383093.166 | 124042906.7157 | 0 | 1742.8176 | 65.7289 | 0 | 0 | 0 | 1321.1138 | 158 | 1216 | 1844.7693 | 304 | 76 | 0.19373
667 | 1030.1083 | 600.4 | 200 | 800 | 0 | 100% | 99.2237 | 168.802 | 168.9669 | 168.9669 | 1 | 168.802 | 99.4987 | 548.203 | 516.917 | 516.917 | 516.917 | 31.286 | 548.203 | 85.2768 | 75.8944 | 75.8944 | 75.8944 | 9.3824 | 85.2768 | 0 | 0 | 0 | 0 | 0 | 0 | 0 | 0 | 0 | 246.2248 | 196.7717 | 196.7717 | 196.7717 | 49.4532 | 246.2248 | 3237.3521 | 3237.3521 | 1653.448 | 1653.448 | 1204.643 | 1204.643 | 0 | 0 | 379.2611 | 379.2611 | 272143825.0801 | 1347384382.1395 | 123688844.0646 | 0 | 1743.2171 | 66.5783 | 0 | 0 | 0 | 1390.6462 | 158 | 1216 | 1844.7693 | 304 | 76 | 0.19318
668 | 20.6022 | 653.6 | 200 | 800 | 0 | 100% | 90.8105 | 97.6153 | 97.674 | 97.674 | 1 | 97.6153 | 93.7662 | 116.1364 | 109.5271 | 109.5271 | 109.5271 | 6.6094 | 116.1364 | 91.7546 | 81.6862 | 81.6862 | 81.6862 | 10.0684 | 91.7546 | 0 | 0 | 0 | 0 | 0 | 0 | 0 | 0 | 0 | 128.158 | 103.5005 | 103.5005 | 103.5005 | 24.6574 | 128.158 | 1728.8483 | 1728.8483 | 33.1675 | 33.1675 | 1315.2899 | 1315.2899 | 0 | 0 | 380.3909 | 380.3909 | 26722816.161 | 1366834197.7413 | 249226178.903 | 0 | 1642.7832 | 42.9804 | 0 | 0 | 0 | 27.8129 | 172 | 1216 | 1844.7693 | 304 | 76 | 0.38658
669 | 51.5054 | 653.6 | 200 | 800 | 0 | 100% | 92.0091 | 99.151 | 99.213 | 99.213 | 1 | 99.151 | 94.8644 | 119.4237 | 112.6261 | 112.6261 | 112.6261 | 6.7976 | 119.4237 | 91.7362 | 81.6682 | 81.6682 | 81.6682 | 10.068 | 91.7362 | 0 | 0 | 0 | 0 | 0 | 0 | 0 | 0 | 0 | 137.9035 | 111.3241 | 111.3241 | 111.3241 | 26.5794 | 137.9035 | 1778.2747 | 1778.2747 | 82.9035 | 82.9035 | 1315.0497 | 1315.0497 | 0 | 0 | 380.3214 | 380.3214 | 64883552.3056 | 1366888128.165 | 230252492.8044 | 0 | 1662.0242 | 43.8769 | 0 | 0 | 0 | 69.5323 | 172 | 1216 | 1844.7693 | 304 | 76 | 0.35735
670 | 154.5162 | 653.6 | 200 | 800 | 0 | 100% | 94.9315 | 105.4225 | 105.4247 | 105.4247 | 1 | 105.4225 | 97.1163 | 135.4279 | 127.7154 | 127.7154 | 127.7154 | 7.7125 | 135.4279 | 91.6856 | 81.6183 | 81.6183 | 81.6183 | 10.0673 | 91.6856 | 0 | 0 | 0 | 0 | 0 | 0 | 0 | 0 | 0 | 188.6378 | 152.0137 | 152.0137 | 152.0137 | 36.6241 | 188.6378 | 1943.0366 | 1943.0366 | 248.5769 | 248.5769 | 1314.3428 | 1314.3428 | 0 | 0 | 380.117 | 380.117 | 170130715.2049 | 1366989605.3505 | 164357977.4201 | 0 | 1701.4783 | 47.3121 | 0 | 0 | 0 | 208.5969 | 172 | 1216 | 1844.7693 | 304 | 76 | 0.25584
671 | 206.0217 | 653.6 | 200 | 800 | 0 | 100% | 96.2443 | 108.8739 | 108.9045 | 108.9045 | 1 | 108.8739 | 97.8484 | 150.2388 | 141.681 | 141.681 | 141.681 | 8.5578 | 150.2388 | 91.6664 | 81.5991 | 81.5991 | 81.5991 | 10.0673 | 91.6664 | 0 | 0 | 0 | 0 | 0 | 0 | 0 | 0 | 0 | 213.8765 | 172.1596 | 172.1596 | 172.1596 | 41.717 | 213.8765 | 2025.4212 | 2025.4212 | 331.3582 | 331.3582 | 1314.035 | 1314.035 | 0 | 0 | 380.028 | 380.028 | 202618659.23 | 1366987127.1271 | 144697332.6298 | 0 | 1714.3031 | 49.0052 | 0 | 0 | 0 | 278.1292 | 172 | 1216 | 1844.7693 | 304 | 76 | 0.22555
672 | 257.5271 | 653.6 | 200 | 800 | 0 | 100% | 97.2831 | 112.5332 | 112.6321 | 112.6321 | 1 | 112.5332 | 98.3559 | 172.7103 | 162.8704 | 162.8704 | 162.8704 | 9.8398 | 172.7103 | 91.647 | 81.58 | 81.58 | 81.58 | 10.0671 | 91.647 | 0 | 0 | 0 | 0 | 0 | 0 | 0 | 0 | 0 | 225.603 | 181.4121 | 181.4121 | 181.4121 | 44.1909 | 225.603 | 2107.8077 | 2107.8077 | 414.1088 | 414.1088 | 1313.7526 | 1313.7526 | 0 | 0 | 379.9463 | 379.9463 | 218373952.3158 | 1367020014.4161 | 137800994.5549 | 0 | 1723.195 | 50.6607 | 0 | 0 | 0 | 347.6615 | 172 | 1216 | 1844.7693 | 304 | 76 | 0.21492
673 | 309.0325 | 653.6 | 200 | 800 | 0 | 100% | 97.8653 | 116.3561 | 116.4513 | 116.4513 | 1 | 116.3561 | 98.6727 | 198.309 | 187.0086 | 187.0086 | 187.0086 | 11.3004 | 198.309 | 91.6291 | 81.5622 | 81.5622 | 81.5622 | 10.0669 | 91.6291 | 0 | 0 | 0 | 0 | 0 | 0 | 0 | 0 | 0 | 230.5224 | 185.1955 | 185.1955 | 185.1955 | 45.3269 | 230.5224 | 2190.196 | 2190.196 | 496.8322 | 496.8322 | 1313.4927 | 1313.4927 | 0 | 0 | 379.8711 | 379.8711 | 227446795.8526 | 1367043661.2592 | 134255751.5645 | 0 | 1728.7462 | 52.2858 | 0 | 0 | 0 | 417.1938 | 172 | 1216 | 1844.7693 | 304 | 76 | 0.20946
674 | 360.5379 | 653.6 | 200 | 800 | 0 | 100% | 98.242 | 120.1443 | 120.2644 | 120.2644 | 1 | 120.1443 | 98.9093 | 224.6659 | 211.8614 | 211.8614 | 211.8614 | 12.8045 | 224.6659 | 91.6136 | 81.5468 | 81.5468 | 81.5468 | 10.0668 | 91.6136 | 0 | 0 | 0 | 0 | 0 | 0 | 0 | 0 | 0 | 232.0404 | 185.8417 | 185.8417 | 185.8417 | 46.1987 | 232.0404 | 2272.5859 | 2272.5859 | 579.5316 | 579.5316 | 1313.2526 | 1313.2526 | 0 | 0 | 379.8017 | 379.8017 | 233904524.7943 | 1367051249.9682 | 131935203.9001 | 0 | 1732.891 | 53.8348 | 0 | 0 | 0 | 486.7262 | 172 | 1216 | 1844.7693 | 304 | 76 | 0.20588
675 | 412.0433 | 653.6 | 200 | 800 | 0 | 100% | 98.5845 | 124.1692 | 124.3045 | 124.3045 | 1 | 124.1692 | 99.0935 | 251.0672 | 236.7557 | 236.7557 | 236.7557 | 14.3115 | 251.0672 | 91.5994 | 81.5326 | 81.5326 | 81.5326 | 10.0667 | 91.5994 | 0 | 0 | 0 | 0 | 0 | 0 | 0 | 0 | 0 | 235.1298 | 188.2438 | 188.2438 | 188.2438 | 46.886 | 235.1298 | 2354.9771 | 2354.9771 | 662.2096 | 662.2096 | 1313.0301 | 1313.0301 | 0 | 0 | 379.7374 | 379.7374 | 238964999.376 | 1367056826.5526 | 130096728.2513 | 0 | 1736.1186 | 55.3028 | 0 | 0 | 0 | 556.2585 | 172 | 1216 | 1844.7693 | 304 | 76 | 0.20305
676 | 463.5487 | 653.6 | 200 | 800 | 0 | 100% | 98.8014 | 128.2551 | 128.3814 | 128.3814 | 1 | 128.2551 | 99.2034 | 277.573 | 261.7482 | 261.7482 | 261.7482 | 15.8247 | 277.573 | 91.5863 | 81.5195 | 81.5195 | 81.5195 | 10.0667 | 91.5863 | 0 | 0 | 0 | 0 | 0 | 0 | 0 | 0 | 0 | 238.157 | 190.6047 | 190.6047 | 190.6047 | 47.5523 | 238.157 | 2437.3696 | 2437.3696 | 744.8686 | 744.8686 | 1312.8234 | 1312.8234 | 0 | 0 | 379.6776 | 379.6776 | 242955216.2138 | 1367060803.8133 | 128027614.3171 | 0 | 1738.0436 | 56.7083 | 0 | 0 | 0 | 625.7908 | 172 | 1216 | 1844.7693 | 304 | 76 | 0.19986
677 | 515.0541 | 653.6 | 200 | 800 | 0 | 100% | 98.8813 | 132.4117 | 132.5434 | 132.5434 | 1 | 132.4117 | 99.2693 | 304.1608 | 286.8179 | 286.8179 | 286.8179 | 17.3429 | 304.1608 | 91.5741 | 81.5074 | 81.5074 | 81.5074 | 10.0667 | 91.5741 | 0 | 0 | 0 | 0 | 0 | 0 | 0 | 0 | 0 | 241.7842 | 193.4506 | 193.4506 | 193.4506 | 48.3336 | 241.7842 | 2519.7632 | 2519.7632 | 827.5104 | 827.5104 | 1312.6309 | 1312.6309 | 0 | 0 | 379.6219 | 379.6219 | 246173186.9156 | 1367064157.7746 | 125961202.1832 | 0 | 1739.1985 | 58.0441 | 0 | 0 | 0 | 695.3231 | 172 | 1216 | 1844.7693 | 304 | 76 | 0.19668
678 | 566.5595 | 653.6 | 200 | 800 | 0 | 100% | 98.9498 | 136.5922 | 136.7327 | 136.7327 | 1 | 136.5922 | 99.322 | 330.795 | 311.9309 | 311.9309 | 311.9309 | 18.864 | 330.795 | 91.5627 | 81.4961 | 81.4961 | 81.4961 | 10.0667 | 91.5627 | 0 | 0 | 0 | 0 | 0 | 0 | 0 | 0 | 0 | 245.1186 | 196.0681 | 196.0681 | 196.0681 | 49.0506 | 245.1186 | 2602.1578 | 2602.1578 | 910.1367 | 910.1367 | 1312.4511 | 1312.4511 | 0 | 0 | 379.5699 | 379.5699 | 248804151.9446 | 1367066482.2606 | 124249950.1039 | 0 | 1740.1206 | 59.3034 | 0 | 0 | 0 | 764.8554 | 172 | 1216 | 1844.7693 | 304 | 76 | 0.19404
679 | 618.065 | 653.6 | 200 | 800 | 0 | 100% | 98.9954 | 140.7863 | 140.9249 | 140.9249 | 1 | 140.7863 | 99.3567 | 357.6624 | 337.2637 | 337.2637 | 337.2637 | 20.3986 | 357.6624 | 91.5521 | 81.4855 | 81.4855 | 81.4855 | 10.0667 | 91.5521 | 0 | 0 | 0 | 0 | 0 | 0 | 0 | 0 | 0 | 247.8247 | 198.1838 | 198.1838 | 198.1838 | 49.6409 | 247.8247 | 2684.5532 | 2684.5532 | 992.7491 | 992.7491 | 1312.2829 | 1312.2829 | 0 | 0 | 379.5212 | 379.5212 | 250838055.1997 | 1367068303.0213 | 122823875.745 | 0 | 1740.7302 | 60.4949 | 0 | 0 | 0 | 834.3877 | 172 | 1216 | 1844.7693 | 304 | 76 | 0.19185
680 | 669.5704 | 653.6 | 200 | 800 | 0 | 100% | 99.0297 | 144.9945 | 145.1379 | 145.1379 | 1 | 144.9945 | 99.3875 | 384.6686 | 362.7272 | 362.7272 | 362.7272 | 21.9414 | 384.6686 | 91.5422 | 81.4756 | 81.4756 | 81.4756 | 10.0666 | 91.5422 | 0 | 0 | 0 | 0 | 0 | 0 | 0 | 0 | 0 | 250.1732 | 200.0225 | 200.0225 | 200.0225 | 50.1507 | 250.1732 | 2766.9495 | 2766.9495 | 1075.3489 | 1075.3489 | 1312.125 | 1312.125 | 0 | 0 | 379.4756 | 379.4756 | 252536293.8411 | 1367070076.6978 | 121662878.0619 | 0 | 1741.2692 | 61.6193 | 0 | 0 | 0 | 903.92 | 172 | 1216 | 1844.7693 | 304 | 76 | 0.19006
681 | 721.0758 | 653.6 | 200 | 800 | 0 | 100% | 99.1096 | 149.2067 | 149.3563 | 149.3563 | 1 | 149.2067 | 99.4149 | 411.749 | 388.2604 | 388.2604 | 388.2604 | 23.4885 | 411.749 | 91.5329 | 81.4663 | 81.4663 | 81.4663 | 10.0666 | 91.5329 | 0 | 0 | 0 | 0 | 0 | 0 | 0 | 0 | 0 | 252.1386 | 201.5549 | 201.5549 | 201.5549 | 50.5837 | 252.1386 | 2849.3466 | 2849.3466 | 1157.9372 | 1157.9372 | 1311.9767 | 1311.9767 | 0 | 0 | 379.4327 | 379.4327 | 253984577.1703 | 1367071850.3743 | 120691756.7475 | 0 | 1741.7482 | 62.6819 | 0 | 0 | 0 | 973.4523 | 172 | 1216 | 1844.7693 | 304 | 76 | 0.18856
682 | 772.5812 | 653.6 | 200 | 800 | 0 | 100% | 99.1324 | 153.4196 | 153.5749 | 153.5749 | 1 | 153.4196 | 99.4403 | 438.8237 | 413.7881 | 413.7881 | 413.7881 | 25.0355 | 438.8237 | 91.5241 | 81.4575 | 81.4575 | 81.4575 | 10.0666 | 91.5241 | 0 | 0 | 0 | 0 | 0 | 0 | 0 | 0 | 0 | 253.8079 | 202.8535 | 202.8535 | 202.8535 | 50.9544 | 253.8079 | 2931.7443 | 2931.7443 | 1240.5149 | 1240.5149 | 1311.8371 | 1311.8371 | 0 | 0 | 379.3923 | 379.3923 | 255267784.5644 | 1367073490.7753 | 119852107.2045 | 0 | 1742.1934 | 63.6872 | 0 | 0 | 0 | 1042.9846 | 172 | 1216 | 1844.7693 | 304 | 76 | 0.18727
683 | 824.0866 | 653.6 | 200 | 800 | 0 | 100% | 99.1667 | 157.634 | 157.7941 | 157.7941 | 1 | 157.634 | 99.4651 | 465.875 | 439.2936 | 439.2936 | 439.2936 | 26.5814 | 465.875 | 91.5158 | 81.4492 | 81.4492 | 81.4492 | 10.0666 | 91.5158 | 0 | 0 | 0 | 0 | 0 | 0 | 0 | 0 | 0 | 255.2591 | 203.9848 | 203.9848 | 203.9848 | 51.2743 | 255.2591 | 3014.1427 | 3014.1427 | 1323.083 | 1323.083 | 1311.7054 | 1311.7054 | 0 | 0 | 379.3542 | 379.3542 | 256410401.4436 | 1367075031.8112 | 119142405.6773 | 0 | 1742.6278 | 64.6396 | 0 | 0 | 0 | 1112.5169 | 172 | 1216 | 1844.7693 | 304 | 76 | 0.18618
684 | 875.592 | 653.6 | 200 | 800 | 0 | 100% | 99.2123 | 161.8482 | 162.0098 | 162.0098 | 1 | 161.8482 | 99.4895 | 492.9308 | 464.8031 | 464.8031 | 464.8031 | 28.1276 | 492.9308 | 91.508 | 81.4414 | 81.4414 | 81.4414 | 10.0666 | 91.508 | 0 | 0 | 0 | 0 | 0 | 0 | 0 | 0 | 0 | 256.4745 | 204.9312 | 204.9312 | 204.9312 | 51.5433 | 256.4745 | 3096.5416 | 3096.5416 | 1405.6424 | 1405.6424 | 1311.581 | 1311.581 | 0 | 0 | 379.3182 | 379.3182 | 257403376.3952 | 1367076448.9927 | 118575485.567 | 0 | 1743.0553 | 65.543 | 0 | 0 | 0 | 1182.0492 | 172 | 1216 | 1844.7693 | 304 | 76 | 0.1853
685 | 927.0974 | 653.6 | 200 | 800 | 0 | 100% | 99.2466 | 166.0634 | 166.224 | 166.224 | 1 | 166.0634 | 99.5127 | 520.0304 | 490.3539 | 490.3539 | 490.3539 | 29.6765 | 520.0304 | 91.5006 | 81.434 | 81.434 | 81.434 | 10.0666 | 91.5006 | 0 | 0 | 0 | 0 | 0 | 0 | 0 | 0 | 0 | 257.4722 | 205.7085 | 205.7085 | 205.7085 | 51.7637 | 257.4722 | 3178.941 | 3178.941 | 1488.1936 | 1488.1936 | 1311.4632 | 1311.4632 | 0 | 0 | 379.2842 | 379.2842 | 258259618.7912 | 1367077816.8729 | 118124989.1371 | 0 | 1743.4624 | 66.4014 | 0 | 0 | 0 | 1251.5815 | 172 | 1216 | 1844.7693 | 304 | 76 | 0.18461
686 | 978.6028 | 653.6 | 200 | 800 | 0 | 100% | 99.2694 | 170.28 | 170.4378 | 170.4378 | 1 | 170.28 | 99.5299 | 547.1811 | 515.9527 | 515.9527 | 515.9527 | 31.2284 | 547.1811 | 91.4936 | 81.427 | 81.427 | 81.427 | 10.0666 | 91.4936 | 0 | 0 | 0 | 0 | 0 | 0 | 0 | 0 | 0 | 258.2945 | 206.3476 | 206.3476 | 206.3476 | 51.9469 | 258.2945 | 3261.3409 | 3261.3409 | 1570.7374 | 1570.7374 | 1311.3516 | 1311.3516 | 0 | 0 | 379.2519 | 379.2519 | 259023848.9935 | 1367078728.2287 | 117661483.8857 | 0 | 1743.7641 | 67.2196 | 0 | 0 | 0 | 1321.1138 | 172 | 1216 | 1844.7693 | 304 | 76 | 0.18389
687 | 1030.1083 | 653.6 | 200 | 800 | 0 | 100% | 99.2808 | 174.5007 | 174.6605 | 174.6605 | 1 | 174.5007 | 99.5441 | 574.3113 | 541.5321 | 541.5321 | 541.5321 | 32.7793 | 574.3113 | 91.487 | 81.4204 | 81.4204 | 81.4204 | 10.0666 | 91.487 | 0 | 0 | 0 | 0 | 0 | 0 | 0 | 0 | 0 | 259.1026 | 206.9772 | 206.9772 | 206.9772 | 52.1255 | 259.1026 | 3343.7413 | 3343.7413 | 1653.2743 | 1653.2743 | 1311.2457 | 1311.2457 | 0 | 0 | 379.2213 | 379.2213 | 259750913.5679 | 1367079611.6911 | 117182845.8657 | 0 | 1744.0134 | 67.9996 | 0 | 0 | 0 | 1390.6462 | 172 | 1216 | 1844.7693 | 304 | 76 | 0.18316
688 | 20.6022 | 703 | 200 | 800 | 0 | 100% | 91.7352 | 102.6015 | 102.651 | 102.651 | 1 | 102.6015 | 94.419 | 120.1444 | 113.3047 | 113.3047 | 113.3047 | 6.8397 | 120.1444 | 97.5457 | 86.8385 | 86.8385 | 86.8385 | 10.7072 | 97.5457 | 0 | 0 | 0 | 0 | 0 | 0 | 0 | 0 | 0 | 129.5071 | 104.5341 | 104.5341 | 104.5341 | 24.973 | 129.5071 | 1827.6118 | 1827.6118 | 33.1557 | 33.1557 | 1414.2 | 1414.2 | 0 | 0 | 380.2561 | 380.2561 | 25824247.7022 | 1382424539.6665 | 245972013.4548 | 0 | 1654.2208 | 46.6055 | 0 | 0 | 0 | 27.8129 | 185 | 1216 | 1844.7693 | 304 | 76 | 0.38157
689 | 51.5054 | 703 | 200 | 800 | 0 | 100% | 92.7397 | 104.2135 | 104.265 | 104.265 | 1 | 104.2135 | 95.378 | 123.1912 | 116.177 | 116.177 | 116.177 | 7.0143 | 123.1912 | 97.5288 | 86.8219 | 86.8219 | 86.8219 | 10.7069 | 97.5288 | 0 | 0 | 0 | 0 | 0 | 0 | 0 | 0 | 0 | 140.2571 | 113.1642 | 113.1642 | 113.1642 | 27.093 | 140.2571 | 1877.0402 | 1877.0402 | 82.8758 | 82.8758 | 1413.9701 | 1413.9701 | 0 | 0 | 380.1943 | 380.1943 | 62890923.7931 | 1382466338.8812 | 225665816.8594 | 0 | 1671.0231 | 47.4285 | 0 | 0 | 0 | 69.5323 | 185 | 1216 | 1844.7693 | 304 | 76 | 0.35029
690 | 154.5162 | 703 | 200 | 800 | 0 | 100% | 95.411 | 110.569 | 110.5765 | 110.5765 | 1 | 110.569 | 97.4324 | 140.455 | 132.4542 | 132.4542 | 132.4542 | 8.0009 | 140.455 | 97.4828 | 86.7763 | 86.7763 | 86.7763 | 10.7065 | 97.4828 | 0 | 0 | 0 | 0 | 0 | 0 | 0 | 0 | 0 | 192.8187 | 155.2934 | 155.2934 | 155.2934 | 37.5253 | 192.8187 | 2041.808 | 2041.808 | 248.5077 | 248.5077 | 1413.2891 | 1413.2891 | 0 | 0 | 380.0112 | 380.0112 | 163941549.0264 | 1382522971.159 | 160550618.4477 | 0 | 1707.0151 | 50.4703 | 0 | 0 | 0 | 208.5969 | 185 | 1216 | 1844.7693 | 304 | 76 | 0.24997
691 | 206.0217 | 703 | 200 | 800 | 0 | 100% | 96.6553 | 114.0726 | 114.089 | 114.089 | 1 | 114.0726 | 98.0633 | 155.9401 | 147.0554 | 147.0554 | 147.0554 | 8.8847 | 155.9401 | 97.4626 | 86.7564 | 86.7564 | 86.7564 | 10.7063 | 97.4626 | 0 | 0 | 0 | 0 | 0 | 0 | 0 | 0 | 0 | 219.6679 | 176.7276 | 176.7276 | 176.7276 | 42.9404 | 219.6679 | 2124.1949 | 2124.1949 | 331.2735 | 331.2735 | 1412.9905 | 1412.9905 | 0 | 0 | 379.9309 | 379.9309 | 195148533.0001 | 1382554783.0436 | 140365699.0056 | 0 | 1718.069 | 51.9942 | 0 | 0 | 0 | 278.1292 | 185 | 1216 | 1844.7693 | 304 | 76 | 0.21887
692 | 257.5271 | 703 | 200 | 800 | 0 | 100% | 97.5799 | 117.5578 | 117.6285 | 117.6285 | 1 | 117.5578 | 98.5053 | 179.3128 | 169.0946 | 169.0946 | 169.0946 | 10.2183 | 179.3128 | 97.4437 | 86.7377 | 86.7377 | 86.7377 | 10.706 | 97.4437 | 0 | 0 | 0 | 0 | 0 | 0 | 0 | 0 | 0 | 229.9776 | 184.3117 | 184.3117 | 184.3117 | 45.6659 | 229.9776 | 2206.5835 | 2206.5835 | 414.0113 | 414.0113 | 1412.7153 | 1412.7153 | 0 | 0 | 379.8569 | 379.8569 | 210289568.2432 | 1382583963.6065 | 132939208.4129 | 0 | 1725.8127 | 53.4796 | 0 | 0 | 0 | 347.6615 | 185 | 1216 | 1844.7693 | 304 | 76 | 0.20743
693 | 309.0325 | 703 | 200 | 800 | 0 | 100% | 98.0023 | 121.4642 | 121.556 | 121.556 | 1 | 121.4642 | 98.7726 | 205.9212 | 194.1846 | 194.1846 | 194.1846 | 11.7366 | 205.9212 | 97.4269 | 86.721 | 86.721 | 86.721 | 10.7059 | 97.4269 | 0 | 0 | 0 | 0 | 0 | 0 | 0 | 0 | 0 | 237.0327 | 189.8373 | 189.8373 | 189.8373 | 47.1954 | 237.0327 | 2288.9737 | 2288.9737 | 496.7241 | 496.7241 | 1412.461 | 1412.461 | 0 | 0 | 379.7885 | 379.7885 | 218991350.885 | 1382597720.8619 | 128906184.6517 | 0 | 1730.4953 | 54.9405 | 0 | 0 | 0 | 417.1938 | 185 | 1216 | 1844.7693 | 304 | 76 | 0.20122
694 | 360.5379 | 703 | 200 | 800 | 0 | 100% | 98.3447 | 125.4436 | 125.5633 | 125.5633 | 1 | 125.4436 | 98.9986 | 233.3108 | 220.0111 | 220.0111 | 220.0111 | 13.2997 | 233.3108 | 97.4119 | 86.706 | 86.706 | 86.706 | 10.7058 | 97.4119 | 0 | 0 | 0 | 0 | 0 | 0 | 0 | 0 | 0 | 241.2946 | 193.1684 | 193.1684 | 193.1684 | 48.1262 | 241.2946 | 2371.3651 | 2371.3651 | 579.4148 | 579.4148 | 1412.2253 | 1412.2253 | 0 | 0 | 379.7251 | 379.7251 | 225189994.5215 | 1382604517.4612 | 126661103.8565 | 0 | 1734.4556 | 56.3219 | 0 | 0 | 0 | 486.7262 | 185 | 1216 | 1844.7693 | 304 | 76 | 0.19776
695 | 412.0433 | 703 | 200 | 800 | 0 | 100% | 98.7215 | 129.4702 | 129.6039 | 129.6039 | 1 | 129.4702 | 99.1708 | 260.7554 | 245.889 | 245.889 | 245.889 | 14.8664 | 260.7554 | 97.3981 | 86.6923 | 86.6923 | 86.6923 | 10.7058 | 97.3981 | 0 | 0 | 0 | 0 | 0 | 0 | 0 | 0 | 0 | 244.6314 | 195.7675 | 195.7675 | 195.7675 | 48.8639 | 244.6314 | 2453.7579 | 2453.7579 | 662.0855 | 662.0855 | 1412.0061 | 1412.0061 | 0 | 0 | 379.6662 | 379.6662 | 230041006.9462 | 1382609459.0193 | 124821112.6152 | 0 | 1737.4716 | 57.6384 | 0 | 0 | 0 | 556.2585 | 185 | 1216 | 1844.7693 | 304 | 76 | 0.19492
696 | 463.5487 | 703 | 200 | 800 | 0 | 100% | 98.8584 | 133.568 | 133.691 | 133.691 | 1 | 133.568 | 99.2647 | 288.3208 | 271.8806 | 271.8806 | 271.8806 | 16.4402 | 288.3208 | 97.3852 | 86.6795 | 86.6795 | 86.6795 | 10.7058 | 97.3852 | 0 | 0 | 0 | 0 | 0 | 0 | 0 | 0 | 0 | 248.1324 | 198.5094 | 198.5094 | 198.5094 | 49.623 | 248.1324 | 2536.1516 | 2536.1516 | 744.7385 | 744.7385 | 1411.8019 | 1411.8019 | 0 | 0 | 379.6113 | 379.6113 | 233851715.3137 | 1382613406.4032 | 122651989.7686 | 0 | 1739.1171 | 58.9064 | 0 | 0 | 0 | 625.7908 | 185 | 1216 | 1844.7693 | 304 | 76 | 0.19158
697 | 515.0541 | 703 | 200 | 800 | 0 | 100% | 98.9612 | 137.7257 | 137.858 | 137.858 | 1 | 137.7257 | 99.3284 | 315.9795 | 297.9599 | 297.9599 | 297.9599 | 18.0196 | 315.9795 | 97.3733 | 86.6675 | 86.6675 | 86.6675 | 10.7057 | 97.3733 | 0 | 0 | 0 | 0 | 0 | 0 | 0 | 0 | 0 | 251.9798 | 201.5276 | 201.5276 | 201.5276 | 50.4523 | 251.9798 | 2618.5464 | 2618.5464 | 827.3754 | 827.3754 | 1411.6111 | 1411.6111 | 0 | 0 | 379.56 | 379.56 | 236921292.2703 | 1382616497.7712 | 120696457.8057 | 0 | 1740.2342 | 60.1106 | 0 | 0 | 0 | 695.3231 | 185 | 1216 | 1844.7693 | 304 | 76 | 0.18857
698 | 566.5595 | 703 | 200 | 800 | 0 | 100% | 99.0411 | 141.9056 | 142.0479 | 142.0479 | 1 | 141.9056 | 99.3798 | 343.7086 | 324.1054 | 324.1054 | 324.1054 | 19.6033 | 343.7086 | 97.3621 | 86.6564 | 86.6564 | 86.6564 | 10.7057 | 97.3621 | 0 | 0 | 0 | 0 | 0 | 0 | 0 | 0 | 0 | 255.4325 | 204.2386 | 204.2386 | 204.2386 | 51.1939 | 255.4325 | 2700.9421 | 2700.9421 | 909.9977 | 909.9977 | 1411.4324 | 1411.4324 | 0 | 0 | 379.5119 | 379.5119 | 239400113.4355 | 1382619103.5524 | 119114933.9876 | 0 | 1741.1342 | 61.2493 | 0 | 0 | 0 | 764.8554 | 185 | 1216 | 1844.7693 | 304 | 76 | 0.18613
699 | 618.065 | 703 | 200 | 800 | 0 | 100% | 99.0411 | 146.0983 | 146.2399 | 146.2399 | 1 | 146.0983 | 99.4139 | 371.6753 | 350.4746 | 350.4746 | 350.4746 | 21.2007 | 371.6753 | 97.3517 | 86.646 | 86.646 | 86.646 | 10.7057 | 97.3517 | 0 | 0 | 0 | 0 | 0 | 0 | 0 | 0 | 0 | 258.2123 | 206.4144 | 206.4144 | 206.4144 | 51.7979 | 258.2123 | 2783.3385 | 2783.3385 | 992.6069 | 992.6069 | 1411.2648 | 1411.2648 | 0 | 0 | 379.4669 | 379.4669 | 241343135.5424 | 1382621068.2385 | 117766537.3588 | 0 | 1741.7307 | 62.3302 | 0 | 0 | 0 | 834.3877 | 185 | 1216 | 1844.7693 | 304 | 76 | 0.18406
700 | 669.5704 | 703 | 200 | 800 | 0 | 100% | 99.121 | 150.3045 | 150.45 | 150.45 | 1 | 150.3045 | 99.4436 | 399.7905 | 376.9837 | 376.9837 | 376.9837 | 22.8068 | 399.7905 | 97.3419 | 86.6362 | 86.6362 | 86.6362 | 10.7057 | 97.3419 | 0 | 0 | 0 | 0 | 0 | 0 | 0 | 0 | 0 | 260.6086 | 208.2913 | 208.2913 | 208.2913 | 52.3173 | 260.6086 | 2865.7357 | 2865.7357 | 1075.204 | 1075.204 | 1411.1072 | 1411.1072 | 0 | 0 | 379.4245 | 379.4245 | 242935154.2077 | 1382622629.7206 | 116694901.2232 | 0 | 1742.2527 | 63.3531 | 0 | 0 | 0 | 903.92 | 185 | 1216 | 1844.7693 | 304 | 76 | 0.18241
701 | 721.0758 | 703 | 200 | 800 | 0 | 100% | 99.1553 | 154.5133 | 154.6631 | 154.6631 | 1 | 154.5133 | 99.469 | 427.976 | 403.5588 | 403.5588 | 403.5588 | 24.4171 | 427.976 | 97.3327 | 86.627 | 86.627 | 86.627 | 10.7057 | 97.3327 | 0 | 0 | 0 | 0 | 0 | 0 | 0 | 0 | 0 | 262.5753 | 209.8259 | 209.8259 | 209.8259 | 52.7494 | 262.5753 | 2948.1336 | 2948.1336 | 1157.7902 | 1157.7902 | 1410.9587 | 1410.9587 | 0 | 0 | 379.3846 | 379.3846 | 244316108.4136 | 1382624185.5536 | 115757450.7241 | 0 | 1742.6977 | 64.3227 | 0 | 0 | 0 | 973.4523 | 185 | 1216 | 1844.7693 | 304 | 76 | 0.18096
702 | 772.5812 | 703 | 200 | 800 | 0 | 100% | 99.1781 | 158.7239 | 158.8802 | 158.8802 | 1 | 158.7239 | 99.4938 | 456.1331 | 430.107 | 430.107 | 430.107 | 26.026 | 456.1331 | 97.324 | 86.6183 | 86.6183 | 86.6183 | 10.7057 | 97.324 | 0 | 0 | 0 | 0 | 0 | 0 | 0 | 0 | 0 | 264.2939 | 211.165 | 211.165 | 211.165 | 53.1289 | 264.2939 | 3030.532 | 3030.532 | 1240.3664 | 1240.3664 | 1410.8187 | 1410.8187 | 0 | 0 | 379.3469 | 379.3469 | 245554604.3265 | 1382625741.3866 | 114951900.702 | 0 | 1743.1322 | 65.2421 | 0 | 0 | 0 | 1042.9846 | 185 | 1216 | 1844.7693 | 304 | 76 | 0.17972
703 | 824.0866 | 703 | 200 | 800 | 0 | 100% | 99.2352 | 162.9352 | 163.0968 | 163.0968 | 1 | 162.9352 | 99.5182 | 484.2398 | 456.6076 | 456.6076 | 456.6076 | 27.6322 | 484.2398 | 97.3157 | 86.6101 | 86.6101 | 86.6101 | 10.7057 | 97.3157 | 0 | 0 | 0 | 0 | 0 | 0 | 0 | 0 | 0 | 265.8077 | 212.3444 | 212.3444 | 212.3444 | 53.4633 | 265.8077 | 3112.931 | 3112.931 | 1322.9334 | 1322.9334 | 1410.6863 | 1410.6863 | 0 | 0 | 379.3113 | 379.3113 | 246662656.4127 | 1382627297.2196 | 114269552.0519 | 0 | 1743.5595 | 66.115 | 0 | 0 | 0 | 1112.5169 | 185 | 1216 | 1844.7693 | 304 | 76 | 0.17867
704 | 875.592 | 703 | 200 | 800 | 0 | 100% | 99.2694 | 167.1472 | 167.3087 | 167.3087 | 1 | 167.1472 | 99.5405 | 512.3555 | 483.1165 | 483.1165 | 483.1165 | 29.239 | 512.3555 | 97.3079 | 86.6023 | 86.6023 | 86.6023 | 10.7057 | 97.3079 | 0 | 0 | 0 | 0 | 0 | 0 | 0 | 0 | 0 | 267.0839 | 213.3393 | 213.3393 | 213.3393 | 53.7445 | 267.0839 | 3195.3306 | 3195.3306 | 1405.4919 | 1405.4919 | 1410.5611 | 1410.5611 | 0 | 0 | 379.2776 | 379.2776 | 247620345.4912 | 1382628853.0526 | 113699689.7494 | 0 | 1743.9489 | 66.9454 | 0 | 0 | 0 | 1182.0492 | 185 | 1216 | 1844.7693 | 304 | 76 | 0.17779
705 | 927.0974 | 703 | 200 | 800 | 0 | 100% | 99.3037 | 171.3625 | 171.5154 | 171.5154 | 1 | 171.3625 | 99.5548 | 540.5325 | 509.6831 | 509.6831 | 509.6831 | 30.8494 | 540.5325 | 97.3006 | 86.5949 | 86.5949 | 86.5949 | 10.7056 | 97.3006 | 0 | 0 | 0 | 0 | 0 | 0 | 0 | 0 | 0 | 268.1715 | 214.1875 | 214.1875 | 214.1875 | 53.9839 | 268.1715 | 3277.7306 | 3277.7306 | 1488.0426 | 1488.0426 | 1410.4423 | 1410.4423 | 0 | 0 | 379.2457 | 379.2457 | 248434328.1559 | 1382630283.3387 | 113134945.122 | 0 | 1744.1996 | 67.7384 | 0 | 0 | 0 | 1251.5815 | 185 | 1216 | 1844.7693 | 304 | 76 | 0.17692
706 | 978.6028 | 703 | 200 | 800 | 0 | 100% | 99.3037 | 175.5853 | 175.7386 | 175.7386 | 1 | 175.5853 | 99.5688 | 568.7643 | 536.3012 | 536.3012 | 536.3012 | 32.4631 | 568.7643 | 97.2935 | 86.5879 | 86.5879 | 86.5879 | 10.7056 | 97.2935 | 0 | 0 | 0 | 0 | 0 | 0 | 0 | 0 | 0 | 269.2151 | 215.0038 | 215.0038 | 215.0038 | 54.2114 | 269.2151 | 3360.131 | 3360.131 | 1570.5861 | 1570.5861 | 1410.3296 | 1410.3296 | 0 | 0 | 379.2154 | 379.2154 | 249172702.8673 | 1382631700.5201 | 112640855.8599 | 0 | 1744.4453 | 68.494 | 0 | 0 | 0 | 1321.1138 | 185 | 1216 | 1844.7693 | 304 | 76 | 0.17616
707 | 1030.1083 | 703 | 200 | 800 | 0 | 100% | 99.3037 | 179.812 | 179.9727 | 179.9727 | 1 | 179.812 | 99.583 | 596.9568 | 562.8821 | 562.8821 | 562.8821 | 34.0747 | 596.9568 | 97.2869 | 86.5812 | 86.5812 | 86.5812 | 10.7056 | 97.2869 | 0 | 0 | 0 | 0 | 0 | 0 | 0 | 0 | 0 | 270.2518 | 215.8159 | 215.8159 | 215.8159 | 54.436 | 270.2518 | 3442.5319 | 3442.5319 | 1653.1229 | 1653.1229 | 1410.2224 | 1410.2224 | 0 | 0 | 379.1866 | 379.1866 | 249881856.8278 | 1382632753.3438 | 112179016.0834 | 0 | 1744.6936 | 69.2148 | 0 | 0 | 0 | 1390.6462 | 185 | 1216 | 1844.7693 | 304 | 76 | 0.17545
708 | 20.6022 | 752.4 | 200 | 800 | 0 | 100% | 92.5342 | 107.6903 | 107.7342 | 107.7342 | 1 | 107.6903 | 94.928 | 123.5666 | 116.53 | 116.53 | 116.53 | 7.0367 | 123.5666 | 103.3261 | 91.9812 | 91.9812 | 91.9812 | 11.3449 | 103.3261 | 0 | 0 | 0 | 0 | 0 | 0 | 0 | 0 | 0 | 131.5642 | 106.136 | 106.136 | 106.136 | 25.4282 | 131.5642 | 1926.3792 | 1926.3792 | 33.1452 | 33.1452 | 1513.098 | 1513.098 | 0 | 0 | 380.136 | 380.136 | 25101135.2623 | 1396404474.8278 | 241633334.8509 | 0 | 1663.1389 | 49.8336 | 0 | 0 | 0 | 27.8129 | 198 | 1216 | 1844.7693 | 304 | 76 | 0.37489
709 | 51.5054 | 752.4 | 200 | 800 | 0 | 100% | 93.5959 | 109.3355 | 109.3802 | 109.3802 | 1 | 109.3355 | 95.796 | 126.7711 | 119.5509 | 119.5509 | 119.5509 | 7.2201 | 126.7711 | 103.3101 | 91.9655 | 91.9655 | 91.9655 | 11.3446 | 103.3101 | 0 | 0 | 0 | 0 | 0 | 0 | 0 | 0 | 0 | 142.9553 | 115.2767 | 115.2767 | 115.2767 | 27.6786 | 142.9553 | 1975.8095 | 1975.8095 | 82.851 | 82.851 | 1512.8778 | 1512.8778 | 0 | 0 | 380.0806 | 380.0806 | 61079182.1964 | 1396440469.9291 | 220825702.4275 | 0 | 1678.3454 | 50.5756 | 0 | 0 | 0 | 69.5323 | 198 | 1216 | 1844.7693 | 304 | 76 | 0.34283
710 | 154.5162 | 752.4 | 200 | 800 | 0 | 100% | 95.9589 | 115.7424 | 115.7394 | 115.7394 | 1 | 115.7424 | 97.687 | 145.4506 | 137.1632 | 137.1632 | 137.1632 | 8.2874 | 145.4506 | 103.2666 | 91.9224 | 91.9224 | 91.9224 | 11.3442 | 103.2666 | 0 | 0 | 0 | 0 | 0 | 0 | 0 | 0 | 0 | 196.8692 | 158.4803 | 158.4803 | 158.4803 | 38.3889 | 196.8692 | 2140.5821 | 2140.5821 | 248.4452 | 248.4452 | 1512.2212 | 1512.2212 | 0 | 0 | 379.9157 | 379.9157 | 158243432.3867 | 1396491049.8385 | 156742259.3954 | 0 | 1711.4767 | 53.284 | 0 | 0 | 0 | 208.5969 | 198 | 1216 | 1844.7693 | 304 | 76 | 0.2441
711 | 206.0217 | 752.4 | 200 | 800 | 0 | 100% | 96.9749 | 119.3 | 119.3073 | 119.3073 | 1 | 119.3 | 98.2409 | 161.5583 | 152.3515 | 152.3515 | 152.3515 | 9.2068 | 161.5583 | 103.2466 | 91.9026 | 91.9026 | 91.9026 | 11.344 | 103.2466 | 0 | 0 | 0 | 0 | 0 | 0 | 0 | 0 | 0 | 225.4532 | 181.2906 | 181.2906 | 181.2906 | 44.1626 | 225.4532 | 2222.971 | 2222.971 | 331.1968 | 331.1968 | 1511.9314 | 1511.9314 | 0 | 0 | 379.8429 | 379.8429 | 188303720.9239 | 1396524777.0691 | 136352069.1028 | 0 | 1721.1806 | 54.6584 | 0 | 0 | 0 | 278.1292 | 198 | 1216 | 1844.7693 | 304 | 76 | 0.21269
712 | 257.5271 | 752.4 | 200 | 800 | 0 | 100% | 97.774 | 122.8377 | 122.8924 | 122.8924 | 1 | 122.8377 | 98.6149 | 185.7604 | 175.1725 | 175.1725 | 175.1725 | 10.5878 | 185.7604 | 103.2285 | 91.8847 | 91.8847 | 91.8847 | 11.3438 | 103.2285 | 0 | 0 | 0 | 0 | 0 | 0 | 0 | 0 | 0 | 237.5431 | 190.2847 | 190.2847 | 190.2847 | 47.2584 | 237.5431 | 2305.3615 | 2305.3615 | 413.9226 | 413.9226 | 1511.6633 | 1511.6633 | 0 | 0 | 379.7755 | 379.7755 | 202948668.3068 | 1396546401.0772 | 128237781.6945 | 0 | 1727.7329 | 56.0044 | 0 | 0 | 0 | 347.6615 | 198 | 1216 | 1844.7693 | 304 | 76 | 0.20019
713 | 309.0325 | 752.4 | 200 | 800 | 0 | 100% | 98.1393 | 126.7609 | 126.8556 | 126.8556 | 1 | 126.7609 | 98.8713 | 213.3694 | 201.206 | 201.206 | 201.206 | 12.1633 | 213.3694 | 103.2126 | 91.8689 | 91.8689 | 91.8689 | 11.3437 | 103.2126 | 0 | 0 | 0 | 0 | 0 | 0 | 0 | 0 | 0 | 245.3641 | 196.4206 | 196.4206 | 196.4206 | 48.9435 | 245.3641 | 2387.7532 | 2387.7532 | 496.6254 | 496.6254 | 1511.4147 | 1511.4147 | 0 | 0 | 379.7131 | 379.7131 | 211311686.106 | 1396556009.6295 | 124357638.4429 | 0 | 1732.2253 | 57.3102 | 0 | 0 | 0 | 417.1938 | 198 | 1216 | 1844.7693 | 304 | 76 | 0.19421
714 | 360.5379 | 752.4 | 200 | 800 | 0 | 100% | 98.4932 | 130.7384 | 130.8571 | 130.8571 | 1 | 130.7384 | 99.0827 | 241.7591 | 227.9754 | 227.9754 | 227.9754 | 13.7837 | 241.7591 | 103.1981 | 91.8545 | 91.8545 | 91.8545 | 11.3436 | 103.1981 | 0 | 0 | 0 | 0 | 0 | 0 | 0 | 0 | 0 | 249.8767 | 199.9464 | 199.9464 | 199.9464 | 49.9304 | 249.8767 | 2470.1462 | 2470.1462 | 579.3077 | 579.3077 | 1511.1835 | 1511.1835 | 0 | 0 | 379.655 | 379.655 | 217284767.0094 | 1396561562.3363 | 122082584.6968 | 0 | 1735.9289 | 58.5523 | 0 | 0 | 0 | 486.7262 | 198 | 1216 | 1844.7693 | 304 | 76 | 0.19071
715 | 412.0433 | 752.4 | 200 | 800 | 0 | 100% | 98.8128 | 134.7729 | 134.8992 | 134.8992 | 1 | 134.7729 | 99.2364 | 270.1978 | 254.7906 | 254.7906 | 254.7906 | 15.4072 | 270.1978 | 103.1847 | 91.8411 | 91.8411 | 91.8411 | 11.3436 | 103.1847 | 0 | 0 | 0 | 0 | 0 | 0 | 0 | 0 | 0 | 253.6442 | 202.895 | 202.895 | 202.895 | 50.7491 | 253.6442 | 2552.5401 | 2552.5401 | 661.9715 | 661.9715 | 1510.9679 | 1510.9679 | 0 | 0 | 379.6008 | 379.6008 | 221948129.9675 | 1396565872.8784 | 120107816.6783 | 0 | 1738.6218 | 59.7428 | 0 | 0 | 0 | 556.2585 | 198 | 1216 | 1844.7693 | 304 | 76 | 0.18766
716 | 463.5487 | 752.4 | 200 | 800 | 0 | 100% | 98.9498 | 138.8811 | 139.0035 | 139.0035 | 1 | 138.8811 | 99.3238 | 298.7915 | 281.7517 | 281.7517 | 281.7517 | 17.0398 | 298.7915 | 103.1722 | 91.8286 | 91.8286 | 91.8286 | 11.3436 | 103.1722 | 0 | 0 | 0 | 0 | 0 | 0 | 0 | 0 | 0 | 257.5983 | 206.0015 | 206.0015 | 206.0015 | 51.5969 | 257.5983 | 2634.9351 | 2634.9351 | 744.6186 | 744.6186 | 1510.7663 | 1510.7663 | 0 | 0 | 379.5502 | 379.5502 | 225612879.5735 | 1396569157.3993 | 117970918.1267 | 0 | 1740.153 | 60.8898 | 0 | 0 | 0 | 625.7908 | 198 | 1216 | 1844.7693 | 304 | 76 | 0.18437
717 | 515.0541 | 752.4 | 200 | 800 | 0 | 100% | 99.0411 | 143.0384 | 143.1724 | 143.1724 | 1 | 143.0384 | 99.3856 | 327.483 | 308.8048 | 308.8048 | 308.8048 | 18.6783 | 327.483 | 103.1606 | 91.817 | 91.817 | 91.817 | 11.3436 | 103.1606 | 0 | 0 | 0 | 0 | 0 | 0 | 0 | 0 | 0 | 261.6278 | 209.1623 | 209.1623 | 209.1623 | 52.4656 | 261.6278 | 2717.3309 | 2717.3309 | 827.2506 | 827.2506 | 1510.5776 | 1510.5776 | 0 | 0 | 379.5027 | 379.5027 | 228560311.0515 | 1396569904.6729 | 116105077.9627 | 0 | 1741.2353 | 61.981 | 0 | 0 | 0 | 695.3231 | 198 | 1216 | 1844.7693 | 304 | 76 | 0.1815
718 | 566.5595 | 752.4 | 200 | 800 | 0 | 100% | 99.0868 | 147.2148 | 147.3575 | 147.3575 | 1 | 147.2148 | 99.4357 | 356.2667 | 335.9444 | 335.9444 | 335.9444 | 20.3222 | 356.2667 | 103.1496 | 91.8061 | 91.8061 | 91.8061 | 11.3435 | 103.1496 | 0 | 0 | 0 | 0 | 0 | 0 | 0 | 0 | 0 | 265.1278 | 211.9116 | 211.9116 | 211.9116 | 53.2162 | 265.1278 | 2799.7275 | 2799.7275 | 909.8689 | 909.8689 | 1510.4004 | 1510.4004 | 0 | 0 | 379.4582 | 379.4582 | 230913405.0895 | 1396573171.6131 | 114626776.1833 | 0 | 1742.1134 | 63.0158 | 0 | 0 | 0 | 764.8554 | 198 | 1216 | 1844.7693 | 304 | 76 | 0.17922
719 | 618.065 | 752.4 | 200 | 800 | 0 | 100% | 99.1667 | 151.4059 | 151.5471 | 151.5471 | 1 | 151.4059 | 99.4681 | 385.2972 | 363.3167 | 363.3167 | 363.3167 | 21.9805 | 385.2972 | 103.1394 | 91.7958 | 91.7958 | 91.7958 | 11.3435 | 103.1394 | 0 | 0 | 0 | 0 | 0 | 0 | 0 | 0 | 0 | 267.9754 | 214.1424 | 214.1424 | 214.1424 | 53.833 | 267.9754 | 2882.1248 | 2882.1248 | 992.4748 | 992.4748 | 1510.2337 | 1510.2337 | 0 | 0 | 379.4164 | 379.4164 | 232765190.3554 | 1396574460.5865 | 113341254.7154 | 0 | 1742.6809 | 64.0011 | 0 | 0 | 0 | 834.3877 | 198 | 1216 | 1844.7693 | 304 | 76 | 0.17724
720 | 669.5704 | 752.4 | 200 | 800 | 0 | 100% | 99.1781 | 155.6107 | 155.7535 | 155.7535 | 1 | 155.6107 | 99.4944 | 414.4952 | 390.8467 | 390.8467 | 390.8467 | 23.6485 | 414.4952 | 103.1297 | 91.7862 | 91.7862 | 91.7862 | 11.3435 | 103.1297 | 0 | 0 | 0 | 0 | 0 | 0 | 0 | 0 | 0 | 270.419 | 216.0566 | 216.0566 | 216.0566 | 54.3624 | 270.419 | 2964.5228 | 2964.5228 | 1075.0692 | 1075.0692 | 1510.0767 | 1510.0767 | 0 | 0 | 379.3769 | 379.3769 | 234278706.83 | 1396575713.7741 | 112287074.9702 | 0 | 1743.1415 | 64.9367 | 0 | 0 | 0 | 903.92 | 198 | 1216 | 1844.7693 | 304 | 76 | 0.17561
721 | 721.0758 | 752.4 | 200 | 800 | 0 | 100% | 99.2466 | 159.8188 | 159.9677 | 159.9677 | 1 | 159.8188 | 99.5189 | 443.7405 | 418.4211 | 418.4211 | 418.4211 | 25.3194 | 443.7405 | 103.1206 | 91.7771 | 91.7771 | 91.7771 | 11.3435 | 103.1206 | 0 | 0 | 0 | 0 | 0 | 0 | 0 | 0 | 0 | 272.4674 | 217.6586 | 217.6586 | 217.6586 | 54.8088 | 272.4674 | 3046.9214 | 3046.9214 | 1157.6532 | 1157.6532 | 1509.9285 | 1509.9285 | 0 | 0 | 379.3397 | 379.3397 | 235615215.4954 | 1396576735.888 | 111378915.7969 | 0 | 1743.5709 | 65.8249 | 0 | 0 | 0 | 973.4523 | 198 | 1216 | 1844.7693 | 304 | 76 | 0.17422
722 | 772.5812 | 752.4 | 200 | 800 | 0 | 100% | 99.2808 | 164.0284 | 164.1849 | 164.1849 | 1 | 164.0284 | 99.543 | 472.9106 | 445.9244 | 445.9244 | 445.9244 | 26.9861 | 472.9106 | 103.1121 | 91.7686 | 91.7686 | 91.7686 | 11.3435 | 103.1121 | 0 | 0 | 0 | 0 | 0 | 0 | 0 | 0 | 0 | 274.3096 | 219.0973 | 219.0973 | 219.0973 | 55.2123 | 274.3096 | 3129.3205 | 3129.3205 | 1240.2277 | 1240.2277 | 1509.7884 | 1509.7884 | 0 | 0 | 379.3045 | 379.3045 | 236826789.3685 | 1396577758.0019 | 110588398.9384 | 0 | 1743.9929 | 66.6689 | 0 | 0 | 0 | 1042.9846 | 198 | 1216 | 1844.7693 | 304 | 76 | 0.173
723 | 824.0866 | 752.4 | 200 | 800 | 0 | 100% | 99.2922 | 168.2396 | 168.3949 | 168.3949 | 1 | 168.2396 | 99.5611 | 502.0385 | 473.3878 | 473.3878 | 473.3878 | 28.6507 | 502.0385 | 103.1039 | 91.7604 | 91.7604 | 91.7604 | 11.3435 | 103.1039 | 0 | 0 | 0 | 0 | 0 | 0 | 0 | 0 | 0 | 275.9434 | 220.3743 | 220.3743 | 220.3743 | 55.5692 | 275.9434 | 3211.7202 | 3211.7202 | 1322.7933 | 1322.7933 | 1509.6557 | 1509.6557 | 0 | 0 | 379.2711 | 379.2711 | 237890941.1822 | 1396578780.1158 | 109840139.7992 | 0 | 1744.3099 | 67.4739 | 0 | 0 | 0 | 1112.5169 | 198 | 1216 | 1844.7693 | 304 | 76 | 0.17184
724 | 875.592 | 752.4 | 200 | 800 | 0 | 100% | 99.3265 | 172.457 | 172.609 | 172.609 | 1 | 172.457 | 99.5761 | 531.2006 | 500.8833 | 500.8833 | 500.8833 | 30.3173 | 531.2006 | 103.0962 | 91.7527 | 91.7527 | 91.7527 | 11.3435 | 103.0962 | 0 | 0 | 0 | 0 | 0 | 0 | 0 | 0 | 0 | 277.44 | 221.5472 | 221.5472 | 221.5472 | 55.8928 | 277.44 | 3294.1203 | 3294.1203 | 1405.3508 | 1405.3508 | 1509.53 | 1509.53 | 0 | 0 | 379.2395 | 379.2395 | 238806426.9938 | 1396579802.2297 | 109187113.5914 | 0 | 1744.5733 | 68.2416 | 0 | 0 | 0 | 1182.0492 | 198 | 1216 | 1844.7693 | 304 | 76 | 0.17084
725 | 927.0974 | 752.4 | 200 | 800 | 0 | 100% | 99.3379 | 176.681 | 176.8326 | 176.8326 | 1 | 176.681 | 99.5904 | 560.4269 | 528.4392 | 528.4392 | 528.4392 | 31.9877 | 560.4269 | 103.0889 | 91.7454 | 91.7454 | 91.7454 | 11.3435 | 103.0889 | 0 | 0 | 0 | 0 | 0 | 0 | 0 | 0 | 0 | 278.8221 | 222.6321 | 222.6321 | 222.6321 | 56.19 | 278.8221 | 3376.5208 | 3376.5208 | 1487.9007 | 1487.9007 | 1509.4105 | 1509.4105 | 0 | 0 | 379.2095 | 379.2095 | 239597734.5514 | 1396580824.3437 | 108645580.2207 | 0 | 1744.8241 | 68.9738 | 0 | 0 | 0 | 1251.5815 | 198 | 1216 | 1844.7693 | 304 | 76 | 0.17
726 | 978.6028 | 752.4 | 200 | 800 | 0 | 100% | 99.3493 | 180.9069 | 181.0627 | 181.0627 | 1 | 180.9069 | 99.6044 | 589.6879 | 556.0276 | 556.0276 | 556.0276 | 33.6603 | 589.6879 | 103.0819 | 91.7384 | 91.7384 | 91.7384 | 11.3435 | 103.0819 | 0 | 0 | 0 | 0 | 0 | 0 | 0 | 0 | 0 | 280.0404 | 223.5877 | 223.5877 | 223.5877 | 56.4526 | 280.0404 | 3458.9217 | 3458.9217 | 1570.4437 | 1570.4437 | 1509.297 | 1509.297 | 0 | 0 | 379.181 | 379.181 | 240318189.8353 | 1396581748.8124 | 108170017.0859 | 0 | 1745.07 | 69.6729 | 0 | 0 | 0 | 1321.1138 | 198 | 1216 | 1844.7693 | 304 | 76 | 0.16927
727 | 1030.1083 | 752.4 | 200 | 800 | 0 | 100% | 99.3607 | 185.132 | 185.2945 | 185.2945 | 1 | 185.132 | 99.6186 | 618.9065 | 583.5761 | 583.5761 | 583.5761 | 35.3305 | 618.9065 | 103.0753 | 91.7318 | 91.7318 | 91.7318 | 11.3435 | 103.0753 | 0 | 0 | 0 | 0 | 0 | 0 | 0 | 0 | 0 | 281.1343 | 224.444 | 224.444 | 224.444 | 56.6903 | 281.1343 | 3541.323 | 3541.323 | 1652.9803 | 1652.9803 | 1509.1889 | 1509.1889 | 0 | 0 | 379.1539 | 379.1539 | 241000224.149 | 1396582632.2748 | 107735555.3302 | 0 | 1745.3184 | 70.3409 | 0 | 0 | 0 | 1390.6462 | 198 | 1216 | 1844.7693 | 304 | 76 | 0.1686
728 | 20.6022 | 801.8 | 200 | 800 | 0 | 100% | 93.2648 | 112.8257 | 112.8637 | 112.8637 | 1 | 112.8257 | 95.3447 | 127.2779 | 120.028 | 120.028 | 120.028 | 7.2499 | 127.2779 | 109.104 | 97.1216 | 97.1216 | 97.1216 | 11.9823 | 109.104 | 0 | 0 | 0 | 0 | 0 | 0 | 0 | 0 | 0 | 133.7194 | 107.8094 | 107.8094 | 107.8094 | 25.9099 | 133.7194 | 2025.1501 | 2025.1501 | 33.1358 | 33.1358 | 1611.986 | 1611.986 | 0 | 0 | 380.0282 | 380.0282 | 24359981.7425 | 1408925953.5836 | 237153851.7609 | 0 | 1670.4398 | 52.7103 | 0 | 0 | 0 | 27.8129 | 211 | 1216 | 1844.7693 | 304 | 76 | 0.36799
729 | 51.5054 | 801.8 | 200 | 800 | 0 | 100% | 94.2009 | 114.4749 | 114.5146 | 114.5146 | 1 | 114.4749 | 96.1638 | 130.5897 | 123.1502 | 123.1502 | 123.1502 | 7.4395 | 130.5897 | 109.0903 | 97.1081 | 97.1081 | 97.1081 | 11.9822 | 109.0903 | 0 | 0 | 0 | 0 | 0 | 0 | 0 | 0 | 0 | 145.4011 | 117.1835 | 117.1835 | 117.1835 | 28.2176 | 145.4011 | 2074.5818 | 2074.5818 | 82.8288 | 82.8288 | 1611.7746 | 1611.7746 | 0 | 0 | 379.9784 | 379.9784 | 59253582.8723 | 1408938270.2729 | 216597830.0842 | 0 | 1684.7897 | 53.3671 | 0 | 0 | 0 | 69.5323 | 211 | 1216 | 1844.7693 | 304 | 76 | 0.33632
730 | 154.5162 | 801.8 | 200 | 800 | 0 | 100% | 96.347 | 120.9583 | 120.9416 | 120.9416 | 1 | 120.9583 | 97.8779 | 150.4258 | 141.8531 | 141.8531 | 141.8531 | 8.5727 | 150.4258 | 109.0468 | 97.0652 | 97.0652 | 97.0652 | 11.9816 | 109.0468 | 0 | 0 | 0 | 0 | 0 | 0 | 0 | 0 | 0 | 201.0839 | 161.7901 | 161.7901 | 161.7901 | 39.2938 | 201.0839 | 2239.3586 | 2239.3586 | 248.3886 | 248.3886 | 1611.141 | 1611.141 | 0 | 0 | 379.829 | 379.829 | 152958566.5661 | 1409010539.295 | 152852553.9165 | 0 | 1714.8217 | 55.811 | 0 | 0 | 0 | 208.5969 | 211 | 1216 | 1844.7693 | 304 | 76 | 0.23811
731 | 206.0217 | 801.8 | 200 | 800 | 0 | 100% | 97.3402 | 124.3432 | 124.3486 | 124.3486 | 1 | 124.3432 | 98.3909 | 167.0895 | 157.5656 | 157.5656 | 157.5656 | 9.5239 | 167.0895 | 109.0275 | 97.0461 | 97.0461 | 97.0461 | 11.9814 | 109.0275 | 0 | 0 | 0 | 0 | 0 | 0 | 0 | 0 | 0 | 228.372 | 183.028 | 183.028 | 183.028 | 45.3441 | 228.372 | 2321.7493 | 2321.7493 | 331.1269 | 331.1269 | 1610.8597 | 1610.8597 | 0 | 0 | 379.7627 | 379.7627 | 182027563.683 | 1409041859.5708 | 132739654.5363 | 0 | 1723.8091 | 57.0459 | 0 | 0 | 0 | 278.1292 | 211 | 1216 | 1844.7693 | 304 | 76 | 0.20712
732 | 257.5271 | 801.8 | 200 | 800 | 0 | 100% | 97.8995 | 128.1366 | 128.1875 | 128.1875 | 1 | 128.1366 | 98.7125 | 192.0741 | 181.1244 | 181.1244 | 181.1244 | 10.9497 | 192.0741 | 109.0107 | 97.0294 | 97.0294 | 97.0294 | 11.9813 | 109.0107 | 0 | 0 | 0 | 0 | 0 | 0 | 0 | 0 | 0 | 244.8494 | 196.052 | 196.052 | 196.052 | 48.7973 | 244.8494 | 2404.1413 | 2404.1413 | 413.8416 | 413.8416 | 1610.5986 | 1610.5986 | 0 | 0 | 379.7012 | 379.7012 | 196236267.2229 | 1409050973.3727 | 124155733.8843 | 0 | 1729.443 | 58.2684 | 0 | 0 | 0 | 347.6615 | 211 | 1216 | 1844.7693 | 304 | 76 | 0.1939
733 | 309.0325 | 801.8 | 200 | 800 | 0 | 100% | 98.2763 | 132.0631 | 132.1621 | 132.1621 | 1 | 132.0631 | 98.9622 | 220.6252 | 208.046 | 208.046 | 208.046 | 12.5791 | 220.6252 | 108.9959 | 97.0147 | 97.0147 | 97.0147 | 11.9812 | 108.9959 | 0 | 0 | 0 | 0 | 0 | 0 | 0 | 0 | 0 | 253.1104 | 202.5425 | 202.5425 | 202.5425 | 50.5679 | 253.1104 | 2486.5345 | 2486.5345 | 496.535 | 496.535 | 1610.3556 | 1610.3556 | 0 | 0 | 379.6439 | 379.6439 | 204326114.635 | 1409052339.5846 | 120439853.8444 | 0 | 1733.8183 | 59.4417 | 0 | 0 | 0 | 417.1938 | 211 | 1216 | 1844.7693 | 304 | 76 | 0.18817
734 | 360.5379 | 801.8 | 200 | 800 | 0 | 100% | 98.6301 | 136.0398 | 136.1577 | 136.1577 | 1 | 136.0398 | 99.1614 | 249.9597 | 235.7061 | 235.7061 | 235.7061 | 14.2536 | 249.9597 | 108.9814 | 97.0002 | 97.0002 | 97.0002 | 11.9811 | 108.9814 | 0 | 0 | 0 | 0 | 0 | 0 | 0 | 0 | 0 | 257.9069 | 206.2996 | 206.2996 | 206.2996 | 51.6073 | 257.9069 | 2568.9287 | 2568.9287 | 579.2093 | 579.2093 | 1610.129 | 1610.129 | 0 | 0 | 379.5905 | 379.5905 | 210128692.149 | 1409065622.1828 | 118113327.8006 | 0 | 1737.3076 | 60.5643 | 0 | 0 | 0 | 486.7262 | 211 | 1216 | 1844.7693 | 304 | 76 | 0.18459
735 | 412.0433 | 801.8 | 200 | 800 | 0 | 100% | 98.9384 | 140.0832 | 140.2035 | 140.2035 | 1 | 140.0832 | 99.2967 | 279.3551 | 263.4234 | 263.4234 | 263.4234 | 15.9318 | 279.3551 | 108.9683 | 96.9872 | 96.9872 | 96.9872 | 11.9811 | 108.9683 | 0 | 0 | 0 | 0 | 0 | 0 | 0 | 0 | 0 | 262.1757 | 209.6492 | 209.6492 | 209.6492 | 52.5265 | 262.1757 | 2651.3238 | 2651.3238 | 661.8663 | 661.8663 | 1609.917 | 1609.917 | 0 | 0 | 379.5405 | 379.5405 | 214640472.8631 | 1409068450.1566 | 115968402.7917 | 0 | 1739.6773 | 61.6473 | 0 | 0 | 0 | 556.2585 | 211 | 1216 | 1844.7693 | 304 | 76 | 0.18129
736 | 463.5487 | 801.8 | 200 | 800 | 0 | 100% | 99.0183 | 144.1976 | 144.3182 | 144.3182 | 1 | 144.1976 | 99.378 | 308.9303 | 291.3098 | 291.3098 | 291.3098 | 17.6205 | 308.9303 | 108.9562 | 96.9751 | 96.9751 | 96.9751 | 11.9811 | 108.9562 | 0 | 0 | 0 | 0 | 0 | 0 | 0 | 0 | 0 | 266.5223 | 213.0659 | 213.0659 | 213.0659 | 53.4563 | 266.5223 | 2733.7198 | 2733.7198 | 744.5077 | 744.5077 | 1609.7184 | 1609.7184 | 0 | 0 | 379.4937 | 379.4937 | 218164121.6421 | 1409070795.7552 | 113868227.6108 | 0 | 1741.1031 | 62.6898 | 0 | 0 | 0 | 625.7908 | 211 | 1216 | 1844.7693 | 304 | 76 | 0.17805
737 | 515.0541 | 801.8 | 200 | 800 | 0 | 100% | 99.1096 | 148.3541 | 148.4864 | 148.4864 | 1 | 148.3541 | 99.4375 | 338.6493 | 319.3316 | 319.3316 | 319.3316 | 19.3177 | 338.6493 | 108.9448 | 96.9637 | 96.9637 | 96.9637 | 11.9811 | 108.9448 | 0 | 0 | 0 | 0 | 0 | 0 | 0 | 0 | 0 | 270.6658 | 216.3182 | 216.3182 | 216.3182 | 54.3476 | 270.6658 | 2816.1165 | 2816.1165 | 827.135 | 827.135 | 1609.5319 | 1609.5319 | 0 | 0 | 379.4497 | 379.4497 | 220972784.8851 | 1409072605.083 | 112099040.7788 | 0 | 1742.1444 | 63.6835 | 0 | 0 | 0 | 695.3231 | 211 | 1216 | 1844.7693 | 304 | 76 | 0.17532
738 | 566.5595 | 801.8 | 200 | 800 | 0 | 100% | 99.1895 | 152.5279 | 152.6691 | 152.6691 | 1 | 152.5279 | 99.4856 | 368.4836 | 347.4619 | 347.4619 | 347.4619 | 21.0217 | 368.4836 | 108.9341 | 96.953 | 96.953 | 96.953 | 11.9811 | 108.9341 | 0 | 0 | 0 | 0 | 0 | 0 | 0 | 0 | 0 | 274.1902 | 219.0832 | 219.0832 | 219.0832 | 55.1069 | 274.1902 | 2898.514 | 2898.514 | 909.7493 | 909.7493 | 1609.3564 | 1609.3564 | 0 | 0 | 379.4083 | 379.4083 | 223220242.5579 | 1409073975.0516 | 110694005.6798 | 0 | 1742.9882 | 64.6282 | 0 | 0 | 0 | 764.8554 | 211 | 1216 | 1844.7693 | 304 | 76 | 0.17316
739 | 618.065 | 801.8 | 200 | 800 | 0 | 100% | 99.2009 | 156.718 | 156.8543 | 156.8543 | 1 | 156.718 | 99.5141 | 398.5512 | 375.8119 | 375.8119 | 375.8119 | 22.7392 | 398.5512 | 108.924 | 96.943 | 96.943 | 96.943 | 11.9811 | 108.924 | 0 | 0 | 0 | 0 | 0 | 0 | 0 | 0 | 0 | 277.1098 | 221.3721 | 221.3721 | 221.3721 | 55.7377 | 277.1098 | 2980.9121 | 2980.9121 | 992.3518 | 992.3518 | 1609.191 | 1609.191 | 0 | 0 | 379.3693 | 379.3693 | 224984109.9668 | 1409075125.3735 | 109428343.8089 | 0 | 1743.4876 | 65.531 | 0 | 0 | 0 | 834.3877 | 211 | 1216 | 1844.7693 | 304 | 76 | 0.17121
740 | 669.5704 | 801.8 | 200 | 800 | 0 | 100% | 99.258 | 160.9233 | 161.0636 | 161.0636 | 1 | 160.9233 | 99.5395 | 428.7831 | 404.3168 | 404.3168 | 404.3168 | 24.4664 | 428.7831 | 108.9146 | 96.9335 | 96.9335 | 96.9335 | 11.981 | 108.9146 | 0 | 0 | 0 | 0 | 0 | 0 | 0 | 0 | 0 | 279.6668 | 223.3786 | 223.3786 | 223.3786 | 56.2882 | 279.6668 | 3063.3108 | 3063.3108 | 1074.9434 | 1074.9434 | 1609.0348 | 1609.0348 | 0 | 0 | 379.3325 | 379.3325 | 226447696.4289 | 1409076275.6954 | 108408100.4402 | 0 | 1743.9321 | 66.3892 | 0 | 0 | 0 | 903.92 | 211 | 1216 | 1844.7693 | 304 | 76 | 0.16964
741 | 721.0758 | 801.8 | 200 | 800 | 0 | 100% | 99.3379 | 165.131 | 165.2775 | 165.2775 | 1 | 165.131 | 99.562 | 459.0277 | 432.8333 | 432.8333 | 432.8333 | 26.1944 | 459.0277 | 108.9056 | 96.9245 | 96.9245 | 96.9245 | 11.981 | 108.9056 | 0 | 0 | 0 | 0 | 0 | 0 | 0 | 0 | 0 | 281.8405 | 225.0812 | 225.0812 | 225.0812 | 56.7593 | 281.8405 | 3145.71 | 3145.71 | 1157.5252 | 1157.5252 | 1608.8872 | 1608.8872 | 0 | 0 | 379.2977 | 379.2977 | 227752340.6627 | 1409077348.7963 | 107496389.4603 | 0 | 1744.3261 | 67.2062 | 0 | 0 | 0 | 973.4523 | 211 | 1216 | 1844.7693 | 304 | 76 | 0.16823
742 | 772.5812 | 801.8 | 200 | 800 | 0 | 100% | 99.3379 | 169.3418 | 169.4876 | 169.4876 | 1 | 169.3418 | 99.5774 | 489.2089 | 461.29 | 461.29 | 461.29 | 27.919 | 489.2089 | 108.8971 | 96.916 | 96.916 | 96.916 | 11.981 | 108.8971 | 0 | 0 | 0 | 0 | 0 | 0 | 0 | 0 | 0 | 283.8337 | 226.6381 | 226.6381 | 226.6381 | 57.1956 | 283.8337 | 3228.1098 | 3228.1098 | 1240.0977 | 1240.0977 | 1608.7473 | 1608.7473 | 0 | 0 | 379.2647 | 379.2647 | 228906067.7641 | 1409078232.2586 | 106611942.9106 | 0 | 1744.5962 | 67.9863 | 0 | 0 | 0 | 1042.9846 | 211 | 1216 | 1844.7693 | 304 | 76 | 0.16687
743 | 824.0866 | 801.8 | 200 | 800 | 0 | 100% | 99.3607 | 173.5601 | 173.7092 | 173.7092 | 1 | 173.5601 | 99.5928 | 519.3647 | 489.7225 | 489.7225 | 489.7225 | 29.6422 | 519.3647 | 108.889 | 96.908 | 96.908 | 96.908 | 11.981 | 108.889 | 0 | 0 | 0 | 0 | 0 | 0 | 0 | 0 | 0 | 285.75 | 228.1385 | 228.1385 | 228.1385 | 57.6115 | 285.75 | 3310.51 | 3310.51 | 1322.6618 | 1322.6618 | 1608.6147 | 1608.6147 | 0 | 0 | 379.2335 | 379.2335 | 229929148.6335 | 1409079115.721 | 105858101.8332 | 0 | 1744.8664 | 68.7301 | 0 | 0 | 0 | 1112.5169 | 211 | 1216 | 1844.7693 | 304 | 76 | 0.16571
744 | 875.592 | 801.8 | 200 | 800 | 0 | 100% | 99.3721 | 177.7841 | 177.9358 | 177.9358 | 1 | 177.7841 | 99.6078 | 549.5422 | 518.1753 | 518.1753 | 518.1753 | 31.3669 | 549.5422 | 108.8814 | 96.9003 | 96.9003 | 96.9003 | 11.981 | 108.8814 | 0 | 0 | 0 | 0 | 0 | 0 | 0 | 0 | 0 | 287.5014 | 229.5184 | 229.5184 | 229.5184 | 57.983 | 287.5014 | 3392.9106 | 3392.9106 | 1405.2181 | 1405.2181 | 1608.4887 | 1608.4887 | 0 | 0 | 379.2038 | 379.2038 | 230818119.5541 | 1409079850.9626 | 105230796.7532 | 0 | 1745.1288 | 69.4398 | 0 | 0 | 0 | 1182.0492 | 211 | 1216 | 1844.7693 | 304 | 76 | 0.16474
745 | 927.0974 | 801.8 | 200 | 800 | 0 | 100% | 99.3836 | 182.0085 | 182.1614 | 182.1614 | 1 | 182.0085 | 99.6221 | 579.7646 | 546.6703 | 546.6703 | 546.6703 | 33.0943 | 579.7646 | 108.8741 | 96.8931 | 96.8931 | 96.8931 | 11.981 | 108.8741 | 0 | 0 | 0 | 0 | 0 | 0 | 0 | 0 | 0 | 288.9931 | 230.6928 | 230.6928 | 230.6928 | 58.3003 | 288.9931 | 3475.3116 | 3475.3116 | 1487.7672 | 1487.7672 | 1608.3689 | 1608.3689 | 0 | 0 | 379.1755 | 379.1755 | 231592434.1255 | 1409080569.9969 | 104705799.1865 | 0 | 1745.3788 | 70.1181 | 0 | 0 | 0 | 1251.5815 | 211 | 1216 | 1844.7693 | 304 | 76 | 0.16393
746 | 978.6028 | 801.8 | 200 | 800 | 0 | 100% | 99.395 | 186.2324 | 186.3889 | 186.3889 | 1 | 186.2324 | 99.6361 | 610.0228 | 575.199 | 575.199 | 575.199 | 34.8238 | 610.0228 | 108.8672 | 96.8862 | 96.8862 | 96.8862 | 11.981 | 108.8672 | 0 | 0 | 0 | 0 | 0 | 0 | 0 | 0 | 0 | 290.2558 | 231.6834 | 231.6834 | 231.6834 | 58.5724 | 290.2558 | 3557.713 | 3557.713 | 1570.3095 | 1570.3095 | 1608.2548 | 1608.2548 | 0 | 0 | 379.1486 | 379.1486 | 232290332.7114 | 1409081289.0313 | 104252342.6546 | 0 | 1745.624 | 70.7668 | 0 | 0 | 0 | 1321.1138 | 211 | 1216 | 1844.7693 | 304 | 76 | 0.16324
747 | 1030.1083 | 801.8 | 200 | 800 | 0 | 100% | 99.4292 | 190.4573 | 190.6183 | 190.6183 | 1 | 190.4573 | 99.6462 | 640.2395 | 603.6884 | 603.6884 | 603.6884 | 36.5511 | 640.2395 | 108.8606 | 96.8796 | 96.8796 | 96.8796 | 11.981 | 108.8606 | 0 | 0 | 0 | 0 | 0 | 0 | 0 | 0 | 0 | 291.4349 | 232.6065 | 232.6065 | 232.6065 | 58.8283 | 291.4349 | 3640.1147 | 3640.1147 | 1652.8456 | 1652.8456 | 1608.1461 | 1608.1461 | 0 | 0 | 379.123 | 379.123 | 232956778.4854 | 1409081938.3221 | 103762732.1003 | 0 | 1745.8014 | 71.3889 | 0 | 0 | 0 | 1390.6462 | 211 | 1216 | 1844.7693 | 304 | 76 | 0.16248
748 | 20.6022 | 851.2 | 200 | 800 | 0 | 100% | 93.7785 | 117.9853 | 118.0167 | 118.0167 | 1 | 117.9853 | 95.7011 | 130.2514 | 122.8303 | 122.8303 | 122.8303 | 7.4211 | 130.2514 | 114.8873 | 102.2669 | 102.2669 | 102.2669 | 12.6203 | 114.8873 | 0 | 0 | 0 | 0 | 0 | 0 | 0 | 0 | 0 | 135.8585 | 109.4627 | 109.4627 | 109.4627 | 26.3959 | 135.8585 | 2123.9238 | 2123.9238 | 33.1274 | 33.1274 | 1710.8653 | 1710.8653 | 0 | 0 | 379.9311 | 379.9311 | 23801705.0445 | 1420114736.2597 | 232766857.5656 | 0 | 1676.6833 | 55.2804 | 0 | 0 | 0 | 27.8129 | 224 | 1216 | 1844.7693 | 304 | 76 | 0.36123
749 | 51.5054 | 851.2 | 200 | 800 | 0 | 100% | 94.6689 | 119.6308 | 119.6635 | 119.6635 | 1 | 119.6308 | 96.4756 | 134.3939 | 126.736 | 126.736 | 126.736 | 7.658 | 134.3939 | 114.8747 | 102.2544 | 102.2544 | 102.2544 | 12.6203 | 114.8747 | 0 | 0 | 0 | 0 | 0 | 0 | 0 | 0 | 0 | 147.6672 | 118.9351 | 118.9351 | 118.9351 | 28.7321 | 147.6672 | 2173.3568 | 2173.3568 | 82.8086 | 82.8086 | 1710.6621 | 1710.6621 | 0 | 0 | 379.886 | 379.886 | 57560268.829 | 1420120698.7287 | 212570672.3771 | 0 | 1690.2516 | 55.8661 | 0 | 0 | 0 | 69.5323 | 224 | 1216 | 1844.7693 | 304 | 76 | 0.33011
750 | 154.5162 | 851.2 | 200 | 800 | 0 | 100% | 96.5982 | 126.1991 | 126.1793 | 126.1793 | 1 | 126.1991 | 98.0484 | 155.2545 | 146.4048 | 146.4048 | 146.4048 | 8.8496 | 155.2545 | 114.831 | 102.2115 | 102.2115 | 102.2115 | 12.6195 | 114.831 | 0 | 0 | 0 | 0 | 0 | 0 | 0 | 0 | 0 | 205.2073 | 165.0297 | 165.0297 | 165.0297 | 40.1776 | 205.2073 | 2338.1373 | 2338.1373 | 248.337 | 248.337 | 1710.0502 | 1710.0502 | 0 | 0 | 379.7501 | 379.7501 | 148165139.8682 | 1420213907.5162 | 149429328.2961 | 0 | 1717.8084 | 58.0784 | 0 | 0 | 0 | 208.5969 | 224 | 1216 | 1844.7693 | 304 | 76 | 0.23284
751 | 206.0217 | 851.2 | 200 | 800 | 0 | 100% | 97.4772 | 129.6098 | 129.6062 | 129.6062 | 1 | 129.6098 | 98.5164 | 172.4422 | 162.6113 | 162.6113 | 162.6113 | 9.8308 | 172.4422 | 114.8125 | 102.1932 | 102.1932 | 102.1932 | 12.6193 | 114.8125 | 0 | 0 | 0 | 0 | 0 | 0 | 0 | 0 | 0 | 233.5861 | 187.1272 | 187.1272 | 187.1272 | 46.459 | 233.5861 | 2420.5295 | 2420.5295 | 331.063 | 331.063 | 1709.777 | 1709.777 | 0 | 0 | 379.6894 | 379.6894 | 176364514.2728 | 1420236698.731 | 129406970.4 | 0 | 1726.0082 | 59.1977 | 0 | 0 | 0 | 278.1292 | 224 | 1216 | 1844.7693 | 304 | 76 | 0.20199
752 | 257.5271 | 851.2 | 200 | 800 | 0 | 100% | 98.0023 | 133.4384 | 133.493 | 133.493 | 1 | 133.4384 | 98.8089 | 198.1624 | 186.8637 | 186.8637 | 186.8637 | 11.2987 | 198.1624 | 114.7965 | 102.1773 | 102.1773 | 102.1773 | 12.6192 | 114.7965 | 0 | 0 | 0 | 0 | 0 | 0 | 0 | 0 | 0 | 251.5879 | 201.368 | 201.368 | 201.368 | 50.2199 | 251.5879 | 2502.9229 | 2502.9229 | 413.7672 | 413.7672 | 1709.5227 | 1709.5227 | 0 | 0 | 379.633 | 379.633 | 190181326.527 | 1420245973.7873 | 120705023.0706 | 0 | 1731.1323 | 60.3069 | 0 | 0 | 0 | 347.6615 | 224 | 1216 | 1844.7693 | 304 | 76 | 0.18858
753 | 309.0325 | 851.2 | 200 | 800 | 0 | 100% | 98.4247 | 137.3617 | 137.4603 | 137.4603 | 1 | 137.3617 | 99.0482 | 227.5723 | 214.595 | 214.595 | 214.595 | 12.9773 | 227.5723 | 114.7818 | 102.1627 | 102.1627 | 102.1627 | 12.6191 | 114.7818 | 0 | 0 | 0 | 0 | 0 | 0 | 0 | 0 | 0 | 260.1982 | 208.1426 | 208.1426 | 208.1426 | 52.0556 | 260.1982 | 2585.3173 | 2585.3173 | 496.4517 | 496.4517 | 1709.2853 | 1709.2853 | 0 | 0 | 379.5802 | 379.5802 | 198072643.5629 | 1420251873.1564 | 117000393.5059 | 0 | 1735.3249 | 61.3684 | 0 | 0 | 0 | 417.1938 | 224 | 1216 | 1844.7693 | 304 | 76 | 0.18288
754 | 360.5379 | 851.2 | 200 | 800 | 0 | 100% | 98.71 | 141.3405 | 141.4536 | 141.4536 | 1 | 141.3405 | 99.2332 | 257.7864 | 243.0843 | 243.0843 | 243.0843 | 14.702 | 257.7864 | 114.7682 | 102.1491 | 102.1491 | 102.1491 | 12.6191 | 114.7682 | 0 | 0 | 0 | 0 | 0 | 0 | 0 | 0 | 0 | 265.3821 | 212.2113 | 212.2113 | 212.2113 | 53.1708 | 265.3821 | 2667.7126 | 2667.7126 | 579.1185 | 579.1185 | 1709.0632 | 1709.0632 | 0 | 0 | 379.5309 | 379.5309 | 203726771.6997 | 1420256281.1597 | 114582933.2679 | 0 | 1738.566 | 62.3895 | 0 | 0 | 0 | 486.7262 | 224 | 1216 | 1844.7693 | 304 | 76 | 0.17915
755 | 412.0433 | 851.2 | 200 | 800 | 0 | 100% | 99.0068 | 145.3991 | 145.5121 | 145.5121 | 1 | 145.3991 | 99.3492 | 288.1294 | 271.695 | 271.695 | 271.695 | 16.4344 | 288.1294 | 114.7555 | 102.1364 | 102.1364 | 102.1364 | 12.6191 | 114.7555 | 0 | 0 | 0 | 0 | 0 | 0 | 0 | 0 | 0 | 270.2845 | 216.0669 | 216.0669 | 216.0669 | 54.2176 | 270.2845 | 2750.1087 | 2750.1087 | 661.769 | 661.769 | 1708.855 | 1708.855 | 0 | 0 | 379.4847 | 379.4847 | 208064450.1585 | 1420258751.5432 | 112273966.2459 | 0 | 1740.5972 | 63.3801 | 0 | 0 | 0 | 556.2585 | 224 | 1216 | 1844.7693 | 304 | 76 | 0.17559
756 | 463.5487 | 851.2 | 200 | 800 | 0 | 100% | 99.1096 | 149.5147 | 149.6334 | 149.6334 | 1 | 149.5147 | 99.428 | 318.7002 | 300.5201 | 300.5201 | 300.5201 | 18.1801 | 318.7002 | 114.7437 | 102.1246 | 102.1246 | 102.1246 | 12.6191 | 114.7437 | 0 | 0 | 0 | 0 | 0 | 0 | 0 | 0 | 0 | 274.8208 | 219.6256 | 219.6256 | 219.6256 | 55.1952 | 274.8208 | 2832.5056 | 2832.5056 | 744.405 | 744.405 | 1708.6594 | 1708.6594 | 0 | 0 | 379.4413 | 379.4413 | 211430371.5753 | 1420260645.5694 | 110287788.3717 | 0 | 1741.9788 | 64.3307 | 0 | 0 | 0 | 625.7908 | 224 | 1216 | 1844.7693 | 304 | 76 | 0.17253
757 | 515.0541 | 851.2 | 200 | 800 | 0 | 100% | 99.1781 | 153.6708 | 153.801 | 153.801 | 1 | 153.6708 | 99.4846 | 349.4425 | 329.5067 | 329.5067 | 329.5067 | 19.9358 | 349.4425 | 114.7325 | 102.1135 | 102.1135 | 102.1135 | 12.619 | 114.7325 | 0 | 0 | 0 | 0 | 0 | 0 | 0 | 0 | 0 | 279.0185 | 222.922 | 222.922 | 222.922 | 56.0965 | 279.0185 | 2914.9032 | 2914.9032 | 827.0275 | 827.0275 | 1708.4753 | 1708.4753 | 0 | 0 | 379.4004 | 379.4004 | 214115145.3963 | 1420262192.602 | 108592217.7475 | 0 | 1742.9696 | 65.2397 | 0 | 0 | 0 | 695.3231 | 224 | 1216 | 1844.7693 | 304 | 76 | 0.16992
758 | 566.5595 | 851.2 | 200 | 800 | 0 | 100% | 99.2123 | 157.8448 | 157.9832 | 157.9832 | 1 | 157.8448 | 99.5312 | 380.2441 | 358.549 | 358.549 | 358.549 | 21.6951 | 380.2441 | 114.7221 | 102.103 | 102.103 | 102.103 | 12.619 | 114.7221 | 0 | 0 | 0 | 0 | 0 | 0 | 0 | 0 | 0 | 282.6671 | 225.7944 | 225.7944 | 225.7944 | 56.8727 | 282.6671 | 2997.3014 | 2997.3014 | 909.6378 | 909.6378 | 1708.3017 | 1708.3017 | 0 | 0 | 379.3618 | 379.3618 | 216282591.9512 | 1420263293.5076 | 107240091.9756 | 0 | 1743.786 | 66.1056 | 0 | 0 | 0 | 764.8554 | 224 | 1216 | 1844.7693 | 304 | 76 | 0.16784
759 | 618.065 | 851.2 | 200 | 800 | 0 | 100% | 99.258 | 162.0351 | 162.1701 | 162.1701 | 1 | 162.0351 | 99.5584 | 411.3189 | 387.8486 | 387.8486 | 387.8486 | 23.4703 | 411.3189 | 114.7122 | 102.0932 | 102.0932 | 102.0932 | 12.619 | 114.7122 | 0 | 0 | 0 | 0 | 0 | 0 | 0 | 0 | 0 | 285.6773 | 228.1555 | 228.1555 | 228.1555 | 57.5218 | 285.6773 | 3079.7002 | 3079.7002 | 992.237 | 992.237 | 1708.1378 | 1708.1378 | 0 | 0 | 379.3254 | 379.3254 | 217972168.9428 | 1420263914.0358 | 106027488.2397 | 0 | 1744.2636 | 66.9351 | 0 | 0 | 0 | 834.3877 | 224 | 1216 | 1844.7693 | 304 | 76 | 0.16597
760 | 669.5704 | 851.2 | 200 | 800 | 0 | 100% | 99.3265 | 166.2413 | 166.3766 | 166.3766 | 1 | 166.2413 | 99.5777 | 442.5279 | 417.2746 | 417.2746 | 417.2746 | 25.2532 | 442.5279 | 114.7029 | 102.0839 | 102.0839 | 102.0839 | 12.619 | 114.7029 | 0 | 0 | 0 | 0 | 0 | 0 | 0 | 0 | 0 | 288.385 | 230.281 | 230.281 | 230.281 | 58.104 | 288.385 | 3162.0996 | 3162.0996 | 1074.8258 | 1074.8258 | 1707.9828 | 1707.9828 | 0 | 0 | 379.291 | 379.291 | 219397075.9915 | 1420264483.9749 | 104939349.9817 | 0 | 1744.6009 | 67.7269 | 0 | 0 | 0 | 903.92 | 224 | 1216 | 1844.7693 | 304 | 76 | 0.16429
761 | 721.0758 | 851.2 | 200 | 800 | 0 | 100% | 99.3493 | 170.4555 | 170.5941 | 170.5941 | 1 | 170.4555 | 99.5932 | 473.7399 | 446.7034 | 446.7034 | 446.7034 | 27.0366 | 473.7399 | 114.6941 | 102.075 | 102.075 | 102.075 | 12.619 | 114.6941 | 0 | 0 | 0 | 0 | 0 | 0 | 0 | 0 | 0 | 290.8674 | 232.2303 | 232.2303 | 232.2303 | 58.6371 | 290.8674 | 3244.4994 | 3244.4994 | 1157.4051 | 1157.4051 | 1707.8359 | 1707.8359 | 0 | 0 | 379.2584 | 379.2584 | 220652506.2751 | 1420265053.9141 | 103954928.9714 | 0 | 1744.8725 | 68.4827 | 0 | 0 | 0 | 973.4523 | 224 | 1216 | 1844.7693 | 304 | 76 | 0.16278
762 | 772.5812 | 851.2 | 200 | 800 | 0 | 100% | 99.3607 | 174.6741 | 174.8186 | 174.8186 | 1 | 174.6741 | 99.6086 | 504.9089 | 476.0913 | 476.0913 | 476.0913 | 28.8176 | 504.9089 | 114.6857 | 102.0667 | 102.0667 | 102.0667 | 12.619 | 114.6857 | 0 | 0 | 0 | 0 | 0 | 0 | 0 | 0 | 0 | 293.163 | 234.0303 | 234.0303 | 234.0303 | 59.1327 | 293.163 | 3326.8997 | 3326.8997 | 1239.9757 | 1239.9757 | 1707.6965 | 1707.6965 | 0 | 0 | 379.2274 | 379.2274 | 221762606.045 | 1420265505.1971 | 103114280.6477 | 0 | 1745.1424 | 69.2035 | 0 | 0 | 0 | 1042.9846 | 224 | 1216 | 1844.7693 | 304 | 76 | 0.16148
763 | 824.0866 | 851.2 | 200 | 800 | 0 | 100% | 99.3607 | 178.8966 | 179.0482 | 179.0482 | 1 | 178.8966 | 99.624 | 536.0481 | 505.451 | 505.451 | 505.451 | 30.5971 | 536.0481 | 114.6777 | 102.0587 | 102.0587 | 102.0587 | 12.619 | 114.6777 | 0 | 0 | 0 | 0 | 0 | 0 | 0 | 0 | 0 | 295.268 | 235.6859 | 235.6859 | 235.6859 | 59.5821 | 295.268 | 3409.3004 | 3409.3004 | 1322.5382 | 1322.5382 | 1707.5641 | 1707.5641 | 0 | 0 | 379.198 | 379.198 | 222753640.68 | 1420265808.2768 | 102392536.9689 | 0 | 1745.412 | 69.892 | 0 | 0 | 0 | 1112.5169 | 224 | 1216 | 1844.7693 | 304 | 76 | 0.16037
764 | 875.592 | 851.2 | 200 | 800 | 0 | 100% | 99.4292 | 183.1194 | 183.2737 | 183.2737 | 1 | 183.1194 | 99.6382 | 567.1902 | 534.8133 | 534.8133 | 534.8133 | 32.3769 | 567.1902 | 114.6702 | 102.0512 | 102.0512 | 102.0512 | 12.619 | 114.6702 | 0 | 0 | 0 | 0 | 0 | 0 | 0 | 0 | 0 | 297.0848 | 237.119 | 237.119 | 237.119 | 59.9657 | 297.0848 | 3491.7014 | 3491.7014 | 1405.0932 | 1405.0932 | 1707.4381 | 1707.4381 | 0 | 0 | 379.1701 | 379.1701 | 223622051.4257 | 1420266111.3564 | 101773743.7898 | 0 | 1745.6619 | 70.5505 | 0 | 0 | 0 | 1182.0492 | 224 | 1216 | 1844.7693 | 304 | 76 | 0.15942
765 | 927.0974 | 851.2 | 200 | 800 | 0 | 100% | 99.4406 | 187.3421 | 187.4954 | 187.4954 | 1 | 187.3421 | 99.6503 | 598.3709 | 564.2118 | 564.2118 | 564.2118 | 34.1591 | 598.3709 | 114.663 | 102.044 | 102.044 | 102.044 | 12.619 | 114.663 | 0 | 0 | 0 | 0 | 0 | 0 | 0 | 0 | 0 | 298.6348 | 238.3392 | 238.3392 | 238.3392 | 60.2956 | 298.6348 | 3574.1029 | 3574.1029 | 1487.6413 | 1487.6413 | 1707.3182 | 1707.3182 | 0 | 0 | 379.1434 | 379.1434 | 224376455.8179 | 1420266414.436 | 101229754.4909 | 0 | 1745.8726 | 71.1812 | 0 | 0 | 0 | 1251.5815 | 224 | 1216 | 1844.7693 | 304 | 76 | 0.15858
766 | 978.6028 | 851.2 | 200 | 800 | 0 | 100% | 99.4521 | 191.5669 | 191.7221 | 191.7221 | 1 | 191.5669 | 99.6605 | 629.5885 | 593.645 | 593.645 | 593.645 | 35.9435 | 629.5885 | 114.6561 | 102.0371 | 102.0371 | 102.0371 | 12.619 | 114.6561 | 0 | 0 | 0 | 0 | 0 | 0 | 0 | 0 | 0 | 300.012 | 239.4212 | 239.4212 | 239.4212 | 60.5909 | 300.012 | 3656.5047 | 3656.5047 | 1570.1828 | 1570.1828 | 1707.2038 | 1707.2038 | 0 | 0 | 379.118 | 379.118 | 225061534.5117 | 1420266717.5156 | 100723350.7253 | 0 | 1746.0516 | 71.7858 | 0 | 0 | 0 | 1321.1138 | 224 | 1216 | 1844.7693 | 304 | 76 | 0.1578
767 | 1030.1083 | 851.2 | 200 | 800 | 0 | 100% | 99.4635 | 195.7922 | 195.9553 | 195.9553 | 1 | 195.7922 | 99.6734 | 660.7542 | 623.0292 | 623.0292 | 623.0292 | 37.725 | 660.7542 | 114.6496 | 102.0306 | 102.0306 | 102.0306 | 12.619 | 114.6496 | 0 | 0 | 0 | 0 | 0 | 0 | 0 | 0 | 0 | 301.2912 | 240.4255 | 240.4255 | 240.4255 | 60.8657 | 301.2912 | 3738.9068 | 3738.9068 | 1652.7183 | 1652.7183 | 1707.0947 | 1707.0947 | 0 | 0 | 379.0938 | 379.0938 | 225711715.4116 | 1420267020.5952 | 100300079.9178 | 0 | 1746.2788 | 72.3647 | 0 | 0 | 0 | 1390.6462 | 224 | 1216 | 1844.7693 | 304 | 76 | 0.15715
768 | 20.6022 | 900.6 | 200 | 800 | 0 | 100% | 94.2352 | 123.1831 | 123.2082 | 123.2082 | 1 | 123.1831 | 96.0082 | 133.1929 | 125.6025 | 125.6025 | 125.6025 | 7.5903 | 133.1929 | 120.6613 | 107.404 | 107.404 | 107.404 | 13.2574 | 120.6613 | 0 | 0 | 0 | 0 | 0 | 0 | 0 | 0 | 0 | 138.1364 | 111.2503 | 111.2503 | 111.2503 | 26.8861 | 138.1364 | 2222.6999 | 2222.6999 | 33.1197 | 33.1197 | 1809.7371 | 1809.7371 | 0 | 0 | 379.8431 | 379.8431 | 23262366.8746 | 1430336300.2293 | 228465491.6933 | 0 | 1682.0642 | 57.5931 | 0 | 0 | 0 | 27.8129 | 237 | 1216 | 1844.7693 | 304 | 76 | 0.3546
769 | 51.5054 | 900.6 | 200 | 800 | 0 | 100% | 95.1027 | 124.8289 | 124.8548 | 124.8548 | 1 | 124.8289 | 96.7408 | 138.317 | 130.4338 | 130.4338 | 130.4338 | 7.8832 | 138.317 | 120.6469 | 107.3899 | 107.3899 | 107.3899 | 13.2571 | 120.6469 | 0 | 0 | 0 | 0 | 0 | 0 | 0 | 0 | 0 | 150.0986 | 120.849 | 120.849 | 120.849 | 29.2496 | 150.0986 | 2272.134 | 2272.134 | 82.7903 | 82.7903 | 1809.5417 | 1809.5417 | 0 | 0 | 379.8021 | 379.8021 | 55917653.9147 | 1430370891.5305 | 208609399.2339 | 0 | 1694.8979 | 58.1195 | 0 | 0 | 0 | 69.5323 | 237 | 1216 | 1844.7693 | 304 | 76 | 0.32401
770 | 154.5162 | 900.6 | 200 | 800 | 0 | 100% | 96.9521 | 131.4532 | 131.4305 | 131.4305 | 1 | 131.4532 | 98.2005 | 160.0647 | 150.9393 | 150.9393 | 150.9393 | 9.1255 | 160.0647 | 120.6072 | 107.3507 | 107.3507 | 107.3507 | 13.2565 | 120.6072 | 0 | 0 | 0 | 0 | 0 | 0 | 0 | 0 | 0 | 209.0992 | 168.0982 | 168.0982 | 168.0982 | 41.001 | 209.0992 | 2436.9177 | 2436.9177 | 248.2897 | 248.2897 | 1808.9501 | 1808.9501 | 0 | 0 | 379.6779 | 379.6779 | 143690417.4936 | 1430425339.3101 | 146357661.8342 | 0 | 1720.4734 | 60.1257 | 0 | 0 | 0 | 208.5969 | 237 | 1216 | 1844.7693 | 304 | 76 | 0.2281
771 | 206.0217 | 900.6 | 200 | 800 | 0 | 100% | 97.6712 | 134.9126 | 134.9036 | 134.9036 | 1 | 134.9126 | 98.615 | 177.6902 | 167.5585 | 167.5585 | 167.5585 | 10.1317 | 177.6902 | 120.5904 | 107.3339 | 107.3339 | 107.3339 | 13.2564 | 120.5904 | 0 | 0 | 0 | 0 | 0 | 0 | 0 | 0 | 0 | 239.1604 | 191.5325 | 191.5325 | 191.5325 | 47.628 | 239.1604 | 2519.3113 | 2519.3113 | 331.0044 | 331.0044 | 1808.6847 | 1808.6847 | 0 | 0 | 379.6222 | 379.6222 | 171154967.7635 | 1430438611.5548 | 126140953.3368 | 0 | 1727.7345 | 61.1508 | 0 | 0 | 0 | 278.1292 | 237 | 1216 | 1844.7693 | 304 | 76 | 0.19696
772 | 257.5271 | 900.6 | 200 | 800 | 0 | 100% | 98.1735 | 138.7454 | 138.8003 | 138.8003 | 1 | 138.7454 | 98.8957 | 204.1054 | 192.4661 | 192.4661 | 192.4661 | 11.6394 | 204.1054 | 120.5748 | 107.3185 | 107.3185 | 107.3185 | 13.2563 | 120.5748 | 0 | 0 | 0 | 0 | 0 | 0 | 0 | 0 | 0 | 257.9874 | 206.424 | 206.424 | 206.424 | 51.5634 | 257.9874 | 2601.7059 | 2601.7059 | 413.6988 | 413.6988 | 1808.4369 | 1808.4369 | 0 | 0 | 379.5702 | 379.5702 | 184633365.9472 | 1430447719.8107 | 117572027.5069 | 0 | 1732.6531 | 62.1559 | 0 | 0 | 0 | 347.6615 | 237 | 1216 | 1844.7693 | 304 | 76 | 0.18376
773 | 309.0325 | 900.6 | 200 | 800 | 0 | 100% | 98.5274 | 142.6574 | 142.7557 | 142.7557 | 1 | 142.6574 | 99.1311 | 234.343 | 220.9777 | 220.9777 | 220.9777 | 13.3653 | 234.343 | 120.5606 | 107.3043 | 107.3043 | 107.3043 | 13.2563 | 120.5606 | 0 | 0 | 0 | 0 | 0 | 0 | 0 | 0 | 0 | 266.7421 | 213.3107 | 213.3107 | 213.3107 | 53.4314 | 266.7421 | 2684.1013 | 2684.1013 | 496.3749 | 496.3749 | 1808.2049 | 1808.2049 | 0 | 0 | 379.5215 | 379.5215 | 192317284.0308 | 1430453247.2103 | 114007185.5998 | 0 | 1736.7777 | 63.1184 | 0 | 0 | 0 | 417.1938 | 237 | 1216 | 1844.7693 | 304 | 76 | 0.17826
774 | 360.5379 | 900.6 | 200 | 800 | 0 | 100% | 98.847 | 146.6493 | 146.753 | 146.753 | 1 | 146.6493 | 99.292 | 265.4832 | 250.3401 | 250.3401 | 250.3401 | 15.1431 | 265.4832 | 120.5473 | 107.291 | 107.291 | 107.291 | 13.2562 | 120.5473 | 0 | 0 | 0 | 0 | 0 | 0 | 0 | 0 | 0 | 272.5064 | 217.8458 | 217.8458 | 217.8458 | 54.6606 | 272.5064 | 2766.4976 | 2766.4976 | 579.0344 | 579.0344 | 1807.9874 | 1807.9874 | 0 | 0 | 379.4758 | 379.4758 | 197788402.5766 | 1430457780.068 | 111350250.2902 | 0 | 1739.5964 | 64.0556 | 0 | 0 | 0 | 486.7262 | 237 | 1216 | 1844.7693 | 304 | 76 | 0.17417
775 | 412.0433 | 900.6 | 200 | 800 | 0 | 100% | 99.0639 | 150.7211 | 150.8313 | 150.8313 | 1 | 150.7211 | 99.3979 | 296.7734 | 279.8437 | 279.8437 | 279.8437 | 16.9297 | 296.7734 | 120.5349 | 107.2787 | 107.2787 | 107.2787 | 13.2562 | 120.5349 | 0 | 0 | 0 | 0 | 0 | 0 | 0 | 0 | 0 | 277.9803 | 222.1533 | 222.1533 | 222.1533 | 55.827 | 277.9803 | 2848.8947 | 2848.8947 | 661.6788 | 661.6788 | 1807.783 | 1807.783 | 0 | 0 | 379.4329 | 379.4329 | 201970174.9834 | 1430460251.3416 | 109020044.4665 | 0 | 1741.4505 | 64.9627 | 0 | 0 | 0 | 556.2585 | 237 | 1216 | 1844.7693 | 304 | 76 | 0.17058
776 | 463.5487 | 900.6 | 200 | 800 | 0 | 100% | 99.2009 | 154.8361 | 154.9539 | 154.9539 | 1 | 154.8361 | 99.4744 | 328.3337 | 309.6018 | 309.6018 | 309.6018 | 18.7319 | 328.3337 | 120.5233 | 107.2671 | 107.2671 | 107.2671 | 13.2562 | 120.5233 | 0 | 0 | 0 | 0 | 0 | 0 | 0 | 0 | 0 | 282.6015 | 225.7768 | 225.7768 | 225.7768 | 56.8247 | 282.6015 | 2931.2924 | 2931.2924 | 744.3094 | 744.3094 | 1807.5905 | 1807.5905 | 0 | 0 | 379.3925 | 379.3925 | 205186813.5007 | 1430462103.7805 | 107142184.4741 | 0 | 1742.7911 | 65.8331 | 0 | 0 | 0 | 625.7908 | 237 | 1216 | 1844.7693 | 304 | 76 | 0.16769
777 | 515.0541 | 900.6 | 200 | 800 | 0 | 100% | 99.258 | 158.9937 | 159.1233 | 159.1233 | 1 | 158.9937 | 99.5289 | 360.0349 | 339.4924 | 339.4924 | 339.4924 | 20.5425 | 360.0349 | 120.5124 | 107.2562 | 107.2562 | 107.2562 | 13.2562 | 120.5124 | 0 | 0 | 0 | 0 | 0 | 0 | 0 | 0 | 0 | 286.9367 | 229.193 | 229.193 | 229.193 | 57.7437 | 286.9367 | 3013.6908 | 3013.6908 | 826.9273 | 826.9273 | 1807.409 | 1807.409 | 0 | 0 | 379.3544 | 379.3544 | 207798467.859 | 1430463589.982 | 105485009.8679 | 0 | 1743.7471 | 66.6676 | 0 | 0 | 0 | 695.3231 | 237 | 1216 | 1844.7693 | 304 | 76 | 0.16514
778 | 566.5595 | 900.6 | 200 | 800 | 0 | 100% | 99.3151 | 163.164 | 163.2963 | 163.2963 | 1 | 163.164 | 99.5707 | 391.7967 | 369.44 | 369.44 | 369.44 | 22.3567 | 391.7967 | 120.5021 | 107.246 | 107.246 | 107.246 | 13.2562 | 120.5021 | 0 | 0 | 0 | 0 | 0 | 0 | 0 | 0 | 0 | 290.6285 | 232.0925 | 232.0925 | 232.0925 | 58.536 | 290.6285 | 3096.0897 | 3096.0897 | 909.5338 | 909.5338 | 1807.2375 | 1807.2375 | 0 | 0 | 379.3184 | 379.3184 | 209863738.409 | 1430464626.6204 | 104149745.7137 | 0 | 1744.4781 | 67.4652 | 0 | 0 | 0 | 764.8554 | 237 | 1216 | 1844.7693 | 304 | 76 | 0.16308
779 | 618.065 | 900.6 | 200 | 800 | 0 | 100% | 99.3607 | 167.3605 | 167.4879 | 167.4879 | 1 | 167.3605 | 99.5908 | 423.8521 | 399.6642 | 399.6642 | 399.6642 | 24.1879 | 423.8521 | 120.4924 | 107.2363 | 107.2363 | 107.2363 | 13.2562 | 120.4924 | 0 | 0 | 0 | 0 | 0 | 0 | 0 | 0 | 0 | 293.8998 | 234.665 | 234.665 | 234.665 | 59.2349 | 293.8998 | 3178.4891 | 3178.4891 | 992.1296 | 992.1296 | 1807.0752 | 1807.0752 | 0 | 0 | 379.2844 | 379.2844 | 211507652.0609 | 1430465215.814 | 102857183.9673 | 0 | 1744.8301 | 68.2319 | 0 | 0 | 0 | 834.3877 | 237 | 1216 | 1844.7693 | 304 | 76 | 0.16109
780 | 669.5704 | 900.6 | 200 | 800 | 0 | 100% | 99.4064 | 171.5757 | 171.7078 | 171.7078 | 1 | 171.5757 | 99.6071 | 456.0223 | 429.9965 | 429.9965 | 429.9965 | 26.0258 | 456.0223 | 120.4833 | 107.2271 | 107.2271 | 107.2271 | 13.2562 | 120.4833 | 0 | 0 | 0 | 0 | 0 | 0 | 0 | 0 | 0 | 296.9913 | 237.0964 | 237.0964 | 237.0964 | 59.8949 | 296.9913 | 3260.889 | 3260.889 | 1074.7155 | 1074.7155 | 1806.9214 | 1806.9214 | 0 | 0 | 379.2521 | 379.2521 | 212877851.1457 | 1430465482.6735 | 101773881.5936 | 0 | 1745.1172 | 68.9641 | 0 | 0 | 0 | 903.92 | 237 | 1216 | 1844.7693 | 304 | 76 | 0.15942
781 | 721.0758 | 900.6 | 200 | 800 | 0 | 100% | 99.4292 | 175.7936 | 175.9316 | 175.9316 | 1 | 175.7936 | 99.6216 | 488.2182 | 460.3528 | 460.3528 | 460.3528 | 27.8654 | 488.2182 | 120.4746 | 107.2185 | 107.2185 | 107.2185 | 13.2562 | 120.4746 | 0 | 0 | 0 | 0 | 0 | 0 | 0 | 0 | 0 | 299.6523 | 239.1895 | 239.1895 | 239.1895 | 60.4628 | 299.6523 | 3343.2894 | 3343.2894 | 1157.2925 | 1157.2925 | 1806.7754 | 1806.7754 | 0 | 0 | 379.2215 | 379.2215 | 214084758.9279 | 1430465749.5331 | 100820528.0525 | 0 | 1745.371 | 69.6636 | 0 | 0 | 0 | 973.4523 | 237 | 1216 | 1844.7693 | 304 | 76 | 0.15795
782 | 772.5812 | 900.6 | 200 | 800 | 0 | 100% | 99.4292 | 180.0133 | 180.1577 | 180.1577 | 1 | 180.0133 | 99.6358 | 520.3618 | 490.6596 | 490.6596 | 490.6596 | 29.7022 | 520.3618 | 120.4664 | 107.2102 | 107.2102 | 107.2102 | 13.2562 | 120.4664 | 0 | 0 | 0 | 0 | 0 | 0 | 0 | 0 | 0 | 302.0471 | 241.072 | 241.072 | 241.072 | 60.9751 | 302.0471 | 3425.6902 | 3425.6902 | 1239.8611 | 1239.8611 | 1806.6368 | 1806.6368 | 0 | 0 | 379.1924 | 379.1924 | 215160540.2908 | 1430466016.3926 | 99991796.0357 | 0 | 1745.6184 | 70.3321 | 0 | 0 | 0 | 1042.9846 | 237 | 1216 | 1844.7693 | 304 | 76 | 0.15667
783 | 824.0866 | 900.6 | 200 | 800 | 0 | 100% | 99.4521 | 184.234 | 184.3845 | 184.3845 | 1 | 184.234 | 99.6498 | 552.4374 | 520.9021 | 520.9021 | 520.9021 | 31.5352 | 552.4374 | 120.4585 | 107.2024 | 107.2024 | 107.2024 | 13.2562 | 120.4585 | 0 | 0 | 0 | 0 | 0 | 0 | 0 | 0 | 0 | 304.2113 | 242.7777 | 242.7777 | 242.7777 | 61.4337 | 304.2113 | 3508.0913 | 3508.0913 | 1322.4219 | 1322.4219 | 1806.5048 | 1806.5048 | 0 | 0 | 379.1647 | 379.1647 | 216136524.4472 | 1430466123.161 | 99262362.5823 | 0 | 1745.865 | 70.9717 | 0 | 0 | 0 | 1112.5169 | 237 | 1216 | 1844.7693 | 304 | 76 | 0.15555
784 | 875.592 | 900.6 | 200 | 800 | 0 | 100% | 99.4749 | 188.4553 | 188.6066 | 188.6066 | 1 | 188.4553 | 99.662 | 584.4995 | 551.1319 | 551.1319 | 551.1319 | 33.3676 | 584.4995 | 120.451 | 107.1949 | 107.1949 | 107.1949 | 13.2562 | 120.451 | 0 | 0 | 0 | 0 | 0 | 0 | 0 | 0 | 0 | 306.1178 | 244.2811 | 244.2811 | 244.2811 | 61.8366 | 306.1178 | 3590.4928 | 3590.4928 | 1404.9755 | 1404.9755 | 1806.3791 | 1806.3791 | 0 | 0 | 379.1383 | 379.1383 | 216991269.003 | 1430466123.161 | 98620165.428 | 0 | 1746.0776 | 71.5845 | 0 | 0 | 0 | 1182.0492 | 237 | 1216 | 1844.7693 | 304 | 76 | 0.15456
785 | 927.0974 | 900.6 | 200 | 800 | 0 | 100% | 99.4863 | 192.6798 | 192.8309 | 192.8309 | 1 | 192.6798 | 99.6728 | 616.6018 | 581.3993 | 581.3993 | 581.3993 | 35.2025 | 616.6018 | 120.4439 | 107.1878 | 107.1878 | 107.1878 | 13.2562 | 120.4439 | 0 | 0 | 0 | 0 | 0 | 0 | 0 | 0 | 0 | 307.8339 | 245.6329 | 245.6329 | 245.6329 | 62.201 | 307.8339 | 3672.8947 | 3672.8947 | 1487.5224 | 1487.5224 | 1806.2592 | 1806.2592 | 0 | 0 | 379.1131 | 379.1131 | 217732954.5819 | 1430466123.161 | 98068485.7719 | 0 | 1746.2676 | 72.1723 | 0 | 0 | 0 | 1251.5815 | 237 | 1216 | 1844.7693 | 304 | 76 | 0.15371
786 | 978.6028 | 900.6 | 200 | 800 | 0 | 100% | 99.5091 | 196.9046 | 197.0598 | 197.0598 | 1 | 196.9046 | 99.6839 | 648.7415 | 611.7019 | 611.7019 | 611.7019 | 37.0396 | 648.7415 | 120.4371 | 107.181 | 107.181 | 107.181 | 13.2562 | 120.4371 | 0 | 0 | 0 | 0 | 0 | 0 | 0 | 0 | 0 | 309.3186 | 246.8007 | 246.8007 | 246.8007 | 62.5179 | 309.3186 | 3755.2968 | 3755.2968 | 1570.063 | 1570.063 | 1806.1448 | 1806.1448 | 0 | 0 | 379.0891 | 379.0891 | 218408276.4771 | 1430466123.161 | 97587333.7558 | 0 | 1746.4617 | 72.7359 | 0 | 0 | 0 | 1321.1138 | 237 | 1216 | 1844.7693 | 304 | 76 | 0.15297
787 | 1030.1083 | 900.6 | 200 | 800 | 0 | 100% | 99.5091 | 201.1332 | 201.2884 | 201.2884 | 1 | 201.1332 | 99.6884 | 680.8458 | 641.971 | 641.971 | 641.971 | 38.8748 | 680.8458 | 120.4306 | 107.1745 | 107.1745 | 107.1745 | 13.2562 | 120.4306 | 0 | 0 | 0 | 0 | 0 | 0 | 0 | 0 | 0 | 310.7739 | 247.9452 | 247.9452 | 247.9452 | 62.8286 | 310.7739 | 3837.6993 | 3837.6993 | 1652.5978 | 1652.5978 | 1806.0354 | 1806.0354 | 0 | 0 | 379.0661 | 379.0661 | 219034886.6989 | 1430466123.161 | 97039862.2332 | 0 | 1746.5409 | 73.2789 | 0 | 0 | 0 | 1390.6462 | 237 | 1216 | 1844.7693 | 304 | 76 | 0.15212
788 | 20.6022 | 950 | 200 | 800 | 0 | 100% | 94.6347 | 128.3892 | 128.4086 | 128.4086 | 1 | 128.3892 | 96.2884 | 137.1733 | 129.3546 | 129.3546 | 129.3546 | 7.8187 | 137.1733 | 126.4221 | 112.5292 | 112.5292 | 112.5292 | 13.8929 | 126.4221 | 0 | 0 | 0 | 0 | 0 | 0 | 0 | 0 | 0 | 140.2601 | 112.9227 | 112.9227 | 112.9227 | 27.3373 | 140.2601 | 2321.4782 | 2321.4782 | 33.1127 | 33.1127 | 1908.6026 | 1908.6026 | 0 | 0 | 379.7629 | 379.7629 | 22576265.3967 | 1439770345.5505 | 224625654.3774 | 0 | 1686.9723 | 59.6771 | 0 | 0 | 0 | 27.8129 | 250 | 1216 | 1844.7693 | 304 | 76 | 0.34868
789 | 51.5054 | 950 | 200 | 800 | 0 | 100% | 95.468 | 130.0495 | 130.0702 | 130.0702 | 1 | 130.0495 | 96.9693 | 142.4702 | 134.3488 | 134.3488 | 134.3488 | 8.1214 | 142.4702 | 126.409 | 112.5163 | 112.5163 | 112.5163 | 13.8927 | 126.409 | 0 | 0 | 0 | 0 | 0 | 0 | 0 | 0 | 0 | 152.52 | 122.7546 | 122.7546 | 122.7546 | 29.7653 | 152.52 | 2370.9133 | 2370.9133 | 82.7736 | 82.7736 | 1908.4142 | 1908.4142 | 0 | 0 | 379.7255 | 379.7255 | 54278633.6344 | 1439794544.5103 | 204829572.305 | 0 | 1698.9028 | 60.1583 | 0 | 0 | 0 | 69.5323 | 250 | 1216 | 1844.7693 | 304 | 76 | 0.31819
790 | 154.5162 | 950 | 200 | 800 | 0 | 100% | 97.1347 | 136.7423 | 136.7198 | 136.7198 | 1 | 136.7423 | 98.3211 | 164.9041 | 155.5012 | 155.5012 | 155.5012 | 9.4029 | 164.9041 | 126.3713 | 112.479 | 112.479 | 112.479 | 13.8923 | 126.3713 | 0 | 0 | 0 | 0 | 0 | 0 | 0 | 0 | 0 | 213.2694 | 171.3945 | 171.3945 | 171.3945 | 41.8749 | 213.2694 | 2535.6998 | 2535.6998 | 248.2464 | 248.2464 | 1907.8418 | 1907.8418 | 0 | 0 | 379.6116 | 379.6116 | 139435279.0478 | 1439839777.594 | 143311032.1412 | 0 | 1722.5861 | 61.9889 | 0 | 0 | 0 | 208.5969 | 250 | 1216 | 1844.7693 | 304 | 76 | 0.22341
791 | 206.0217 | 950 | 200 | 800 | 0 | 100% | 97.7626 | 140.2217 | 140.2122 | 140.2122 | 1 | 140.2217 | 98.7036 | 182.9359 | 172.5035 | 172.5035 | 172.5035 | 10.4324 | 182.9359 | 126.3551 | 112.4629 | 112.4629 | 112.4629 | 13.8922 | 126.3551 | 0 | 0 | 0 | 0 | 0 | 0 | 0 | 0 | 0 | 244.5126 | 195.7512 | 195.7512 | 195.7512 | 48.7613 | 244.5126 | 2618.0945 | 2618.0945 | 330.9504 | 330.9504 | 1907.5839 | 1907.5839 | 0 | 0 | 379.5602 | 379.5602 | 166234080.1472 | 1439851337.5181 | 123202365.4086 | 0 | 1729.2878 | 62.9255 | 0 | 0 | 0 | 278.1292 | 250 | 1216 | 1844.7693 | 304 | 76 | 0.19243
792 | 257.5271 | 950 | 200 | 800 | 0 | 100% | 98.2991 | 144.0556 | 144.1115 | 144.1115 | 1 | 144.0556 | 98.9759 | 210.0286 | 198.0497 | 198.0497 | 198.0497 | 11.9789 | 210.0286 | 126.3401 | 112.448 | 112.448 | 112.448 | 13.8921 | 126.3401 | 0 | 0 | 0 | 0 | 0 | 0 | 0 | 0 | 0 | 264.0027 | 211.1769 | 211.1769 | 211.1769 | 52.8258 | 264.0027 | 2700.4902 | 2700.4902 | 413.6356 | 413.6356 | 1907.3424 | 1907.3424 | 0 | 0 | 379.5122 | 379.5122 | 179409563.8228 | 1439859197.2952 | 114788194.3019 | 0 | 1734.057 | 63.8398 | 0 | 0 | 0 | 347.6615 | 250 | 1216 | 1844.7693 | 304 | 76 | 0.17947
793 | 309.0325 | 950 | 200 | 800 | 0 | 100% | 98.6872 | 147.9602 | 148.056 | 148.056 | 1 | 147.9602 | 99.2047 | 241.143 | 227.388 | 227.388 | 227.388 | 13.755 | 241.143 | 126.3263 | 112.4342 | 112.4342 | 112.4342 | 13.892 | 126.3263 | 0 | 0 | 0 | 0 | 0 | 0 | 0 | 0 | 0 | 272.8414 | 218.1347 | 218.1347 | 218.1347 | 54.7067 | 272.8414 | 2782.8866 | 2782.8866 | 496.3038 | 496.3038 | 1907.1158 | 1907.1158 | 0 | 0 | 379.4671 | 379.4671 | 186870739.8759 | 1439864170.7014 | 111331933.4106 | 0 | 1738.0668 | 64.7175 | 0 | 0 | 0 | 417.1938 | 250 | 1216 | 1844.7693 | 304 | 76 | 0.17414
794 | 360.5379 | 950 | 200 | 800 | 0 | 100% | 98.9954 | 151.9722 | 152.0693 | 152.0693 | 1 | 151.9722 | 99.3417 | 273.1847 | 257.6004 | 257.6004 | 257.6004 | 15.5843 | 273.1847 | 126.3134 | 112.4214 | 112.4214 | 112.4214 | 13.892 | 126.3134 | 0 | 0 | 0 | 0 | 0 | 0 | 0 | 0 | 0 | 279.4398 | 223.336 | 223.336 | 223.336 | 56.1038 | 279.4398 | 2865.2838 | 2865.2838 | 578.9564 | 578.9564 | 1906.9027 | 1906.9027 | 0 | 0 | 379.4247 | 379.4247 | 192189469.0057 | 1439867929.5003 | 108408607.8703 | 0 | 1740.466 | 65.5816 | 0 | 0 | 0 | 486.7262 | 250 | 1216 | 1844.7693 | 304 | 76 | 0.16964
795 | 412.0433 | 950 | 200 | 800 | 0 | 100% | 99.1667 | 156.0522 | 156.1602 | 156.1602 | 1 | 156.0522 | 99.4395 | 305.4248 | 287.9996 | 287.9996 | 287.9996 | 17.4253 | 305.4248 | 126.3013 | 112.4093 | 112.4093 | 112.4093 | 13.892 | 126.3013 | 0 | 0 | 0 | 0 | 0 | 0 | 0 | 0 | 0 | 285.3375 | 227.9746 | 227.9746 | 227.9746 | 57.3628 | 285.3375 | 2947.6816 | 2947.6816 | 661.5948 | 661.5948 | 1906.7021 | 1906.7021 | 0 | 0 | 379.3848 | 379.3848 | 196215876.03 | 1439870978.2182 | 106093982.3556 | 0 | 1742.1808 | 66.4151 | 0 | 0 | 0 | 556.2585 | 250 | 1216 | 1844.7693 | 304 | 76 | 0.16607
796 | 463.5487 | 950 | 200 | 800 | 0 | 100% | 99.2694 | 160.1677 | 160.2848 | 160.2848 | 1 | 160.1677 | 99.5146 | 337.9536 | 318.6706 | 318.6706 | 318.6706 | 19.2829 | 337.9536 | 126.2899 | 112.398 | 112.398 | 112.398 | 13.8919 | 126.2899 | 0 | 0 | 0 | 0 | 0 | 0 | 0 | 0 | 0 | 290.0542 | 231.6808 | 231.6808 | 231.6808 | 58.3734 | 290.0542 | 3030.0801 | 3030.0801 | 744.2202 | 744.2202 | 1906.5128 | 1906.5128 | 0 | 0 | 379.3471 | 379.3471 | 199318237.1742 | 1439873070.3429 | 104305360.3862 | 0 | 1743.4967 | 67.2148 | 0 | 0 | 0 | 625.7908 | 250 | 1216 | 1844.7693 | 304 | 76 | 0.16332
797 | 515.0541 | 950 | 200 | 800 | 0 | 100% | 99.3037 | 164.3304 | 164.4542 | 164.4542 | 1 | 164.3304 | 99.5595 | 370.5963 | 349.4489 | 349.4489 | 349.4489 | 21.1473 | 370.5963 | 126.2792 | 112.3873 | 112.3873 | 112.3873 | 13.8919 | 126.2792 | 0 | 0 | 0 | 0 | 0 | 0 | 0 | 0 | 0 | 294.7027 | 235.3452 | 235.3452 | 235.3452 | 59.3575 | 294.7027 | 3112.4791 | 3112.4791 | 826.8338 | 826.8338 | 1906.3338 | 1906.3338 | 0 | 0 | 379.3115 | 379.3115 | 201841909.5406 | 1439874628.0599 | 102565496.2663 | 0 | 1744.282 | 67.9861 | 0 | 0 | 0 | 695.3231 | 250 | 1216 | 1844.7693 | 304 | 76 | 0.16064
798 | 566.5595 | 950 | 200 | 800 | 0 | 100% | 99.3836 | 168.506 | 168.6345 | 168.6345 | 1 | 168.506 | 99.5975 | 403.3474 | 380.3293 | 380.3293 | 380.3293 | 23.0181 | 403.3474 | 126.2691 | 112.3772 | 112.3772 | 112.3772 | 13.8919 | 126.2691 | 0 | 0 | 0 | 0 | 0 | 0 | 0 | 0 | 0 | 298.6157 | 238.421 | 238.421 | 238.421 | 60.1947 | 298.6157 | 3194.8787 | 3194.8787 | 909.4364 | 909.4364 | 1906.1645 | 1906.1645 | 0 | 0 | 379.2778 | 379.2778 | 203827710.0039 | 1439875929.8343 | 101245198.7728 | 0 | 1744.9488 | 68.723 | 0 | 0 | 0 | 764.8554 | 250 | 1216 | 1844.7693 | 304 | 76 | 0.1586
799 | 618.065 | 950 | 200 | 800 | 0 | 100% | 99.4064 | 172.7081 | 172.8326 | 172.8326 | 1 | 172.7081 | 99.6137 | 436.3579 | 411.454 | 411.454 | 411.454 | 24.9039 | 436.3579 | 126.2596 | 112.3677 | 112.3677 | 112.3677 | 13.8919 | 126.2596 | 0 | 0 | 0 | 0 | 0 | 0 | 0 | 0 | 0 | 302.1701 | 241.2201 | 241.2201 | 241.2201 | 60.95 | 302.1701 | 3277.2787 | 3277.2787 | 992.0288 | 992.0288 | 1906.004 | 1906.004 | 0 | 0 | 379.2459 | 379.2459 | 205425264.216 | 1439876855.9812 | 99929475.7785 | 0 | 1745.2316 | 69.4331 | 0 | 0 | 0 | 834.3877 | 250 | 1216 | 1844.7693 | 304 | 76 | 0.15658
800 | 669.5704 | 950 | 200 | 800 | 0 | 100% | 99.4406 | 176.9226 | 177.0502 | 177.0502 | 1 | 176.9226 | 99.6286 | 469.4876 | 442.6908 | 442.6908 | 442.6908 | 26.7967 | 469.4876 | 126.2505 | 112.3586 | 112.3586 | 112.3586 | 13.8919 | 126.2505 | 0 | 0 | 0 | 0 | 0 | 0 | 0 | 0 | 0 | 305.3426 | 243.7173 | 243.7173 | 243.7173 | 61.6253 | 305.3426 | 3359.6791 | 3359.6791 | 1074.612 | 1074.612 | 1905.8516 | 1905.8516 | 0 | 0 | 379.2156 | 379.2156 | 206751388.4065 | 1439877224.8131 | 98864371.7598 | 0 | 1745.493 | 70.1116 | 0 | 0 | 0 | 903.92 | 250 | 1216 | 1844.7693 | 304 | 76 | 0.15494
801 | 721.0758 | 950 | 200 | 800 | 0 | 100% | 99.4406 | 181.1413 | 181.2762 | 181.2762 | 1 | 181.1413 | 99.6427 | 502.6328 | 473.9422 | 473.9422 | 473.9422 | 28.6906 | 502.6328 | 126.242 | 112.3501 | 112.3501 | 112.3501 | 13.8919 | 126.242 | 0 | 0 | 0 | 0 | 0 | 0 | 0 | 0 | 0 | 308.1314 | 245.914 | 245.914 | 245.914 | 62.2175 | 308.1314 | 3442.08 | 3442.08 | 1157.1865 | 1157.1865 | 1905.7067 | 1905.7067 | 0 | 0 | 379.1867 | 379.1867 | 207927823.6144 | 1439877491.6726 | 97935174.3131 | 0 | 1745.7405 | 70.7607 | 0 | 0 | 0 | 973.4523 | 250 | 1216 | 1844.7693 | 304 | 76 | 0.1535
802 | 772.5812 | 950 | 200 | 800 | 0 | 100% | 99.4521 | 185.3606 | 185.5036 | 185.5036 | 1 | 185.3606 | 99.6568 | 535.7058 | 505.1253 | 505.1253 | 505.1253 | 30.5805 | 535.7058 | 126.2338 | 112.3419 | 112.3419 | 112.3419 | 13.8919 | 126.2338 | 0 | 0 | 0 | 0 | 0 | 0 | 0 | 0 | 0 | 310.6319 | 247.8829 | 247.8829 | 247.8829 | 62.7491 | 310.6319 | 3524.4812 | 3524.4812 | 1239.753 | 1239.753 | 1905.5689 | 1905.5689 | 0 | 0 | 379.1593 | 379.1593 | 208989964.7752 | 1439877758.5321 | 97120081.0766 | 0 | 1745.9878 | 71.382 | 0 | 0 | 0 | 1042.9846 | 250 | 1216 | 1844.7693 | 304 | 76 | 0.15225
803 | 824.0866 | 950 | 200 | 800 | 0 | 100% | 99.4635 | 189.5811 | 189.7292 | 189.7292 | 1 | 189.5811 | 99.6698 | 568.7023 | 536.2361 | 536.2361 | 536.2361 | 32.4662 | 568.7023 | 126.226 | 112.3342 | 112.3342 | 112.3342 | 13.8919 | 126.226 | 0 | 0 | 0 | 0 | 0 | 0 | 0 | 0 | 0 | 312.9091 | 249.6796 | 249.6796 | 249.6796 | 63.2295 | 312.9091 | 3606.8828 | 3606.8828 | 1322.3121 | 1322.3121 | 1905.4376 | 1905.4376 | 0 | 0 | 379.1332 | 379.1332 | 209943822.1716 | 1439878025.3917 | 96393421.6996 | 0 | 1746.2153 | 71.9776 | 0 | 0 | 0 | 1112.5169 | 250 | 1216 | 1844.7693 | 304 | 76 | 0.15113
804 | 875.592 | 950 | 200 | 800 | 0 | 100% | 99.4977 | 193.8051 | 193.956 | 193.956 | 1 | 193.8051 | 99.6811 | 601.6836 | 567.3324 | 567.3324 | 567.3324 | 34.3512 | 601.6836 | 126.2186 | 112.3268 | 112.3268 | 112.3268 | 13.8919 | 126.2186 | 0 | 0 | 0 | 0 | 0 | 0 | 0 | 0 | 0 | 315.0096 | 251.3376 | 251.3376 | 251.3376 | 63.672 | 315.0096 | 3689.2847 | 3689.2847 | 1404.8642 | 1404.8642 | 1905.3123 | 1905.3123 | 0 | 0 | 379.1082 | 379.1082 | 210784394.3452 | 1439878090.725 | 95750797.9561 | 0 | 1746.4133 | 72.5491 | 0 | 0 | 0 | 1182.0492 | 250 | 1216 | 1844.7693 | 304 | 76 | 0.15014
805 | 927.0974 | 950 | 200 | 800 | 0 | 100% | 99.5205 | 198.0277 | 198.1802 | 198.1802 | 1 | 198.0277 | 99.6937 | 634.7086 | 598.4698 | 598.4698 | 598.4698 | 36.2388 | 634.7086 | 126.2116 | 112.3197 | 112.3197 | 112.3197 | 13.8919 | 126.2116 | 0 | 0 | 0 | 0 | 0 | 0 | 0 | 0 | 0 | 316.7775 | 252.7292 | 252.7292 | 252.7292 | 64.0484 | 316.7775 | 3771.6869 | 3771.6869 | 1487.4099 | 1487.4099 | 1905.1926 | 1905.1926 | 0 | 0 | 379.0844 | 379.0844 | 211510214.3252 | 1439878090.725 | 95244498.1547 | 0 | 1746.6328 | 73.0973 | 0 | 0 | 0 | 1251.5815 | 250 | 1216 | 1844.7693 | 304 | 76 | 0.14936
806 | 978.6028 | 950 | 200 | 800 | 0 | 100% | 99.5205 | 202.255 | 202.4057 | 202.4057 | 1 | 202.255 | 99.6982 | 667.7839 | 629.6545 | 629.6545 | 629.6545 | 38.1294 | 667.7839 | 126.2048 | 112.313 | 112.313 | 112.313 | 13.8919 | 126.2048 | 0 | 0 | 0 | 0 | 0 | 0 | 0 | 0 | 0 | 318.4191 | 254.0197 | 254.0197 | 254.0197 | 64.3994 | 318.4191 | 3854.0894 | 3854.0894 | 1569.9495 | 1569.9495 | 1905.0783 | 1905.0783 | 0 | 0 | 379.0617 | 379.0617 | 212165184.235 | 1439878090.725 | 94668904.3255 | 0 | 1746.7122 | 73.6261 | 0 | 0 | 0 | 1321.1138 | 250 | 1216 | 1844.7693 | 304 | 76 | 0.14847
807 | 1030.1083 | 950 | 200 | 800 | 0 | 100% | 99.5205 | 206.4891 | 206.6431 | 206.6431 | 1 | 206.4891 | 99.7026 | 700.8432 | 660.824 | 660.824 | 660.824 | 40.0192 | 700.8432 | 126.1984 | 112.3065 | 112.3065 | 112.3065 | 13.8919 | 126.1984 | 0 | 0 | 0 | 0 | 0 | 0 | 0 | 0 | 0 | 320.0875 | 255.3338 | 255.3338 | 255.3338 | 64.7537 | 320.0875 | 3936.4922 | 3936.4922 | 1652.4835 | 1652.4835 | 1904.9688 | 1904.9688 | 0 | 0 | 379.0399 | 379.0399 | 212769355.5553 | 1439878090.725 | 94142639.0807 | 0 | 1746.7901 | 74.1344 | 0 | 0 | 0 | 1390.6462 | 250 | 1216 | 1844.7693 | 304 | 76 | 0.14766
808 | 20.6022 | 1003.2 | 200 | 800 | 0 | 100% | 95.1142 | 134.0273 | 134.0418 | 134.0418 | 1 | 134.0273 | 96.5454 | 142.2927 | 134.1806 | 134.1806 | 134.1806 | 8.1121 | 142.2927 | 132.6232 | 118.0461 | 118.0461 | 118.0461 | 14.5771 | 132.6232 | 0 | 0 | 0 | 0 | 0 | 0 | 0 | 0 | 0 | 142.5437 | 114.7153 | 114.7153 | 114.7153 | 27.8283 | 142.5437 | 2427.8569 | 2427.8569 | 33.1059 | 33.1059 | 2015.0668 | 2015.0668 | 0 | 0 | 379.6843 | 379.6843 | 21765980.122 | 1449040762.0024 | 220667870.7721 | 0 | 1691.4746 | 61.7095 | 0 | 0 | 0 | 27.8129 | 264 | 1216 | 1844.7693 | 304 | 76 | 0.34259
809 | 51.5054 | 1003.2 | 200 | 800 | 0 | 100% | 95.8562 | 135.7009 | 135.7185 | 135.7185 | 1 | 135.7009 | 97.1844 | 146.9379 | 138.5602 | 138.5602 | 138.5602 | 8.3777 | 146.9379 | 132.6111 | 118.0342 | 118.0342 | 118.0342 | 14.5769 | 132.6111 | 0 | 0 | 0 | 0 | 0 | 0 | 0 | 0 | 0 | 155.1846 | 124.8568 | 124.8568 | 124.8568 | 30.3279 | 155.1846 | 2477.2929 | 2477.2929 | 82.7572 | 82.7572 | 2014.8856 | 2014.8856 | 0 | 0 | 379.6501 | 379.6501 | 52628483.774 | 1449058097.1237 | 200984437.4851 | 0 | 1702.671 | 62.1458 | 0 | 0 | 0 | 69.5323 | 264 | 1216 | 1844.7693 | 304 | 76 | 0.31226
810 | 154.5162 | 1003.2 | 200 | 800 | 0 | 100% | 97.3402 | 142.462 | 142.4401 | 142.4401 | 1 | 142.462 | 98.427 | 170.0266 | 160.33 | 160.33 | 160.33 | 9.6966 | 170.0266 | 132.5752 | 117.9987 | 117.9987 | 117.9987 | 14.5765 | 132.5752 | 0 | 0 | 0 | 0 | 0 | 0 | 0 | 0 | 0 | 217.8392 | 175.0074 | 175.0074 | 175.0074 | 42.8318 | 217.8392 | 2642.082 | 2642.082 | 248.2034 | 248.2034 | 2014.3326 | 2014.3326 | 0 | 0 | 379.5459 | 379.5459 | 135227990.1075 | 1449096107.0587 | 140116651.3863 | 0 | 1724.4407 | 63.8147 | 0 | 0 | 0 | 208.5969 | 264 | 1216 | 1844.7693 | 304 | 76 | 0.21849
811 | 206.0217 | 1003.2 | 200 | 800 | 0 | 100% | 97.968 | 145.9562 | 145.9509 | 145.9509 | 1 | 145.9562 | 98.7901 | 188.4692 | 177.7196 | 177.7196 | 177.7196 | 10.7496 | 188.4692 | 132.5596 | 117.9832 | 117.9832 | 117.9832 | 14.5764 | 132.5596 | 0 | 0 | 0 | 0 | 0 | 0 | 0 | 0 | 0 | 250.195 | 200.2453 | 200.2453 | 200.2453 | 49.9496 | 250.195 | 2724.4779 | 2724.4779 | 330.8968 | 330.8968 | 2014.0823 | 2014.0823 | 0 | 0 | 379.4988 | 379.4988 | 161353266.6163 | 1449106963.7873 | 120342604.8357 | 0 | 1730.8028 | 64.664 | 0 | 0 | 0 | 278.1292 | 264 | 1216 | 1844.7693 | 304 | 76 | 0.18802
812 | 257.5271 | 1003.2 | 200 | 800 | 0 | 100% | 98.4589 | 149.7777 | 149.835 | 149.835 | 1 | 149.7777 | 99.0574 | 216.2466 | 203.9113 | 203.9113 | 203.9113 | 12.3353 | 216.2466 | 132.5451 | 117.9688 | 117.9688 | 117.9688 | 14.5763 | 132.5451 | 0 | 0 | 0 | 0 | 0 | 0 | 0 | 0 | 0 | 270.0796 | 215.9879 | 215.9879 | 215.9879 | 54.0917 | 270.0796 | 2806.8745 | 2806.8745 | 413.5727 | 413.5727 | 2013.8473 | 2013.8473 | 0 | 0 | 379.4545 | 379.4545 | 174233112.101 | 1449114176.9146 | 112138202.106 | 0 | 1735.4855 | 65.4921 | 0 | 0 | 0 | 347.6615 | 264 | 1216 | 1844.7693 | 304 | 76 | 0.17539
813 | 309.0325 | 1003.2 | 200 | 800 | 0 | 100% | 98.8242 | 153.6786 | 153.7639 | 153.7639 | 1 | 153.6786 | 99.2678 | 248.2753 | 234.1116 | 234.1116 | 234.1116 | 14.1638 | 248.2753 | 132.5318 | 117.9555 | 117.9555 | 117.9555 | 14.5763 | 132.5318 | 0 | 0 | 0 | 0 | 0 | 0 | 0 | 0 | 0 | 279.1669 | 223.1375 | 223.1375 | 223.1375 | 56.0294 | 279.1669 | 2889.2719 | 2889.2719 | 496.2328 | 496.2328 | 2013.6263 | 2013.6263 | 0 | 0 | 379.4128 | 379.4128 | 181471688.7797 | 1449117596.6308 | 108582572.4068 | 0 | 1739.1719 | 66.2945 | 0 | 0 | 0 | 417.1938 | 264 | 1216 | 1844.7693 | 304 | 76 | 0.16991
814 | 360.5379 | 1003.2 | 200 | 800 | 0 | 100% | 99.0525 | 157.711 | 157.7982 | 157.7982 | 1 | 157.711 | 99.385 | 281.2631 | 265.2159 | 265.2159 | 265.2159 | 16.0472 | 281.2631 | 132.5193 | 117.9431 | 117.9431 | 117.9431 | 14.5763 | 132.5193 | 0 | 0 | 0 | 0 | 0 | 0 | 0 | 0 | 0 | 286.6454 | 229.0377 | 229.0377 | 229.0377 | 57.6077 | 286.6454 | 2971.67 | 2971.67 | 578.8784 | 578.8784 | 2013.418 | 2013.418 | 0 | 0 | 379.3736 | 379.3736 | 186638137.4303 | 1449120953.1463 | 105465310.3697 | 0 | 1741.2244 | 67.0882 | 0 | 0 | 0 | 486.7262 | 264 | 1216 | 1844.7693 | 304 | 76 | 0.1651
815 | 412.0433 | 1003.2 | 200 | 800 | 0 | 100% | 99.2237 | 161.7952 | 161.9008 | 161.9008 | 1 | 161.7952 | 99.4815 | 314.5205 | 296.5742 | 296.5742 | 296.5742 | 17.9464 | 314.5205 | 132.5075 | 117.9313 | 117.9313 | 117.9313 | 14.5762 | 132.5075 | 0 | 0 | 0 | 0 | 0 | 0 | 0 | 0 | 0 | 292.7927 | 233.875 | 233.875 | 233.875 | 58.9177 | 292.7927 | 3054.0686 | 3054.0686 | 661.5107 | 661.5107 | 2013.2214 | 2013.2214 | 0 | 0 | 379.3365 | 379.3365 | 190512654.0563 | 1449123926.9021 | 103279835.1963 | 0 | 1742.9164 | 67.8498 | 0 | 0 | 0 | 556.2585 | 264 | 1216 | 1844.7693 | 304 | 76 | 0.16174
816 | 463.5487 | 1003.2 | 200 | 800 | 0 | 100% | 99.3037 | 165.9136 | 166.0225 | 166.0225 | 1 | 165.9136 | 99.5477 | 348.0601 | 328.1982 | 328.1982 | 328.1982 | 19.8618 | 348.0601 | 132.4964 | 117.9202 | 117.9202 | 117.9202 | 14.5762 | 132.4964 | 0 | 0 | 0 | 0 | 0 | 0 | 0 | 0 | 0 | 297.7009 | 237.7378 | 237.7378 | 237.7378 | 59.9631 | 297.7009 | 3136.4678 | 3136.4678 | 744.1308 | 744.1308 | 2013.0355 | 2013.0355 | 0 | 0 | 379.3015 | 379.3015 | 193508485.9547 | 1449125954.2011 | 101441151.5116 | 0 | 1744.0756 | 68.5851 | 0 | 0 | 0 | 625.7908 | 264 | 1216 | 1844.7693 | 304 | 76 | 0.15891
817 | 515.0541 | 1003.2 | 200 | 800 | 0 | 100% | 99.3721 | 170.0858 | 170.2054 | 170.2054 | 1 | 170.0858 | 99.5876 | 381.6836 | 359.9012 | 359.9012 | 359.9012 | 21.7823 | 381.6836 | 132.486 | 117.9098 | 117.9098 | 117.9098 | 14.5762 | 132.486 | 0 | 0 | 0 | 0 | 0 | 0 | 0 | 0 | 0 | 302.8145 | 241.7724 | 241.7724 | 241.7724 | 61.0421 | 302.8145 | 3218.8674 | 3218.8674 | 826.7397 | 826.7397 | 2012.8594 | 2012.8594 | 0 | 0 | 379.2683 | 379.2683 | 195954530.798 | 1449127526.6657 | 99692958.0329 | 0 | 1744.775 | 69.2946 | 0 | 0 | 0 | 695.3231 | 264 | 1216 | 1844.7693 | 304 | 76 | 0.15621
818 | 566.5595 | 1003.2 | 200 | 800 | 0 | 100% | 99.4178 | 174.2662 | 174.3885 | 174.3885 | 1 | 174.2662 | 99.62 | 415.4381 | 391.7276 | 391.7276 | 391.7276 | 23.7105 | 415.4381 | 132.4761 | 117.8999 | 117.8999 | 117.8999 | 14.5762 | 132.4761 | 0 | 0 | 0 | 0 | 0 | 0 | 0 | 0 | 0 | 306.9771 | 245.0508 | 245.0508 | 245.0508 | 61.9262 | 306.9771 | 3301.2676 | 3301.2676 | 909.3382 | 909.3382 | 2012.6925 | 2012.6925 | 0 | 0 | 379.2369 | 379.2369 | 197877708.3321 | 1449128777.8369 | 98335309.0148 | 0 | 1745.3418 | 69.9743 | 0 | 0 | 0 | 764.8554 | 264 | 1216 | 1844.7693 | 304 | 76 | 0.15412
819 | 618.065 | 1003.2 | 200 | 800 | 0 | 100% | 99.4406 | 178.4692 | 178.5886 | 178.5886 | 1 | 178.4692 | 99.6354 | 449.4402 | 423.7871 | 423.7871 | 423.7871 | 25.6531 | 449.4402 | 132.4667 | 117.8905 | 117.8905 | 117.8905 | 14.5762 | 132.4667 | 0 | 0 | 0 | 0 | 0 | 0 | 0 | 0 | 0 | 310.6973 | 247.9813 | 247.9813 | 247.9813 | 62.7161 | 310.6973 | 3383.6682 | 3383.6682 | 991.9272 | 991.9272 | 2012.5339 | 2012.5339 | 0 | 0 | 379.207 | 379.207 | 199423826.6797 | 1449129597.7526 | 97059646.3714 | 0 | 1745.6131 | 70.6291 | 0 | 0 | 0 | 834.3877 | 264 | 1216 | 1844.7693 | 304 | 76 | 0.15215
820 | 669.5704 | 1003.2 | 200 | 800 | 0 | 100% | 99.4635 | 182.6842 | 182.8089 | 182.8089 | 1 | 182.6842 | 99.6503 | 483.5801 | 455.9765 | 455.9765 | 455.9765 | 27.6036 | 483.5801 | 132.4578 | 117.8816 | 117.8816 | 117.8816 | 14.5762 | 132.4578 | 0 | 0 | 0 | 0 | 0 | 0 | 0 | 0 | 0 | 313.9962 | 250.5771 | 250.5771 | 250.5771 | 63.4191 | 313.9962 | 3466.0691 | 3466.0691 | 1074.5073 | 1074.5073 | 2012.3832 | 2012.3832 | 0 | 0 | 379.1786 | 379.1786 | 200705035.327 | 1449130079.804 | 96037981.1111 | 0 | 1745.8731 | 71.2558 | 0 | 0 | 0 | 903.92 | 264 | 1216 | 1844.7693 | 304 | 76 | 0.15058
821 | 721.0758 | 1003.2 | 200 | 800 | 0 | 100% | 99.4749 | 186.9022 | 187.0354 | 187.0354 | 1 | 186.9022 | 99.6644 | 517.7236 | 488.169 | 488.169 | 488.169 | 29.5546 | 517.7236 | 132.4494 | 117.8732 | 117.8732 | 117.8732 | 14.5762 | 132.4494 | 0 | 0 | 0 | 0 | 0 | 0 | 0 | 0 | 0 | 316.8716 | 252.8421 | 252.8421 | 252.8421 | 64.0296 | 316.8716 | 3548.4705 | 3548.4705 | 1157.0792 | 1157.0792 | 2012.2397 | 2012.2397 | 0 | 0 | 379.1516 | 379.1516 | 201851038.2675 | 1449130133.5544 | 95139491.5292 | 0 | 1746.1207 | 71.8564 | 0 | 0 | 0 | 973.4523 | 264 | 1216 | 1844.7693 | 304 | 76 | 0.1492
822 | 772.5812 | 1003.2 | 200 | 800 | 0 | 100% | 99.4863 | 191.1223 | 191.262 | 191.262 | 1 | 191.1223 | 99.6757 | 551.7741 | 520.2737 | 520.2737 | 520.2737 | 31.5004 | 551.7741 | 132.4414 | 117.8652 | 117.8652 | 117.8652 | 14.5762 | 132.4414 | 0 | 0 | 0 | 0 | 0 | 0 | 0 | 0 | 0 | 319.5136 | 254.9249 | 254.9249 | 254.9249 | 64.5887 | 319.5136 | 3630.8721 | 3630.8721 | 1239.6434 | 1239.6434 | 2012.1029 | 2012.1029 | 0 | 0 | 379.1258 | 379.1258 | 202892313.0075 | 1449130133.5544 | 94295842.8145 | 0 | 1746.3183 | 72.433 | 0 | 0 | 0 | 1042.9846 | 264 | 1216 | 1844.7693 | 304 | 76 | 0.1479
823 | 824.0866 | 1003.2 | 200 | 800 | 0 | 100% | 99.4977 | 195.3449 | 195.4934 | 195.4934 | 1 | 195.3449 | 99.6894 | 585.7371 | 552.2957 | 552.2957 | 552.2957 | 33.4414 | 585.7371 | 132.4337 | 117.8575 | 117.8575 | 117.8575 | 14.5762 | 132.4337 | 0 | 0 | 0 | 0 | 0 | 0 | 0 | 0 | 0 | 321.9777 | 256.8696 | 256.8696 | 256.8696 | 65.1081 | 321.9777 | 3713.2741 | 3713.2741 | 1322.2006 | 1322.2006 | 2011.9724 | 2011.9724 | 0 | 0 | 379.1012 | 379.1012 | 203828901.7846 | 1449130133.5544 | 93599185.8405 | 0 | 1746.5582 | 72.9856 | 0 | 0 | 0 | 1112.5169 | 264 | 1216 | 1844.7693 | 304 | 76 | 0.14682
824 | 875.592 | 1003.2 | 200 | 800 | 0 | 100% | 99.5434 | 199.5663 | 199.717 | 199.717 | 1 | 199.5663 | 99.7008 | 619.6897 | 584.3078 | 584.3078 | 584.3078 | 35.3819 | 619.6897 | 132.4264 | 117.8502 | 117.8502 | 117.8502 | 14.5762 | 132.4264 | 0 | 0 | 0 | 0 | 0 | 0 | 0 | 0 | 0 | 324.1129 | 258.5539 | 258.5539 | 258.5539 | 65.5589 | 324.1129 | 3795.6764 | 3795.6764 | 1404.751 | 1404.751 | 2011.8477 | 2011.8477 | 0 | 0 | 379.0777 | 379.0777 | 204648080.7528 | 1449130133.5544 | 92979770.6917 | 0 | 1746.758 | 73.5169 | 0 | 0 | 0 | 1182.0492 | 264 | 1216 | 1844.7693 | 304 | 76 | 0.14587
825 | 927.0974 | 1003.2 | 200 | 800 | 0 | 100% | 99.5434 | 203.7917 | 203.9391 | 203.9391 | 1 | 203.7917 | 99.7071 | 653.6886 | 616.3634 | 616.3634 | 616.3634 | 37.3252 | 653.6886 | 132.4194 | 117.8433 | 117.8433 | 117.8433 | 14.5762 | 132.4194 | 0 | 0 | 0 | 0 | 0 | 0 | 0 | 0 | 0 | 326.0564 | 260.0866 | 260.0866 | 260.0866 | 65.9698 | 326.0564 | 3878.079 | 3878.079 | 1487.2953 | 1487.2953 | 2011.7285 | 2011.7285 | 0 | 0 | 379.0552 | 379.0552 | 205359180.3844 | 1449130133.5544 | 92379308.8889 | 0 | 1746.8686 | 74.029 | 0 | 0 | 0 | 1251.5815 | 264 | 1216 | 1844.7693 | 304 | 76 | 0.14494
826 | 978.6028 | 1003.2 | 200 | 800 | 0 | 100% | 99.5434 | 208.0241 | 208.1727 | 208.1727 | 1 | 208.0241 | 99.7117 | 687.738 | 648.4665 | 648.4665 | 648.4665 | 39.2715 | 687.738 | 132.4127 | 117.8366 | 117.8366 | 117.8366 | 14.5762 | 132.4127 | 0 | 0 | 0 | 0 | 0 | 0 | 0 | 0 | 0 | 327.9427 | 261.5719 | 261.5719 | 261.5719 | 66.3709 | 327.9427 | 3960.4819 | 3960.4819 | 1569.8338 | 1569.8338 | 2011.6144 | 2011.6144 | 0 | 0 | 379.0337 | 379.0337 | 205995836.7353 | 1449130133.5544 | 91822970.1916 | 0 | 1746.9489 | 74.5219 | 0 | 0 | 0 | 1321.1138 | 264 | 1216 | 1844.7693 | 304 | 76 | 0.14409
827 | 1030.1083 | 1003.2 | 200 | 800 | 0 | 100% | 99.5434 | 212.2599 | 212.4146 | 212.4146 | 1 | 212.2599 | 99.7161 | 721.7676 | 680.5508 | 680.5508 | 680.5508 | 41.2168 | 721.7676 | 132.4063 | 117.8302 | 117.8302 | 117.8302 | 14.5762 | 132.4063 | 0 | 0 | 0 | 0 | 0 | 0 | 0 | 0 | 0 | 329.7551 | 263.0004 | 263.0004 | 263.0004 | 66.7547 | 329.7551 | 4042.8849 | 4042.8849 | 1652.3668 | 1652.3668 | 2011.505 | 2011.505 | 0 | 0 | 379.0131 | 379.0131 | 206593264.1922 | 1449130133.5544 | 91303158.1931 | 0 | 1747.0266 | 74.9966 | 0 | 0 | 0 | 1390.6462 | 264 | 1216 | 1844.7693 | 304 | 76 | 0.14329
828 | 206.0217 | 22.8 | 200 | 800 | 0 | 100% | 10.7763 | 137.2006 | 190.932 | 190.932 | 1 | 137.2006 | 34.8054 | 62.1498 | 58.6343 | 58.6343 | 58.6343 | 3.5156 | 62.1498 | 43.9648 | 39.168 | 39.168 | 39.168 | 4.7968 | 43.9648 | 0 | 0 | 0 | 0 | 0 | 0 | 0 | 0 | 0 | 7670.9437 | 6163.5782 | 6163.5782 | 6163.5782 | 1507.3655 | 7670.9437 | 953.7386 | 953.7386 | 333.8139 | 333.8139 | 46.1781 | 46.1781 | 0 | 0 | 573.7466 | 573.7466 | 499150072.8883 | 100080123.8448 | 10560163.1703 | 0 | 609.7904 | 0.38058 | 0 | 0 | 0 | 278.1292 | 6 | 1824 | 2767.1539 | 456 | 114 | 0.010846
829 | 257.5271 | 22.8 | 200 | 800 | 0 | 100% | 25.7078 | 125.2274 | 139.0401 | 139.0401 | 1 | 125.2274 | 41.8263 | 67.8485 | 64.0063 | 64.0063 | 64.0063 | 3.8422 | 67.8485 | 43.9184 | 39.1216 | 39.1216 | 39.1216 | 4.7968 | 43.9184 | 0 | 0 | 0 | 0 | 0 | 0 | 0 | 0 | 0 | 847.1918 | 681.9041 | 681.9041 | 681.9041 | 165.2877 | 847.1918 | 1035.9637 | 1035.9637 | 416.7732 | 416.7732 | 46.1234 | 46.1234 | 0 | 0 | 573.0671 | 573.0671 | 562704015.3665 | 100080123.8448 | 70012637.8471 | 0 | 732.7968 | 0.13802 | 0 | 0 | 0 | 347.6615 | 6 | 1824 | 2767.1539 | 456 | 114 | 0.071909
830 | 309.0325 | 22.8 | 200 | 800 | 0 | 100% | 34.0297 | 117.0012 | 122.6395 | 122.6395 | 1 | 117.0012 | 48.7393 | 75.989 | 71.6818 | 71.6818 | 71.6818 | 4.3072 | 75.989 | 43.88 | 39.0832 | 39.0832 | 39.0832 | 4.7968 | 43.88 | 0 | 0 | 0 | 0 | 0 | 0 | 0 | 0 | 0 | 354.9991 | 286.2465 | 286.2465 | 286.2465 | 68.7526 | 354.9991 | 1118.2205 | 1118.2205 | 499.6373 | 499.6373 | 46.0782 | 46.0782 | 0 | 0 | 572.5051 | 572.5051 | 599541076.8467 | 100080123.8448 | 154291685.0048 | 0 | 853.9129 | 0.084324 | 0 | 0 | 0 | 417.1938 | 6 | 1824 | 2767.1539 | 456 | 114 | 0.15847
831 | 360.5379 | 22.8 | 200 | 800 | 0 | 100% | 41.3584 | 110.915 | 113.6222 | 113.6222 | 1 | 110.915 | 55.6147 | 84.5577 | 79.7611 | 79.7611 | 79.7611 | 4.7966 | 84.5577 | 43.8478 | 39.051 | 39.051 | 39.051 | 4.7968 | 43.8478 | 0 | 0 | 0 | 0 | 0 | 0 | 0 | 0 | 0 | 215.5838 | 174.1521 | 174.1521 | 174.1521 | 41.4317 | 215.5838 | 1200.5015 | 1200.5015 | 582.4289 | 582.4289 | 46.0402 | 46.0402 | 0 | 0 | 572.0324 | 572.0324 | 627057798.3245 | 100080123.8448 | 247231501.2939 | 0 | 974.3694 | 0.070751 | 0 | 0 | 0 | 486.7262 | 6 | 1824 | 2767.1539 | 456 | 114 | 0.25393
832 | 412.0433 | 22.8 | 200 | 800 | 0 | 100% | 49.4521 | 106.7425 | 108.0743 | 108.0743 | 1 | 106.7425 | 62.463 | 93.1537 | 87.866 | 87.866 | 87.866 | 5.2878 | 93.1537 | 43.8202 | 39.0235 | 39.0235 | 39.0235 | 4.7968 | 43.8202 | 0 | 0 | 0 | 0 | 0 | 0 | 0 | 0 | 0 | 154.8027 | 125.6268 | 125.6268 | 125.6268 | 29.1759 | 154.8027 | 1282.8013 | 1282.8013 | 665.1641 | 665.1641 | 46.0077 | 46.0077 | 0 | 0 | 571.6294 | 571.6294 | 649323630.8699 | 100080123.8448 | 344947805.8824 | 0 | 1094.3516 | 0.055719 | 0 | 0 | 0 | 556.2585 | 6 | 1824 | 2767.1539 | 456 | 114 | 0.35429
833 | 463.5487 | 22.8 | 200 | 800 | 0 | 100% | 57.9224 | 103.4685 | 103.9473 | 103.9473 | 1 | 103.4685 | 68.738 | 101.7363 | 95.958 | 95.958 | 95.958 | 5.7783 | 101.7363 | 43.7965 | 38.9997 | 38.9997 | 38.9997 | 4.7968 | 43.7965 | 0 | 0 | 0 | 0 | 0 | 0 | 0 | 0 | 0 | 121.1292 | 98.4914 | 98.4914 | 98.4914 | 22.6379 | 121.1292 | 1365.1161 | 1365.1161 | 747.8545 | 747.8545 | 45.9798 | 45.9798 | 0 | 0 | 571.2818 | 571.2818 | 667898491.2506 | 100080123.8448 | 436310400.9291 | 0 | 1204.289 | 0.89416 | 0 | 0 | 0 | 625.7908 | 6 | 1824 | 2767.1539 | 456 | 114 | 0.44817
834 | 515.0541 | 22.8 | 200 | 800 | 0 | 100% | 64.8973 | 102.0021 | 102.0489 | 102.0489 | 1 | 102.0021 | 73.8648 | 110.3285 | 104.0592 | 104.0592 | 104.0592 | 6.2694 | 110.3285 | 43.7758 | 38.979 | 38.979 | 38.979 | 4.7968 | 43.7758 | 0 | 0 | 0 | 0 | 0 | 0 | 0 | 0 | 0 | 102.3898 | 83.3871 | 83.3871 | 83.3871 | 19.0026 | 102.3898 | 1447.4429 | 1447.4429 | 830.5087 | 830.5087 | 45.9554 | 45.9554 | 0 | 0 | 570.9788 | 570.9788 | 683342515.1055 | 100080123.8448 | 510689337.9282 | 0 | 1294.112 | 3.178 | 0 | 0 | 0 | 695.3231 | 6 | 1824 | 2767.1539 | 456 | 114 | 0.52483
835 | 566.5595 | 22.8 | 200 | 800 | 0 | 100% | 69.9543 | 102.2384 | 102.1032 | 102.1032 | 1 | 102.2384 | 77.6184 | 118.9602 | 112.1973 | 112.1973 | 112.1973 | 6.7629 | 118.9602 | 43.7576 | 38.9609 | 38.9609 | 38.9609 | 4.7968 | 43.7576 | 0 | 0 | 0 | 0 | 0 | 0 | 0 | 0 | 0 | 91.6386 | 74.6706 | 74.6706 | 74.6706 | 16.9679 | 91.6386 | 1529.7795 | 1529.7795 | 913.1333 | 913.1333 | 45.9339 | 45.9339 | 0 | 0 | 570.7123 | 570.7123 | 696244015.488 | 100080123.8448 | 563549838.3929 | 0 | 1359.874 | 6.8762 | 0 | 0 | 0 | 764.8554 | 6 | 1824 | 2767.1539 | 456 | 114 | 0.57943
836 | 618.065 | 22.8 | 200 | 800 | 0 | 100% | 73.8584 | 103.5338 | 103.3099 | 103.3099 | 1 | 103.5338 | 80.5943 | 127.6271 | 120.3687 | 120.3687 | 120.3687 | 7.2584 | 127.6271 | 43.7415 | 38.9447 | 38.9447 | 38.9447 | 4.7968 | 43.7415 | 0 | 0 | 0 | 0 | 0 | 0 | 0 | 0 | 0 | 84.7323 | 69.0443 | 69.0443 | 69.0443 | 15.688 | 84.7323 | 1612.1244 | 1612.1244 | 995.7333 | 995.7333 | 45.9149 | 45.9149 | 0 | 0 | 570.4762 | 570.4762 | 707173576.0329 | 100080123.8448 | 604758348.8078 | 0 | 1412.012 | 10.9339 | 0 | 0 | 0 | 834.3877 | 6 | 1824 | 2767.1539 | 456 | 114 | 0.62208
837 | 669.5704 | 22.8 | 200 | 800 | 0 | 100% | 77.4886 | 105.3818 | 105.0825 | 105.0825 | 1 | 105.3818 | 83.2045 | 136.3267 | 128.5708 | 128.5708 | 128.5708 | 7.7559 | 136.3267 | 43.7271 | 38.9303 | 38.9303 | 38.9303 | 4.7968 | 43.7271 | 0 | 0 | 0 | 0 | 0 | 0 | 0 | 0 | 0 | 79.7401 | 64.9893 | 64.9893 | 64.9893 | 14.7508 | 79.7401 | 1694.4762 | 1694.4762 | 1078.3127 | 1078.3127 | 45.898 | 45.898 | 0 | 0 | 570.2655 | 570.2655 | 716546716.1863 | 100080123.8448 | 641115524.5042 | 0 | 1457.7424 | 14.8018 | 0 | 0 | 0 | 903.92 | 6 | 1824 | 2767.1539 | 456 | 114 | 0.65973
838 | 721.0758 | 22.8 | 200 | 800 | 0 | 100% | 80.3196 | 107.7196 | 107.399 | 107.399 | 1 | 107.7196 | 85.2512 | 145.0446 | 136.7902 | 136.7902 | 136.7902 | 8.2544 | 145.0446 | 43.7142 | 38.9174 | 38.9174 | 38.9174 | 4.7968 | 43.7142 | 0 | 0 | 0 | 0 | 0 | 0 | 0 | 0 | 0 | 76.1384 | 62.0709 | 62.0709 | 62.0709 | 14.0675 | 76.1384 | 1776.8337 | 1776.8337 | 1160.8746 | 1160.8746 | 45.8827 | 45.8827 | 0 | 0 | 570.0764 | 570.0764 | 724693073.2629 | 100080123.8448 | 668828378.8475 | 0 | 1493.6016 | 18.7275 | 0 | 0 | 0 | 973.4523 | 6 | 1824 | 2767.1539 | 456 | 114 | 0.68827
839 | 772.5812 | 22.8 | 200 | 800 | 0 | 100% | 82.3402 | 110.5311 | 110.193 | 110.193 | 1 | 110.5311 | 86.8245 | 153.7959 | 145.041 | 145.041 | 145.041 | 8.7549 | 153.7959 | 43.7026 | 38.9058 | 38.9058 | 38.9058 | 4.7968 | 43.7026 | 0 | 0 | 0 | 0 | 0 | 0 | 0 | 0 | 0 | 73.5729 | 59.9742 | 59.9742 | 59.9742 | 13.5987 | 73.5729 | 1859.1963 | 1859.1963 | 1243.4217 | 1243.4217 | 45.869 | 45.869 | 0 | 0 | 569.9056 | 569.9056 | 731644565.155 | 100080123.8448 | 689441302.2838 | 0 | 1521.166 | 22.6087 | 0 | 0 | 0 | 1042.9846 | 6 | 1824 | 2767.1539 | 456 | 114 | 0.70944
840 | 824.0866 | 22.8 | 200 | 800 | 0 | 100% | 83.8927 | 113.6382 | 113.2678 | 113.2678 | 1 | 113.6382 | 88.1586 | 162.5889 | 153.331 | 153.331 | 153.331 | 9.2579 | 162.5889 | 43.692 | 38.8952 | 38.8952 | 38.8952 | 4.7968 | 43.692 | 0 | 0 | 0 | 0 | 0 | 0 | 0 | 0 | 0 | 71.6399 | 58.3959 | 58.3959 | 58.3959 | 13.244 | 71.6399 | 1941.5631 | 1941.5631 | 1325.9559 | 1325.9559 | 45.8565 | 45.8565 | 0 | 0 | 569.7507 | 569.7507 | 737698988.7131 | 100080123.8448 | 706758816.708 | 0 | 1544.5379 | 26.2311 | 0 | 0 | 0 | 1112.5169 | 6 | 1824 | 2767.1539 | 456 | 114 | 0.72723
841 | 875.592 | 22.8 | 200 | 800 | 0 | 100% | 85.4224 | 116.8958 | 116.4881 | 116.4881 | 1 | 116.8958 | 89.3329 | 171.4164 | 161.6536 | 161.6536 | 161.6536 | 9.7628 | 171.4164 | 43.6823 | 38.8856 | 38.8856 | 38.8856 | 4.7968 | 43.6823 | 0 | 0 | 0 | 0 | 0 | 0 | 0 | 0 | 0 | 70.0638 | 57.1143 | 57.1143 | 57.1143 | 12.9494 | 70.0638 | 2023.9336 | 2023.9336 | 1408.479 | 1408.479 | 45.8452 | 45.8452 | 0 | 0 | 569.6095 | 569.6095 | 742946514.6608 | 100080123.8448 | 722085602.2861 | 0 | 1565.1122 | 29.5681 | 0 | 0 | 0 | 1182.0492 | 6 | 1824 | 2767.1539 | 456 | 114 | 0.74298
842 | 927.0974 | 22.8 | 200 | 800 | 0 | 100% | 86.6667 | 120.2228 | 119.7787 | 119.7787 | 1 | 120.2228 | 90.3858 | 180.278 | 170.0083 | 170.0083 | 170.0083 | 10.2697 | 180.278 | 43.6735 | 38.8767 | 38.8767 | 38.8767 | 4.7968 | 43.6735 | 0 | 0 | 0 | 0 | 0 | 0 | 0 | 0 | 0 | 68.6719 | 55.9763 | 55.9763 | 55.9763 | 12.6956 | 68.6719 | 2106.3073 | 2106.3073 | 1490.9923 | 1490.9923 | 45.8348 | 45.8348 | 0 | 0 | 569.4802 | 569.4802 | 747563107.9995 | 100080123.8448 | 735916104.7841 | 0 | 1583.5593 | 32.6352 | 0 | 0 | 0 | 1251.5815 | 6 | 1824 | 2767.1539 | 456 | 114 | 0.75718
843 | 978.6028 | 22.8 | 200 | 800 | 0 | 100% | 87.911 | 123.5408 | 123.0655 | 123.0655 | 1 | 123.5408 | 91.3492 | 189.1622 | 178.3843 | 178.3843 | 178.3843 | 10.7779 | 189.1622 | 43.6654 | 38.8686 | 38.8686 | 38.8686 | 4.7968 | 43.6654 | 0 | 0 | 0 | 0 | 0 | 0 | 0 | 0 | 0 | 67.3192 | 54.851 | 54.851 | 54.851 | 12.4682 | 67.3192 | 2188.6839 | 2188.6839 | 1573.4972 | 1573.4972 | 45.8252 | 45.8252 | 0 | 0 | 569.3615 | 569.3615 | 751670225.242 | 100080123.8448 | 748688308.057 | 0 | 1600.4387 | 35.4437 | 0 | 0 | 0 | 1321.1138 | 6 | 1824 | 2767.1539 | 456 | 114 | 0.7703
844 | 1030.1083 | 22.8 | 200 | 800 | 0 | 100% | 89.0068 | 126.978 | 126.4826 | 126.4826 | 1 | 126.978 | 92.1816 | 198.0604 | 186.7734 | 186.7734 | 186.7734 | 11.2869 | 198.0604 | 43.6579 | 38.8612 | 38.8612 | 38.8612 | 4.7968 | 43.6579 | 0 | 0 | 0 | 0 | 0 | 0 | 0 | 0 | 0 | 66.2102 | 53.933 | 53.933 | 53.933 | 12.2772 | 66.2102 | 2271.063 | 2271.063 | 1655.9945 | 1655.9945 | 45.8164 | 45.8164 | 0 | 0 | 569.2521 | 569.2521 | 755388895.4893 | 100080123.8448 | 759551977.9285 | 0 | 1615.021 | 38.0705 | 0 | 0 | 0 | 1390.6462 | 6 | 1824 | 2767.1539 | 456 | 114 | 0.78146
845 | 154.5162 | 53.2 | 200 | 800 | 0 | 100% | 1.3584 | 131.7847 | 54.6798 | 54.6798 | 1 | 131.7847 | 35.211 | 61.2883 | 57.8226 | 57.8226 | 57.8226 | 3.4657 | 61.2883 | 43.9866 | 39.1889 | 39.1889 | 39.1889 | 4.7977 | 43.9866 | 0 | 0 | 0 | 0 | 0 | 0 | 0 | 0 | 0 | 0 | 0 | 0 | 0 | 0 | 0 | 932.1846 | 932.1846 | 250.4487 | 250.4487 | 107.787 | 107.787 | 0 | 0 | 573.9489 | 573.9489 | 382807649.5644 | 233483169.7634 | 605877.1922 | 0 | 616.8967 | 0.26873 | 0 | 0 | 0 | 208.5969 | 14 | 1824 | 2767.1539 | 456 | 114 | 0.00062229
846 | 206.0217 | 53.2 | 200 | 800 | 0 | 100% | 15.2854 | 120.1698 | 144.5541 | 144.5541 | 1 | 120.1698 | 42.3984 | 63.3888 | 59.8001 | 59.8001 | 59.8001 | 3.5887 | 63.3888 | 43.9324 | 39.1353 | 39.1353 | 39.1353 | 4.7971 | 43.9324 | 0 | 0 | 0 | 0 | 0 | 0 | 0 | 0 | 0 | 2973.7886 | 2391.1064 | 2391.1064 | 2391.1064 | 582.6822 | 2973.7886 | 1014.3997 | 1014.3997 | 333.5148 | 333.5148 | 107.6524 | 107.6524 | 0 | 0 | 573.2325 | 573.2325 | 487033792.2725 | 233508680.5512 | 22276803.6599 | 0 | 742.8193 | 0.19306 | 0 | 0 | 0 | 278.1292 | 14 | 1824 | 2767.1539 | 456 | 114 | 0.02288
847 | 257.5271 | 53.2 | 200 | 800 | 0 | 100% | 28.5959 | 112.6955 | 121.8927 | 121.8927 | 1 | 112.6955 | 49.3851 | 70.2992 | 66.3154 | 66.3154 | 66.3154 | 3.9838 | 70.2992 | 43.89 | 39.0931 | 39.0931 | 39.0931 | 4.7968 | 43.89 | 0 | 0 | 0 | 0 | 0 | 0 | 0 | 0 | 0 | 635.8353 | 512.3988 | 512.3988 | 512.3988 | 123.4365 | 635.8353 | 1096.6491 | 1096.6491 | 416.4646 | 416.4646 | 107.5417 | 107.5417 | 0 | 0 | 572.6428 | 572.6428 | 541869075.5867 | 233518502.3749 | 89838872.234 | 0 | 865.2265 | 0.071252 | 0 | 0 | 0 | 347.6615 | 14 | 1824 | 2767.1539 | 456 | 114 | 0.092272
848 | 309.0325 | 53.2 | 200 | 800 | 0 | 100% | 37.4543 | 107.1847 | 111.4374 | 111.4374 | 1 | 107.1847 | 56.2849 | 79.0961 | 74.6102 | 74.6102 | 74.6102 | 4.486 | 79.0961 | 43.8558 | 39.059 | 39.059 | 39.059 | 4.7968 | 43.8558 | 0 | 0 | 0 | 0 | 0 | 0 | 0 | 0 | 0 | 305.4346 | 246.6029 | 246.6029 | 246.6029 | 58.8317 | 305.4346 | 1178.9243 | 1178.9243 | 499.3265 | 499.3265 | 107.4489 | 107.4489 | 0 | 0 | 572.1489 | 572.1489 | 575328307.9893 | 233520109.2585 | 177262815.5571 | 0 | 986.1112 | 0.048771 | 0 | 0 | 0 | 417.1938 | 14 | 1824 | 2767.1539 | 456 | 114 | 0.18206
849 | 360.5379 | 53.2 | 200 | 800 | 0 | 100% | 45.9703 | 102.9585 | 105.1734 | 105.1734 | 1 | 102.9585 | 63.1475 | 88.2258 | 83.2186 | 83.2186 | 83.2186 | 5.0072 | 88.2258 | 43.8271 | 39.0303 | 39.0303 | 39.0303 | 4.7968 | 43.8271 | 0 | 0 | 0 | 0 | 0 | 0 | 0 | 0 | 0 | 195.0645 | 157.8082 | 157.8082 | 157.8082 | 37.2563 | 195.0645 | 1261.2196 | 1261.2196 | 582.1202 | 582.1202 | 107.3701 | 107.3701 | 0 | 0 | 571.7293 | 571.7293 | 600283367.7758 | 233520288.9712 | 272540407.7898 | 0 | 1106.3441 | 0.040004 | 0 | 0 | 0 | 486.7262 | 14 | 1824 | 2767.1539 | 456 | 114 | 0.27992
850 | 412.0433 | 53.2 | 200 | 800 | 0 | 100% | 55.3425 | 100.2274 | 101.3191 | 101.3191 | 1 | 100.2274 | 69.7585 | 97.3764 | 91.8465 | 91.8465 | 91.8465 | 5.5298 | 97.3764 | 43.8024 | 39.0056 | 39.0056 | 39.0056 | 4.7968 | 43.8024 | 0 | 0 | 0 | 0 | 0 | 0 | 0 | 0 | 0 | 144.456 | 117.4239 | 117.4239 | 117.4239 | 27.0321 | 144.456 | 1343.5308 | 1343.5308 | 664.8602 | 664.8602 | 107.3023 | 107.3023 | 0 | 0 | 571.3682 | 571.3682 | 620563203.039 | 233520288.9712 | 368086067.8659 | 0 | 1222.1696 | 0.36124 | 0 | 0 | 0 | 556.2585 | 14 | 1824 | 2767.1539 | 456 | 114 | 0.37817
851 | 463.5487 | 53.2 | 200 | 800 | 0 | 100% | 63.6416 | 98.5088 | 98.9605 | 98.9605 | 1 | 98.5088 | 75.3711 | 106.5256 | 100.4731 | 100.4731 | 100.4731 | 6.0525 | 106.5256 | 43.781 | 38.9842 | 38.9842 | 38.9842 | 4.7968 | 43.781 | 0 | 0 | 0 | 0 | 0 | 0 | 0 | 0 | 0 | 116.8919 | 95.1564 | 95.1564 | 95.1564 | 21.7355 | 116.8919 | 1425.8546 | 1425.8546 | 747.5569 | 747.5569 | 107.2434 | 107.2434 | 0 | 0 | 571.0544 | 571.0544 | 637212836.8462 | 233520288.9712 | 449769074.891 | 0 | 1320.5022 | 1.9929 | 0 | 0 | 0 | 625.7908 | 14 | 1824 | 2767.1539 | 456 | 114 | 0.46234
852 | 515.0541 | 53.2 | 200 | 800 | 0 | 100% | 69.7831 | 98.4732 | 98.5955 | 98.5955 | 1 | 98.4732 | 79.4489 | 115.707 | 109.1298 | 109.1298 | 109.1298 | 6.5772 | 115.707 | 43.7622 | 38.9654 | 38.9654 | 38.9654 | 4.7968 | 43.7622 | 0 | 0 | 0 | 0 | 0 | 0 | 0 | 0 | 0 | 101.8775 | 83.016 | 83.016 | 83.016 | 18.8615 | 101.8775 | 1508.1889 | 1508.1889 | 830.2182 | 830.2182 | 107.1917 | 107.1917 | 0 | 0 | 570.779 | 570.779 | 650977889.8306 | 233520288.9712 | 507446757.2367 | 0 | 1391.9449 | 5.3391 | 0 | 0 | 0 | 695.3231 | 14 | 1824 | 2767.1539 | 456 | 114 | 0.5219
853 | 566.5595 | 53.2 | 200 | 800 | 0 | 100% | 74.395 | 99.7412 | 99.7284 | 99.7284 | 1 | 99.7412 | 82.5651 | 124.9233 | 117.8193 | 117.8193 | 117.8193 | 7.1039 | 124.9233 | 43.7456 | 38.9488 | 38.9488 | 38.9488 | 4.7968 | 43.7456 | 0 | 0 | 0 | 0 | 0 | 0 | 0 | 0 | 0 | 93.1605 | 75.9373 | 75.9373 | 75.9373 | 17.2232 | 93.1605 | 1590.5318 | 1590.5318 | 912.8504 | 912.8504 | 107.1459 | 107.1459 | 0 | 0 | 570.5355 | 570.5355 | 662414638.1678 | 233520288.9712 | 550605863.5406 | 0 | 1446.5408 | 9.3207 | 0 | 0 | 0 | 764.8554 | 14 | 1824 | 2767.1539 | 456 | 114 | 0.56654
854 | 618.065 | 53.2 | 200 | 800 | 0 | 100% | 78.3333 | 101.5983 | 101.5005 | 101.5005 | 1 | 101.5983 | 85.199 | 134.1862 | 126.5528 | 126.5528 | 126.5528 | 7.6334 | 134.1862 | 43.7308 | 38.934 | 38.934 | 38.934 | 4.7968 | 43.7308 | 0 | 0 | 0 | 0 | 0 | 0 | 0 | 0 | 0 | 87.0617 | 70.9779 | 70.9779 | 70.9779 | 16.0837 | 87.0617 | 1672.8818 | 1672.8818 | 995.4581 | 995.4581 | 107.1052 | 107.1052 | 0 | 0 | 570.3185 | 570.3185 | 672074166.7928 | 233520288.9712 | 587091692.8308 | 0 | 1492.6861 | 13.2575 | 0 | 0 | 0 | 834.3877 | 14 | 1824 | 2767.1539 | 456 | 114 | 0.60433
855 | 669.5704 | 53.2 | 200 | 800 | 0 | 100% | 81.5068 | 103.8752 | 103.7352 | 103.7352 | 1 | 103.8752 | 87.3328 | 143.4732 | 135.3088 | 135.3088 | 135.3088 | 8.1644 | 143.4732 | 43.7175 | 38.9207 | 38.9207 | 38.9207 | 4.7968 | 43.7175 | 0 | 0 | 0 | 0 | 0 | 0 | 0 | 0 | 0 | 82.6066 | 67.3662 | 67.3662 | 67.3662 | 15.2404 | 82.6066 | 1755.238 | 1755.238 | 1078.0452 | 1078.0452 | 107.0687 | 107.0687 | 0 | 0 | 570.1241 | 570.1241 | 680336136.794 | 233520288.9712 | 616213950.9188 | 0 | 1530.0704 | 17.1747 | 0 | 0 | 0 | 903.92 | 14 | 1824 | 2767.1539 | 456 | 114 | 0.63441
856 | 721.0758 | 53.2 | 200 | 800 | 0 | 100% | 83.9041 | 106.5936 | 106.4386 | 106.4386 | 1 | 106.5936 | 88.9497 | 152.8063 | 144.1083 | 144.1083 | 144.1083 | 8.698 | 152.8063 | 43.7055 | 38.9087 | 38.9087 | 38.9087 | 4.7968 | 43.7055 | 0 | 0 | 0 | 0 | 0 | 0 | 0 | 0 | 0 | 79.4299 | 64.772 | 64.772 | 64.772 | 14.658 | 79.4299 | 1837.5993 | 1837.5993 | 1160.6148 | 1160.6148 | 107.0357 | 107.0357 | 0 | 0 | 569.9488 | 569.9488 | 687314488.9515 | 233520288.9712 | 637564055.8919 | 0 | 1558.3988 | 21.0918 | 0 | 0 | 0 | 973.4523 | 14 | 1824 | 2767.1539 | 456 | 114 | 0.65634
857 | 772.5812 | 53.2 | 200 | 800 | 0 | 100% | 85.7192 | 109.6114 | 109.436 | 109.436 | 1 | 109.6114 | 90.2769 | 162.1843 | 152.9501 | 152.9501 | 152.9501 | 9.2342 | 162.1843 | 43.6947 | 38.8979 | 38.8979 | 38.8979 | 4.7968 | 43.6947 | 0 | 0 | 0 | 0 | 0 | 0 | 0 | 0 | 0 | 77.0312 | 62.7947 | 62.7947 | 62.7947 | 14.2365 | 77.0312 | 1919.965 | 1919.965 | 1243.1692 | 1243.1692 | 107.0059 | 107.0059 | 0 | 0 | 569.7899 | 569.7899 | 693314874.9793 | 233520288.9712 | 654816521.2636 | 0 | 1581.6517 | 24.7951 | 0 | 0 | 0 | 1042.9846 | 14 | 1824 | 2767.1539 | 456 | 114 | 0.67407
858 | 824.0866 | 53.2 | 200 | 800 | 0 | 100% | 87.3174 | 112.8302 | 112.6327 | 112.6327 | 1 | 112.8302 | 91.4225 | 171.593 | 161.8207 | 161.8207 | 161.8207 | 9.7723 | 171.593 | 43.6848 | 38.888 | 38.888 | 38.888 | 4.7968 | 43.6848 | 0 | 0 | 0 | 0 | 0 | 0 | 0 | 0 | 0 | 75.1729 | 61.2732 | 61.2732 | 61.2732 | 13.8997 | 75.1729 | 2002.3346 | 2002.3346 | 1325.7106 | 1325.7106 | 106.9787 | 106.9787 | 0 | 0 | 569.6453 | 569.6453 | 698539973.8514 | 233520288.9712 | 669661079.3141 | 0 | 1601.7213 | 28.2273 | 0 | 0 | 0 | 1112.5169 | 14 | 1824 | 2767.1539 | 456 | 114 | 0.68931
859 | 875.592 | 53.2 | 200 | 800 | 0 | 100% | 88.6416 | 116.1881 | 115.9655 | 115.9655 | 1 | 116.1881 | 92.4347 | 181.031 | 170.719 | 170.719 | 170.719 | 10.312 | 181.031 | 43.6758 | 38.879 | 38.879 | 38.879 | 4.7968 | 43.6758 | 0 | 0 | 0 | 0 | 0 | 0 | 0 | 0 | 0 | 73.6887 | 60.0693 | 60.0693 | 60.0693 | 13.6194 | 73.6887 | 2084.7075 | 2084.7075 | 1408.2406 | 1408.2406 | 106.9539 | 106.9539 | 0 | 0 | 569.5131 | 569.5131 | 703115587.0218 | 233520288.9712 | 682820865.4041 | 0 | 1619.4567 | 31.3884 | 0 | 0 | 0 | 1182.0492 | 14 | 1824 | 2767.1539 | 456 | 114 | 0.70283
860 | 927.0974 | 53.2 | 200 | 800 | 0 | 100% | 90.0228 | 119.5692 | 119.3198 | 119.3198 | 1 | 119.5692 | 93.3575 | 190.4898 | 179.6368 | 179.6368 | 179.6368 | 10.853 | 190.4898 | 43.6675 | 38.8707 | 38.8707 | 38.8707 | 4.7968 | 43.6675 | 0 | 0 | 0 | 0 | 0 | 0 | 0 | 0 | 0 | 72.3194 | 58.946 | 58.946 | 58.946 | 13.3734 | 72.3194 | 2167.0834 | 2167.0834 | 1490.7606 | 1490.7606 | 106.9311 | 106.9311 | 0 | 0 | 569.3917 | 569.3917 | 707163556.5635 | 233520288.9712 | 694940344.1337 | 0 | 1635.6242 | 34.2886 | 0 | 0 | 0 | 1251.5815 | 14 | 1824 | 2767.1539 | 456 | 114 | 0.71528
861 | 978.6028 | 53.2 | 200 | 800 | 0 | 100% | 91.153 | 123.0123 | 122.7589 | 122.7589 | 1 | 123.0123 | 94.1436 | 199.9632 | 188.5684 | 188.5684 | 188.5684 | 11.3948 | 199.9632 | 43.6599 | 38.8631 | 38.8631 | 38.8631 | 4.7968 | 43.6599 | 0 | 0 | 0 | 0 | 0 | 0 | 0 | 0 | 0 | 71.1275 | 57.9662 | 57.9662 | 57.9662 | 13.1613 | 71.1275 | 2249.4619 | 2249.4619 | 1573.2718 | 1573.2718 | 106.9101 | 106.9101 | 0 | 0 | 569.28 | 569.28 | 710788473.7641 | 233520288.9712 | 705087610.4523 | 0 | 1649.3964 | 36.9949 | 0 | 0 | 0 | 1321.1138 | 14 | 1824 | 2767.1539 | 456 | 114 | 0.7257
862 | 1030.1083 | 53.2 | 200 | 800 | 0 | 100% | 92.089 | 126.5382 | 126.2954 | 126.2954 | 1 | 126.5382 | 94.8055 | 209.4377 | 197.5009 | 197.5009 | 197.5009 | 11.9368 | 209.4377 | 43.6528 | 38.856 | 38.856 | 38.856 | 4.7968 | 43.6528 | 0 | 0 | 0 | 0 | 0 | 0 | 0 | 0 | 0 | 70.1125 | 57.1253 | 57.1253 | 57.1253 | 12.9872 | 70.1125 | 2331.8427 | 2331.8427 | 1655.7752 | 1655.7752 | 106.8908 | 106.8908 | 0 | 0 | 569.1767 | 569.1767 | 714143980.3636 | 233520288.9712 | 713328449.3 | 0 | 1660.9927 | 39.5336 | 0 | 0 | 0 | 1390.6462 | 14 | 1824 | 2767.1539 | 456 | 114 | 0.73417
863 | 103.0108 | 102.6 | 200 | 800 | 0 | 100% | 0.2968 | 117.0597 | 50.2027 | 50.2027 | 1 | 117.0597 | 40.3039 | 61.0128 | 57.5618 | 57.5618 | 57.5618 | 3.451 | 61.0128 | 44.0481 | 39.2426 | 39.2426 | 39.2426 | 4.8055 | 44.0481 | 0 | 0 | 0 | 0 | 0 | 0 | 0 | 0 | 0 | 0 | 0 | 0 | 0 | 0 | 0 | 948.5342 | 948.5342 | 166.9208 | 166.9208 | 207.8189 | 207.8189 | 0 | 0 | 573.7944 | 573.7944 | 256448819.9963 | 449569034.9295 | 106247.3811 | 0 | 706.1241 | 0.047561 | 0 | 0 | 0 | 139.0646 | 27 | 1824 | 2767.1539 | 456 | 114 | 0.00010912
864 | 154.5162 | 102.6 | 200 | 800 | 0 | 100% | 7.7626 | 108.6827 | 124.2226 | 124.2226 | 1 | 108.6827 | 47.5632 | 62.6355 | 59.0887 | 59.0887 | 59.0887 | 3.5468 | 62.6355 | 43.9605 | 39.1594 | 39.1594 | 39.1594 | 4.8011 | 43.9605 | 0 | 0 | 0 | 0 | 0 | 0 | 0 | 0 | 0 | 5360.1351 | 4310.8905 | 4310.8905 | 4310.8905 | 1049.2445 | 5360.1351 | 1030.757 | 1030.757 | 250.081 | 250.081 | 207.5697 | 207.5697 | 0 | 0 | 573.1063 | 573.1063 | 372053149.9393 | 449979533.7427 | 11274060.3551 | 0 | 833.3067 | 0.082308 | 0 | 0 | 0 | 208.5969 | 27 | 1824 | 2767.1539 | 456 | 114 | 0.011579
865 | 206.0217 | 102.6 | 200 | 800 | 0 | 100% | 21.7009 | 103.0083 | 112.376 | 112.376 | 1 | 103.0083 | 54.6845 | 67.1279 | 63.3232 | 63.3232 | 63.3232 | 3.8047 | 67.1279 | 43.9037 | 39.1045 | 39.1045 | 39.1045 | 4.7991 | 43.9037 | 0 | 0 | 0 | 0 | 0 | 0 | 0 | 0 | 0 | 1134.5356 | 913.7488 | 913.7488 | 913.7488 | 220.7868 | 1134.5356 | 1113.012 | 1113.012 | 333.1105 | 333.1105 | 207.3638 | 207.3638 | 0 | 0 | 572.5377 | 572.5377 | 457506925.5557 | 450158490.6005 | 50407709.367 | 0 | 958.0731 | 0.074822 | 0 | 0 | 0 | 278.1292 | 27 | 1824 | 2767.1539 | 456 | 114 | 0.051773
866 | 257.5271 | 102.6 | 200 | 800 | 0 | 100% | 35.3653 | 99.1042 | 104.2805 | 104.2805 | 1 | 99.1042 | 61.6403 | 75.4949 | 71.2126 | 71.2126 | 71.2126 | 4.2823 | 75.4949 | 43.8618 | 39.0637 | 39.0637 | 39.0637 | 4.7981 | 43.8618 | 0 | 0 | 0 | 0 | 0 | 0 | 0 | 0 | 0 | 434.2245 | 350.6384 | 350.6384 | 350.6384 | 83.586 | 434.2245 | 1195.2917 | 1195.2917 | 416.0408 | 416.0408 | 207.1908 | 207.1908 | 0 | 0 | 572.0601 | 572.0601 | 503327483.4779 | 450249344.6725 | 126360884.5714 | 0 | 1079.9377 | 0.026726 | 0 | 0 | 0 | 347.6615 | 27 | 1824 | 2767.1539 | 456 | 114 | 0.12978
867 | 309.0325 | 102.6 | 200 | 800 | 0 | 100% | 46.6667 | 96.0754 | 98.8982 | 98.8982 | 1 | 96.0754 | 68.5086 | 85.4272 | 80.5783 | 80.5783 | 80.5783 | 4.849 | 85.4272 | 43.829 | 39.0314 | 39.0314 | 39.0314 | 4.7976 | 43.829 | 0 | 0 | 0 | 0 | 0 | 0 | 0 | 0 | 0 | 245.2465 | 198.5113 | 198.5113 | 198.5113 | 46.7353 | 245.2465 | 1277.5904 | 1277.5904 | 498.8938 | 498.8938 | 207.0434 | 207.0434 | 0 | 0 | 571.6532 | 571.6532 | 531599169.2686 | 450297501.5755 | 218374419.304 | 0 | 1200.2711 | 0.017696 | 0 | 0 | 0 | 417.1938 | 27 | 1824 | 2767.1539 | 456 | 114 | 0.22438
868 | 360.5379 | 102.6 | 200 | 800 | 0 | 100% | 57.3973 | 94.2393 | 95.7713 | 95.7713 | 1 | 94.2393 | 75.0407 | 95.6697 | 90.2362 | 90.2362 | 90.2362 | 5.4335 | 95.6697 | 43.802 | 39.0048 | 39.0048 | 39.0048 | 4.7972 | 43.802 | 0 | 0 | 0 | 0 | 0 | 0 | 0 | 0 | 0 | 171.0231 | 139.0773 | 139.0773 | 139.0773 | 31.9458 | 171.0231 | 1359.9043 | 1359.9043 | 581.6856 | 581.6856 | 206.9163 | 206.9163 | 0 | 0 | 571.3024 | 571.3024 | 552646141.5752 | 450324897.4145 | 311742087.9689 | 0 | 1314.7131 | 0.4201 | 0 | 0 | 0 | 486.7262 | 27 | 1824 | 2767.1539 | 456 | 114 | 0.3206
869 | 412.0433 | 102.6 | 200 | 800 | 0 | 100% | 65.9703 | 93.3694 | 94.1233 | 94.1233 | 1 | 93.3694 | 80.3196 | 105.9341 | 99.9146 | 99.9146 | 99.9146 | 6.0195 | 105.9341 | 43.7793 | 38.9823 | 38.9823 | 38.9823 | 4.797 | 43.7793 | 0 | 0 | 0 | 0 | 0 | 0 | 0 | 0 | 0 | 135.2912 | 110.1924 | 110.1924 | 110.1924 | 25.0988 | 135.2912 | 1442.2304 | 1442.2304 | 664.428 | 664.428 | 206.8057 | 206.8057 | 0 | 0 | 570.9968 | 570.9968 | 569526816.9767 | 450342531.8235 | 387329410.4904 | 0 | 1407.1988 | 2.3866 | 0 | 0 | 0 | 556.2585 | 27 | 1824 | 2767.1539 | 456 | 114 | 0.39855
870 | 463.5487 | 102.6 | 200 | 800 | 0 | 100% | 72.7055 | 93.9428 | 94.328 | 94.328 | 1 | 93.9428 | 84.2266 | 116.2092 | 109.6029 | 109.6029 | 109.6029 | 6.6063 | 116.2092 | 43.7598 | 38.9629 | 38.9629 | 38.9629 | 4.7969 | 43.7598 | 0 | 0 | 0 | 0 | 0 | 0 | 0 | 0 | 0 | 116.9757 | 95.3449 | 95.3449 | 95.3449 | 21.6308 | 116.9757 | 1524.5665 | 1524.5665 | 747.1299 | 747.1299 | 206.7084 | 206.7084 | 0 | 0 | 570.7282 | 570.7282 | 583253622.4457 | 450353190.4759 | 442042470.4575 | 0 | 1475.6493 | 5.7143 | 0 | 0 | 0 | 625.7908 | 27 | 1824 | 2767.1539 | 456 | 114 | 0.45505
871 | 515.0541 | 102.6 | 200 | 800 | 0 | 100% | 78.2192 | 95.4885 | 95.6938 | 95.6938 | 1 | 95.4885 | 87.2221 | 126.5234 | 119.3279 | 119.3279 | 119.3279 | 7.1955 | 126.5234 | 43.7429 | 38.946 | 38.946 | 38.946 | 4.7968 | 43.7429 | 0 | 0 | 0 | 0 | 0 | 0 | 0 | 0 | 0 | 106.1829 | 86.6052 | 86.6052 | 86.6052 | 19.5776 | 106.1829 | 1606.9109 | 1606.9109 | 829.7983 | 829.7983 | 206.6222 | 206.6222 | 0 | 0 | 570.4904 | 570.4904 | 594463923.4262 | 450358283.4634 | 483309299.9298 | 0 | 1528.1315 | 9.5786 | 0 | 0 | 0 | 695.3231 | 27 | 1824 | 2767.1539 | 456 | 114 | 0.49775
872 | 566.5595 | 102.6 | 200 | 800 | 0 | 100% | 82.0091 | 97.6399 | 97.7473 | 97.7473 | 1 | 97.6399 | 89.5034 | 136.9033 | 129.1148 | 129.1148 | 129.1148 | 7.7885 | 136.9033 | 43.7281 | 38.9313 | 38.9313 | 38.9313 | 4.7968 | 43.7281 | 0 | 0 | 0 | 0 | 0 | 0 | 0 | 0 | 0 | 99.0933 | 80.8287 | 80.8287 | 80.8287 | 18.2646 | 99.0933 | 1689.2623 | 1689.2623 | 912.4387 | 912.4387 | 206.5454 | 206.5454 | 0 | 0 | 570.2782 | 570.2782 | 603639974.6961 | 450359672.4984 | 514099907.4869 | 0 | 1568.0996 | 13.6581 | 0 | 0 | 0 | 764.8554 | 27 | 1824 | 2767.1539 | 456 | 114 | 0.52968
873 | 618.065 | 102.6 | 200 | 800 | 0 | 100% | 84.9315 | 100.2828 | 100.3376 | 100.3376 | 1 | 100.2828 | 91.2707 | 147.3389 | 138.9541 | 138.9541 | 138.9541 | 8.3848 | 147.3389 | 43.715 | 38.9183 | 38.9183 | 38.9183 | 4.7968 | 43.715 | 0 | 0 | 0 | 0 | 0 | 0 | 0 | 0 | 0 | 94.3255 | 76.9524 | 76.9524 | 76.9524 | 17.3731 | 94.3255 | 1771.6195 | 1771.6195 | 995.0553 | 995.0553 | 206.4764 | 206.4764 | 0 | 0 | 570.0878 | 570.0878 | 611292562.1876 | 450360460.3158 | 537408951.0711 | 0 | 1599.062 | 17.7133 | 0 | 0 | 0 | 834.3877 | 27 | 1824 | 2767.1539 | 456 | 114 | 0.55377
874 | 669.5704 | 102.6 | 200 | 800 | 0 | 100% | 87.1233 | 103.2801 | 103.3028 | 103.3028 | 1 | 103.2801 | 92.6388 | 157.819 | 148.8352 | 148.8352 | 148.8352 | 8.9838 | 157.819 | 43.7033 | 38.9065 | 38.9065 | 38.9065 | 4.7968 | 43.7033 | 0 | 0 | 0 | 0 | 0 | 0 | 0 | 0 | 0 | 90.9848 | 74.2168 | 74.2168 | 74.2168 | 16.768 | 90.9848 | 1853.9817 | 1853.9817 | 1077.6516 | 1077.6516 | 206.4142 | 206.4142 | 0 | 0 | 569.9159 | 569.9159 | 617742265.5468 | 450360557.3016 | 554929627.3463 | 0 | 1623.0325 | 21.6454 | 0 | 0 | 0 | 903.92 | 27 | 1824 | 2767.1539 | 456 | 114 | 0.57177
875 | 721.0758 | 102.6 | 200 | 800 | 0 | 100% | 89.0297 | 106.4568 | 106.4557 | 106.4557 | 1 | 106.4568 | 93.7855 | 168.3356 | 158.7507 | 158.7507 | 158.7507 | 9.5849 | 168.3356 | 43.6926 | 38.8958 | 38.8958 | 38.8958 | 4.7968 | 43.6926 | 0 | 0 | 0 | 0 | 0 | 0 | 0 | 0 | 0 | 88.3609 | 72.0511 | 72.0511 | 72.0511 | 16.3098 | 88.3609 | 1936.3483 | 1936.3483 | 1160.2305 | 1160.2305 | 206.3577 | 206.3577 | 0 | 0 | 569.7601 | 569.7601 | 623307068.2317 | 450360557.3016 | 569453712.8053 | 0 | 1643.1213 | 25.3089 | 0 | 0 | 0 | 973.4523 | 27 | 1824 | 2767.1539 | 456 | 114 | 0.58669
876 | 772.5812 | 102.6 | 200 | 800 | 0 | 100% | 90.6735 | 109.7751 | 109.7508 | 109.7508 | 1 | 109.7751 | 94.7966 | 178.8567 | 168.6703 | 168.6703 | 168.6703 | 10.1864 | 178.8567 | 43.6829 | 38.8861 | 38.8861 | 38.8861 | 4.7968 | 43.6829 | 0 | 0 | 0 | 0 | 0 | 0 | 0 | 0 | 0 | 86.294 | 70.3567 | 70.3567 | 70.3567 | 15.9373 | 86.294 | 2018.7186 | 2018.7186 | 1242.7943 | 1242.7943 | 206.3063 | 206.3063 | 0 | 0 | 569.618 | 569.618 | 628203248.9081 | 450360557.3016 | 582271907.0943 | 0 | 1660.8357 | 28.6772 | 0 | 0 | 0 | 1042.9846 | 27 | 1824 | 2767.1539 | 456 | 114 | 0.59985
877 | 824.0866 | 102.6 | 200 | 800 | 0 | 100% | 92.2374 | 113.178 | 113.143 | 113.143 | 1 | 113.178 | 95.632 | 189.3876 | 178.5991 | 178.5991 | 178.5991 | 10.7885 | 189.3876 | 43.6741 | 38.8773 | 38.8773 | 38.8773 | 4.7968 | 43.6741 | 0 | 0 | 0 | 0 | 0 | 0 | 0 | 0 | 0 | 84.5647 | 68.9365 | 68.9365 | 68.9365 | 15.6282 | 84.5647 | 2101.0921 | 2101.0921 | 1325.3448 | 1325.3448 | 206.2592 | 206.2592 | 0 | 0 | 569.4881 | 569.4881 | 632473063.6821 | 450360557.3016 | 592639541.1192 | 0 | 1675.4732 | 31.8257 | 0 | 0 | 0 | 1112.5169 | 27 | 1824 | 2767.1539 | 456 | 114 | 0.6105
878 | 875.592 | 102.6 | 200 | 800 | 0 | 100% | 93.4247 | 116.7309 | 116.7095 | 116.7095 | 1 | 116.7309 | 96.2666 | 199.9419 | 188.55 | 188.55 | 188.55 | 11.392 | 199.9419 | 43.6659 | 38.8691 | 38.8691 | 38.8691 | 4.7968 | 43.6659 | 0 | 0 | 0 | 0 | 0 | 0 | 0 | 0 | 0 | 83.2825 | 67.8982 | 67.8982 | 67.8982 | 15.3843 | 83.2825 | 2183.4686 | 2183.4686 | 1407.8838 | 1407.8838 | 206.216 | 206.216 | 0 | 0 | 569.3688 | 569.3688 | 636205769.627 | 450360557.3016 | 600025002.4569 | 0 | 1686.5913 | 34.8054 | 0 | 0 | 0 | 1182.0492 | 27 | 1824 | 2767.1539 | 456 | 114 | 0.61809
879 | 927.0974 | 102.6 | 200 | 800 | 0 | 100% | 94.4292 | 120.3934 | 120.3756 | 120.3756 | 1 | 120.3934 | 96.7939 | 210.5258 | 198.5286 | 198.5286 | 198.5286 | 11.9972 | 210.5258 | 43.6584 | 38.8616 | 38.8616 | 38.8616 | 4.7968 | 43.6584 | 0 | 0 | 0 | 0 | 0 | 0 | 0 | 0 | 0 | 82.2622 | 67.0567 | 67.0567 | 67.0567 | 15.2054 | 82.2622 | 2265.8475 | 2265.8475 | 1490.4125 | 1490.4125 | 206.1762 | 206.1762 | 0 | 0 | 569.2588 | 569.2588 | 639459562.1687 | 450360557.3016 | 606008328.2181 | 0 | 1695.8284 | 37.5729 | 0 | 0 | 0 | 1251.5815 | 27 | 1824 | 2767.1539 | 456 | 114 | 0.62424
880 | 978.6028 | 102.6 | 200 | 800 | 0 | 100% | 95.1941 | 124.1445 | 124.1249 | 124.1249 | 1 | 124.1445 | 97.2449 | 221.1307 | 208.5271 | 208.5271 | 208.5271 | 12.6036 | 221.1307 | 43.6515 | 38.8547 | 38.8547 | 38.8547 | 4.7968 | 43.6515 | 0 | 0 | 0 | 0 | 0 | 0 | 0 | 0 | 0 | 81.4486 | 66.3789 | 66.3789 | 66.3789 | 15.0697 | 81.4486 | 2348.2287 | 2348.2287 | 1572.9322 | 1572.9322 | 206.1394 | 206.1394 | 0 | 0 | 569.1571 | 569.1571 | 642395791.8672 | 450360557.3016 | 610974620.4791 | 0 | 1703.731 | 40.1343 | 0 | 0 | 0 | 1321.1138 | 27 | 1824 | 2767.1539 | 456 | 114 | 0.62934
881 | 1030.1083 | 102.6 | 200 | 800 | 0 | 100% | 95.8562 | 127.9383 | 127.9274 | 127.9274 | 1 | 127.9383 | 97.6144 | 231.7372 | 218.5269 | 218.5269 | 218.5269 | 13.2102 | 231.7372 | 43.645 | 38.8482 | 38.8482 | 38.8482 | 4.7968 | 43.645 | 0 | 0 | 0 | 0 | 0 | 0 | 0 | 0 | 0 | 80.7462 | 65.7886 | 65.7886 | 65.7886 | 14.9577 | 80.7462 | 2430.6119 | 2430.6119 | 1655.4439 | 1655.4439 | 206.1052 | 206.1052 | 0 | 0 | 569.0628 | 569.0628 | 645060444.2241 | 450360557.3016 | 614783585.6999 | 0 | 1710.2046 | 42.5244 | 0 | 0 | 0 | 1390.6462 | 27 | 1824 | 2767.1539 | 456 | 114 | 0.63325
882 | 51.5054 | 152 | 200 | 800 | 0 | 100% | 0 | 105.9652 | 46.8663 | 46.8663 | 1 | 105.9652 | 45.2368 | 60.7962 | 57.3566 | 57.3566 | 57.3566 | 3.4396 | 60.7962 | 44.1774 | 39.3567 | 39.3567 | 39.3567 | 4.8207 | 44.1774 | 0 | 0 | 0 | 0 | 0 | 0 | 0 | 0 | 0 | 0 | 0 | 0 | 0 | 0 | 0 | 964.8855 | 964.8855 | 83.4389 | 83.4389 | 307.8004 | 307.8004 | 0 | 0 | 573.6463 | 573.6463 | 128565206.5138 | 663857294.6011 | 126008.6804 | 0 | 792.5485 | 0.038482 | 0 | 0 | 0 | 69.5323 | 40 | 1824 | 2767.1539 | 456 | 114 | 0.00012942
883 | 154.5162 | 152 | 200 | 800 | 0 | 100% | 15.4224 | 95.5236 | 100.9703 | 100.9703 | 1 | 95.5236 | 59.8278 | 66.9423 | 63.1475 | 63.1475 | 63.1475 | 3.7948 | 66.9423 | 43.9536 | 39.1483 | 39.1483 | 39.1483 | 4.8053 | 43.9536 | 0 | 0 | 0 | 0 | 0 | 0 | 0 | 0 | 0 | 1508.9325 | 1215.4655 | 1215.4655 | 1215.4655 | 293.467 | 1508.9325 | 1129.376 | 1129.376 | 249.7886 | 249.7886 | 307.1511 | 307.1511 | 0 | 0 | 572.4362 | 572.4362 | 346777109.7188 | 666052701.9796 | 35353375.058 | 0 | 1048.1832 | 0.035064 | 0 | 0 | 0 | 208.5969 | 40 | 1824 | 2767.1539 | 456 | 114 | 0.036311
884 | 206.0217 | 152 | 200 | 800 | 0 | 100% | 31.7352 | 92.5053 | 97.1666 | 97.1666 | 1 | 92.5053 | 66.9059 | 73.0034 | 68.8618 | 68.8618 | 68.8618 | 4.1416 | 73.0034 | 43.8917 | 39.0897 | 39.0897 | 39.0897 | 4.802 | 43.8917 | 0 | 0 | 0 | 0 | 0 | 0 | 0 | 0 | 0 | 626.5254 | 505.921 | 505.921 | 505.921 | 120.6044 | 626.5254 | 1211.6598 | 1211.6598 | 332.7826 | 332.7826 | 306.9031 | 306.9031 | 0 | 0 | 571.9741 | 571.9741 | 419459723.128 | 666507982.9283 | 86224407.6481 | 0 | 1172.1921 | 0.034712 | 0 | 0 | 0 | 278.1292 | 40 | 1824 | 2767.1539 | 456 | 114 | 0.088673
885 | 257.5271 | 152 | 200 | 800 | 0 | 100% | 48.1735 | 90.3467 | 93.4438 | 93.4438 | 1 | 90.3467 | 73.7823 | 82.8226 | 78.1209 | 78.1209 | 78.1209 | 4.7017 | 82.8226 | 43.8479 | 39.0477 | 39.0477 | 39.0477 | 4.8002 | 43.8479 | 0 | 0 | 0 | 0 | 0 | 0 | 0 | 0 | 0 | 319.0567 | 258.3965 | 258.3965 | 258.3965 | 60.6601 | 319.0567 | 1293.9618 | 1293.9618 | 415.6911 | 415.6911 | 306.6913 | 306.6913 | 0 | 0 | 571.5793 | 571.5793 | 457782747.151 | 666759957.8854 | 168123489.9635 | 0 | 1292.6662 | 0.050286 | 0 | 0 | 0 | 347.6615 | 40 | 1824 | 2767.1539 | 456 | 114 | 0.17311
886 | 309.0325 | 152 | 200 | 800 | 0 | 100% | 59.9886 | 89.0173 | 90.7237 | 90.7237 | 1 | 89.0173 | 79.9708 | 94.2179 | 88.8663 | 88.8663 | 88.8663 | 5.3516 | 94.2179 | 43.8143 | 39.0152 | 39.0152 | 39.0152 | 4.7991 | 43.8143 | 0 | 0 | 0 | 0 | 0 | 0 | 0 | 0 | 0 | 207.7364 | 168.5876 | 168.5876 | 168.5876 | 39.1489 | 207.7364 | 1376.2783 | 1376.2783 | 498.5317 | 498.5317 | 306.5083 | 306.5083 | 0 | 0 | 571.2383 | 571.2383 | 481188987.0267 | 666910555.6359 | 252989331.5827 | 0 | 1401.0889 | 0.90264 | 0 | 0 | 0 | 417.1938 | 40 | 1824 | 2767.1539 | 456 | 114 | 0.26058
887 | 360.5379 | 152 | 200 | 800 | 0 | 100% | 69.5205 | 89.3515 | 90.3303 | 90.3303 | 1 | 89.3515 | 84.8929 | 105.8698 | 99.8534 | 99.8534 | 99.8534 | 6.0164 | 105.8698 | 43.7874 | 38.989 | 38.989 | 38.989 | 4.7983 | 43.7874 | 0 | 0 | 0 | 0 | 0 | 0 | 0 | 0 | 0 | 162.7502 | 132.6211 | 132.6211 | 132.6211 | 30.1291 | 162.7502 | 1458.6066 | 1458.6066 | 581.3173 | 581.3173 | 306.3486 | 306.3486 | 0 | 0 | 570.9407 | 570.9407 | 498637033.5819 | 667008240.4908 | 321678841.2617 | 0 | 1487.3241 | 3.1695 | 0 | 0 | 0 | 486.7262 | 40 | 1824 | 2767.1539 | 456 | 114 | 0.33144
888 | 412.0433 | 152 | 200 | 800 | 0 | 100% | 76.9635 | 90.4274 | 90.992 | 90.992 | 1 | 90.4274 | 88.4452 | 117.56 | 110.8764 | 110.8764 | 110.8764 | 6.6836 | 117.56 | 43.7651 | 38.9673 | 38.9673 | 38.9673 | 4.7979 | 43.7651 | 0 | 0 | 0 | 0 | 0 | 0 | 0 | 0 | 0 | 139.3355 | 113.5886 | 113.5886 | 113.5886 | 25.7469 | 139.3355 | 1540.9445 | 1540.9445 | 664.0578 | 664.0578 | 306.208 | 306.208 | 0 | 0 | 570.6787 | 570.6787 | 512463150.6286 | 667069243.9295 | 370028016.8723 | 0 | 1549.5604 | 6.6659 | 0 | 0 | 0 | 556.2585 | 40 | 1824 | 2767.1539 | 456 | 114 | 0.38141
889 | 463.5487 | 152 | 200 | 800 | 0 | 100% | 82.4543 | 92.3 | 92.6489 | 92.6489 | 1 | 92.3 | 91.1186 | 129.2912 | 121.9378 | 121.9378 | 121.9378 | 7.3534 | 129.2912 | 43.7463 | 38.9487 | 38.9487 | 38.9487 | 4.7975 | 43.7463 | 0 | 0 | 0 | 0 | 0 | 0 | 0 | 0 | 0 | 125.7725 | 102.5654 | 102.5654 | 102.5654 | 23.2071 | 125.7725 | 1623.2904 | 1623.2904 | 746.7608 | 746.7608 | 306.0833 | 306.0833 | 0 | 0 | 570.4462 | 570.4462 | 523538202.7602 | 667111389.5021 | 405748620.6686 | 0 | 1596.3982 | 10.6027 | 0 | 0 | 0 | 625.7908 | 40 | 1824 | 2767.1539 | 456 | 114 | 0.41841
890 | 515.0541 | 152 | 200 | 800 | 0 | 100% | 85.6621 | 94.9155 | 95.1419 | 95.1419 | 1 | 94.9155 | 92.9202 | 141.0799 | 133.0532 | 133.0532 | 133.0532 | 8.0266 | 141.0799 | 43.73 | 38.9327 | 38.9327 | 38.9327 | 4.7973 | 43.73 | 0 | 0 | 0 | 0 | 0 | 0 | 0 | 0 | 0 | 118.1091 | 96.3341 | 96.3341 | 96.3341 | 21.7751 | 118.1091 | 1705.6429 | 1705.6429 | 829.4323 | 829.4323 | 305.972 | 305.972 | 0 | 0 | 570.2387 | 570.2387 | 532481653.338 | 667139714.6171 | 428339723.7142 | 0 | 1627.9611 | 14.8871 | 0 | 0 | 0 | 695.3231 | 40 | 1824 | 2767.1539 | 456 | 114 | 0.44193
891 | 566.5595 | 152 | 200 | 800 | 0 | 100% | 88.4132 | 97.9453 | 98.1175 | 98.1175 | 1 | 97.9453 | 94.31 | 152.9244 | 144.2212 | 144.2212 | 144.2212 | 8.7032 | 152.9244 | 43.7158 | 38.9187 | 38.9187 | 38.9187 | 4.7971 | 43.7158 | 0 | 0 | 0 | 0 | 0 | 0 | 0 | 0 | 0 | 113.1794 | 92.3225 | 92.3225 | 92.3225 | 20.8569 | 113.1794 | 1788.0012 | 1788.0012 | 912.0771 | 912.0771 | 305.8719 | 305.8719 | 0 | 0 | 570.0522 | 570.0522 | 539851140.6608 | 667160190.7851 | 445299014.5855 | 0 | 1652.3103 | 19.0307 | 0 | 0 | 0 | 764.8554 | 40 | 1824 | 2767.1539 | 456 | 114 | 0.45946
892 | 618.065 | 152 | 200 | 800 | 0 | 100% | 90.7877 | 101.1046 | 101.2476 | 101.2476 | 1 | 101.1046 | 95.4669 | 164.7948 | 155.4134 | 155.4134 | 155.4134 | 9.3814 | 164.7948 | 43.7032 | 38.9062 | 38.9062 | 38.9062 | 4.797 | 43.7032 | 0 | 0 | 0 | 0 | 0 | 0 | 0 | 0 | 0 | 109.2744 | 89.0904 | 89.0904 | 89.0904 | 20.184 | 109.2744 | 1870.3644 | 1870.3644 | 994.6991 | 994.6991 | 305.7815 | 305.7815 | 0 | 0 | 569.8837 | 569.8837 | 546141841.1842 | 667176139.9219 | 459262538.0541 | 0 | 1672.5805 | 22.8925 | 0 | 0 | 0 | 834.3877 | 40 | 1824 | 2767.1539 | 456 | 114 | 0.47381
893 | 669.5704 | 152 | 200 | 800 | 0 | 100% | 92.7397 | 104.4317 | 104.5477 | 104.5477 | 1 | 104.4317 | 96.4142 | 176.6705 | 166.6105 | 166.6105 | 166.6105 | 10.06 | 176.6705 | 43.6919 | 38.895 | 38.895 | 38.895 | 4.7969 | 43.6919 | 0 | 0 | 0 | 0 | 0 | 0 | 0 | 0 | 0 | 106.3139 | 86.6659 | 86.6659 | 86.6659 | 19.648 | 106.3139 | 1952.7317 | 1952.7317 | 1077.3015 | 1077.3015 | 305.6994 | 305.6994 | 0 | 0 | 569.7308 | 569.7308 | 551436419.5858 | 667187176.9584 | 470552892.1583 | 0 | 1689.1765 | 26.4931 | 0 | 0 | 0 | 903.92 | 40 | 1824 | 2767.1539 | 456 | 114 | 0.4854
894 | 721.0758 | 152 | 200 | 800 | 0 | 100% | 94.0982 | 107.9998 | 108.0995 | 108.0995 | 1 | 107.9998 | 97.1059 | 188.6138 | 177.8712 | 177.8712 | 177.8712 | 10.7426 | 188.6138 | 43.6818 | 38.8849 | 38.8849 | 38.8849 | 4.7969 | 43.6818 | 0 | 0 | 0 | 0 | 0 | 0 | 0 | 0 | 0 | 104.3844 | 85.1065 | 85.1065 | 85.1065 | 19.2779 | 104.3844 | 2035.1027 | 2035.1027 | 1159.8868 | 1159.8868 | 305.6246 | 305.6246 | 0 | 0 | 569.5913 | 569.5913 | 555873893.2494 | 667194338.297 | 478226799.1905 | 0 | 1701.295 | 29.9101 | 0 | 0 | 0 | 973.4523 | 40 | 1824 | 2767.1539 | 456 | 114 | 0.49329
895 | 772.5812 | 152 | 200 | 800 | 0 | 100% | 95.274 | 111.6687 | 111.7619 | 111.7619 | 1 | 111.6687 | 97.6315 | 200.5864 | 189.1595 | 189.1595 | 189.1595 | 11.4269 | 200.5864 | 43.6727 | 38.8759 | 38.8759 | 38.8759 | 4.7968 | 43.6727 | 0 | 0 | 0 | 0 | 0 | 0 | 0 | 0 | 0 | 102.8906 | 83.8699 | 83.8699 | 83.8699 | 19.0207 | 102.8906 | 2117.4769 | 2117.4769 | 1242.4572 | 1242.4572 | 305.5561 | 305.5561 | 0 | 0 | 569.4636 | 569.4636 | 559742058.7075 | 667197893.8858 | 483563515.2764 | 0 | 1710.5035 | 33.1007 | 0 | 0 | 0 | 1042.9846 | 40 | 1824 | 2767.1539 | 456 | 114 | 0.49877
896 | 824.0866 | 152 | 200 | 800 | 0 | 100% | 96.153 | 115.4335 | 115.5257 | 115.5257 | 1 | 115.4335 | 98.0482 | 212.5726 | 200.4606 | 200.4606 | 200.4606 | 12.1121 | 212.5726 | 43.6645 | 38.8677 | 38.8677 | 38.8677 | 4.7968 | 43.6645 | 0 | 0 | 0 | 0 | 0 | 0 | 0 | 0 | 0 | 101.7692 | 82.9361 | 82.9361 | 82.9361 | 18.8331 | 101.7692 | 2199.8538 | 2199.8538 | 1325.0145 | 1325.0145 | 305.4931 | 305.4931 | 0 | 0 | 569.3462 | 569.3462 | 563145282.2354 | 667199212.2298 | 487459391.0517 | 0 | 1717.8039 | 36.0596 | 0 | 0 | 0 | 1112.5169 | 40 | 1824 | 2767.1539 | 456 | 114 | 0.50277
897 | 875.592 | 152 | 200 | 800 | 0 | 100% | 96.9064 | 119.2625 | 119.3561 | 119.3561 | 1 | 119.2625 | 98.3931 | 224.5689 | 211.771 | 211.771 | 211.771 | 12.7979 | 224.5689 | 43.6571 | 38.8603 | 38.8603 | 38.8603 | 4.7968 | 43.6571 | 0 | 0 | 0 | 0 | 0 | 0 | 0 | 0 | 0 | 100.8874 | 82.1998 | 82.1998 | 82.1998 | 18.6876 | 100.8874 | 2282.2332 | 2282.2332 | 1407.5603 | 1407.5603 | 305.435 | 305.435 | 0 | 0 | 569.2379 | 569.2379 | 566142491.7874 | 667200208.7177 | 490504443.804 | 0 | 1723.8471 | 38.7936 | 0 | 0 | 0 | 1182.0492 | 40 | 1824 | 2767.1539 | 456 | 114 | 0.5059
898 | 927.0974 | 152 | 200 | 800 | 0 | 100% | 97.4315 | 123.1598 | 123.2621 | 123.2621 | 1 | 123.1598 | 98.6477 | 236.5783 | 223.0938 | 223.0938 | 223.0938 | 13.4845 | 236.5783 | 43.6502 | 38.8534 | 38.8534 | 38.8534 | 4.7968 | 43.6502 | 0 | 0 | 0 | 0 | 0 | 0 | 0 | 0 | 0 | 100.2301 | 81.6458 | 81.6458 | 81.6458 | 18.5843 | 100.2301 | 2364.6148 | 2364.6148 | 1490.0958 | 1490.0958 | 305.3813 | 305.3813 | 0 | 0 | 569.1378 | 569.1378 | 568812559.9594 | 667200722.63 | 492294458.0294 | 0 | 1728.3077 | 41.3417 | 0 | 0 | 0 | 1251.5815 | 40 | 1824 | 2767.1539 | 456 | 114 | 0.50774
899 | 978.6028 | 152 | 200 | 800 | 0 | 100% | 97.7055 | 127.1368 | 127.246 | 127.246 | 1 | 127.1368 | 98.8413 | 248.5996 | 234.4277 | 234.4277 | 234.4277 | 14.1719 | 248.5996 | 43.6438 | 38.847 | 38.847 | 38.847 | 4.7968 | 43.6438 | 0 | 0 | 0 | 0 | 0 | 0 | 0 | 0 | 0 | 99.8069 | 81.2823 | 81.2823 | 81.2823 | 18.5246 | 99.8069 | 2446.9984 | 2446.9984 | 1572.6221 | 1572.6221 | 305.3314 | 305.3314 | 0 | 0 | 569.0449 | 569.0449 | 571185552.7953 | 667200825.632 | 493312718.1205 | 0 | 1731.6991 | 43.7115 | 0 | 0 | 0 | 1321.1138 | 40 | 1824 | 2767.1539 | 456 | 114 | 0.50879
900 | 1030.1083 | 152 | 200 | 800 | 0 | 100% | 98.0251 | 131.1609 | 131.2796 | 131.2796 | 1 | 131.1609 | 98.9895 | 260.6307 | 245.7709 | 245.7709 | 245.7709 | 14.8599 | 260.6307 | 43.6379 | 38.8411 | 38.8411 | 38.8411 | 4.7968 | 43.6379 | 0 | 0 | 0 | 0 | 0 | 0 | 0 | 0 | 0 | 99.5079 | 81.0174 | 81.0174 | 81.0174 | 18.4905 | 99.5079 | 2529.3837 | 2529.3837 | 1655.1402 | 1655.1402 | 305.285 | 305.285 | 0 | 0 | 568.9584 | 568.9584 | 573339856.5489 | 667200825.632 | 493755517.0865 | 0 | 1734.2962 | 45.9139 | 0 | 0 | 0 | 1390.6462 | 40 | 1824 | 2767.1539 | 456 | 114 | 0.50925
901 | 20.6022 | 201.4 | 200 | 800 | 0 | 100% | 0.53653 | 95.2 | 45.1425 | 45.1425 | 1 | 95.2 | 53.0449 | 60.7362 | 57.2977 | 57.2977 | 57.2977 | 3.4385 | 60.7362 | 44.2392 | 39.4086 | 39.4086 | 39.4086 | 4.8306 | 44.2392 | 0 | 0 | 0 | 0 | 0 | 0 | 0 | 0 | 0 | 0 | 0 | 0 | 0 | 0 | 0 | 1014.1291 | 1014.1291 | 33.3516 | 33.3516 | 407.5429 | 407.5429 | 0 | 0 | 573.2347 | 573.2347 | 51413253.7214 | 877737173.8249 | 196199.3043 | 0 | 929.3466 | 0.11996 | 0 | 0 | 0 | 27.8129 | 53 | 1824 | 2767.1539 | 456 | 114 | 0.00020151
902 | 51.5054 | 201.4 | 200 | 800 | 0 | 100% | 7.7397 | 92.8083 | 99.7125 | 99.7125 | 1 | 92.8083 | 57.4942 | 63.828 | 60.2122 | 60.2122 | 60.2122 | 3.6157 | 63.828 | 44.1521 | 39.3283 | 39.3283 | 39.3283 | 4.8238 | 44.1521 | 0 | 0 | 0 | 0 | 0 | 0 | 0 | 0 | 0 | 8292.0569 | 6672.0031 | 6672.0031 | 6672.0031 | 1620.0537 | 8292.0569 | 1063.4752 | 1063.4752 | 83.3256 | 83.3256 | 407.2819 | 407.2819 | 0 | 0 | 572.8676 | 572.8676 | 121776970.8199 | 879025685.5282 | 6494948.4846 | 0 | 1007.2976 | 0.084917 | 0 | 0 | 0 | 69.5323 | 53 | 1824 | 2767.1539 | 456 | 114 | 0.0066708
903 | 154.5162 | 201.4 | 200 | 800 | 0 | 100% | 31.3927 | 87.1845 | 89.7487 | 89.7487 | 1 | 87.1845 | 71.9724 | 75.0036 | 70.7479 | 70.7479 | 70.7479 | 4.2557 | 75.0036 | 43.9532 | 39.1438 | 39.1438 | 39.1438 | 4.8094 | 43.9532 | 0 | 0 | 0 | 0 | 0 | 0 | 0 | 0 | 0 | 729.4057 | 589.107 | 589.107 | 589.107 | 140.2987 | 729.4057 | 1228.0286 | 1228.0286 | 249.5505 | 249.5505 | 406.5874 | 406.5874 | 0 | 0 | 571.8907 | 571.8907 | 308942942.7762 | 881762979.5661 | 70250491.3277 | 0 | 1260.9564 | 0.032792 | 0 | 0 | 0 | 208.5969 | 53 | 1824 | 2767.1539 | 456 | 114 | 0.072597
904 | 206.0217 | 201.4 | 200 | 800 | 0 | 100% | 49.8059 | 85.7242 | 88.1915 | 88.1915 | 1 | 85.7242 | 78.7173 | 82.3388 | 77.664 | 77.664 | 77.664 | 4.6748 | 82.3388 | 43.8893 | 39.0841 | 39.0841 | 39.0841 | 4.8053 | 43.8893 | 0 | 0 | 0 | 0 | 0 | 0 | 0 | 0 | 0 | 417.5731 | 338.2054 | 338.2054 | 338.2054 | 79.3677 | 417.5731 | 1310.3338 | 1310.3338 | 332.5112 | 332.5112 | 406.315 | 406.315 | 0 | 0 | 571.5076 | 571.5076 | 371292361.7839 | 882535610.2429 | 125299441.1866 | 0 | 1379.1274 | 0.41592 | 0 | 0 | 0 | 278.1292 | 53 | 1824 | 2767.1539 | 456 | 114 | 0.12945
905 | 257.5271 | 201.4 | 200 | 800 | 0 | 100% | 64.4521 | 85.4152 | 87.2079 | 87.2079 | 1 | 85.4152 | 84.3225 | 93.8805 | 88.5475 | 88.5475 | 88.5475 | 5.333 | 93.8805 | 43.8424 | 39.0398 | 39.0398 | 39.0398 | 4.8026 | 43.8424 | 0 | 0 | 0 | 0 | 0 | 0 | 0 | 0 | 0 | 273.6227 | 222.1114 | 222.1114 | 222.1114 | 51.5113 | 273.6227 | 1392.6528 | 1392.6528 | 415.3977 | 415.3977 | 406.0792 | 406.0792 | 0 | 0 | 571.1759 | 571.1759 | 403331127.4746 | 883020358.9714 | 190979156.1041 | 0 | 1477.3306 | 1.9919 | 0 | 0 | 0 | 347.6615 | 53 | 1824 | 2767.1539 | 456 | 114 | 0.19722
906 | 309.0325 | 201.4 | 200 | 800 | 0 | 100% | 75.7078 | 85.9376 | 87.0319 | 87.0319 | 1 | 85.9376 | 88.8703 | 107.0353 | 100.9521 | 100.9521 | 100.9521 | 6.0832 | 107.0353 | 43.8074 | 39.0064 | 39.0064 | 39.0064 | 4.8009 | 43.8074 | 0 | 0 | 0 | 0 | 0 | 0 | 0 | 0 | 0 | 205.6207 | 167.1352 | 167.1352 | 167.1352 | 38.4855 | 205.6207 | 1474.9831 | 1474.9831 | 498.2242 | 498.2242 | 405.873 | 405.873 | 0 | 0 | 570.8859 | 570.8859 | 423085918.707 | 883322882.6355 | 250598028.1979 | 0 | 1557.0068 | 4.5062 | 0 | 0 | 0 | 417.1938 | 53 | 1824 | 2767.1539 | 456 | 114 | 0.25876
907 | 360.5379 | 201.4 | 200 | 800 | 0 | 100% | 81.8836 | 88.0733 | 88.7233 | 88.7233 | 1 | 88.0733 | 91.7539 | 120.5466 | 113.6927 | 113.6927 | 113.6927 | 6.854 | 120.5466 | 43.7795 | 38.9797 | 38.9797 | 38.9797 | 4.7998 | 43.7795 | 0 | 0 | 0 | 0 | 0 | 0 | 0 | 0 | 0 | 178.7168 | 145.6964 | 145.6964 | 145.6964 | 33.0204 | 178.7168 | 1557.3227 | 1557.3227 | 581.0013 | 581.0013 | 405.6912 | 405.6912 | 0 | 0 | 570.6302 | 570.6302 | 437451511.8963 | 883525488.5436 | 286551221.5034 | 0 | 1607.5282 | 8.4569 | 0 | 0 | 0 | 486.7262 | 53 | 1824 | 2767.1539 | 456 | 114 | 0.296
908 | 412.0433 | 201.4 | 200 | 800 | 0 | 100% | 86.2785 | 90.5501 | 90.9715 | 90.9715 | 1 | 90.5501 | 93.81 | 134.0775 | 126.4513 | 126.4513 | 126.4513 | 7.6262 | 134.0775 | 43.7569 | 38.9579 | 38.9579 | 38.9579 | 4.799 | 43.7569 | 0 | 0 | 0 | 0 | 0 | 0 | 0 | 0 | 0 | 162.9117 | 132.8377 | 132.8377 | 132.8377 | 30.074 | 162.9117 | 1639.67 | 1639.67 | 663.7371 | 663.7371 | 405.5298 | 405.5298 | 0 | 0 | 570.4031 | 570.4031 | 448934886.2075 | 883663042.2172 | 310952540.1536 | 0 | 1643.5505 | 12.7095 | 0 | 0 | 0 | 556.2585 | 53 | 1824 | 2767.1539 | 456 | 114 | 0.32137
909 | 463.5487 | 201.4 | 200 | 800 | 0 | 100% | 89.3607 | 93.4341 | 93.7294 | 93.7294 | 1 | 93.4341 | 95.2857 | 147.6595 | 139.2579 | 139.2579 | 139.2579 | 8.4015 | 147.6595 | 43.7379 | 38.9395 | 38.9395 | 38.9395 | 4.7985 | 43.7379 | 0 | 0 | 0 | 0 | 0 | 0 | 0 | 0 | 0 | 153.1868 | 124.8587 | 124.8587 | 124.8587 | 28.3282 | 153.1868 | 1722.0238 | 1722.0238 | 746.4384 | 746.4384 | 405.3854 | 405.3854 | 0 | 0 | 570.2 | 570.2 | 458044753.8068 | 883762797.0018 | 327598228.2298 | 0 | 1669.4058 | 16.9675 | 0 | 0 | 0 | 625.7908 | 53 | 1824 | 2767.1539 | 456 | 114 | 0.33878
910 | 515.0541 | 201.4 | 200 | 800 | 0 | 100% | 91.8379 | 96.6771 | 96.8935 | 96.8935 | 1 | 96.6771 | 96.3431 | 161.3127 | 152.1316 | 152.1316 | 152.1316 | 9.1811 | 161.3127 | 43.7217 | 38.9237 | 38.9237 | 38.9237 | 4.798 | 43.7217 | 0 | 0 | 0 | 0 | 0 | 0 | 0 | 0 | 0 | 147.1306 | 119.8913 | 119.8913 | 119.8913 | 27.2392 | 147.1306 | 1804.3831 | 1804.3831 | 829.1103 | 829.1103 | 405.2555 | 405.2555 | 0 | 0 | 570.0173 | 570.0173 | 465341861.4343 | 883833732.4156 | 338755022.2076 | 0 | 1687.9306 | 21.0945 | 0 | 0 | 0 | 695.3231 | 53 | 1824 | 2767.1539 | 456 | 114 | 0.35033
911 | 566.5595 | 201.4 | 200 | 800 | 0 | 100% | 93.9155 | 100.1341 | 100.3345 | 100.3345 | 1 | 100.1341 | 97.2136 | 175.0313 | 165.0666 | 165.0666 | 165.0666 | 9.9647 | 175.0313 | 43.7077 | 38.9099 | 38.9099 | 38.9099 | 4.7977 | 43.7077 | 0 | 0 | 0 | 0 | 0 | 0 | 0 | 0 | 0 | 142.991 | 116.4905 | 116.4905 | 116.4905 | 26.5005 | 142.991 | 1886.7472 | 1886.7472 | 911.757 | 911.757 | 405.138 | 405.138 | 0 | 0 | 569.8521 | 569.8521 | 471387509.1815 | 883885968.6324 | 347909209.976 | 0 | 1703.1827 | 24.9126 | 0 | 0 | 0 | 764.8554 | 53 | 1824 | 2767.1539 | 456 | 114 | 0.35973
912 | 618.065 | 201.4 | 200 | 800 | 0 | 100% | 95.4452 | 103.7074 | 103.8781 | 103.8781 | 1 | 103.7074 | 97.9054 | 188.7652 | 178.016 | 178.016 | 178.016 | 10.7492 | 188.7652 | 43.6953 | 38.8978 | 38.8978 | 38.8978 | 4.7975 | 43.6953 | 0 | 0 | 0 | 0 | 0 | 0 | 0 | 0 | 0 | 139.8064 | 113.8986 | 113.8986 | 113.8986 | 25.9078 | 139.8064 | 1969.1153 | 1969.1153 | 994.382 | 994.382 | 405.0313 | 405.0313 | 0 | 0 | 569.702 | 569.702 | 476465421.0677 | 883925199.2336 | 354912544.9264 | 0 | 1715.3032 | 28.4578 | 0 | 0 | 0 | 834.3877 | 53 | 1824 | 2767.1539 | 456 | 114 | 0.36693
913 | 669.5704 | 201.4 | 200 | 800 | 0 | 100% | 96.5068 | 107.3794 | 107.5228 | 107.5228 | 1 | 107.3794 | 98.4179 | 202.5667 | 191.029 | 191.029 | 191.029 | 11.5378 | 202.5667 | 43.6843 | 38.887 | 38.887 | 38.887 | 4.7973 | 43.6843 | 0 | 0 | 0 | 0 | 0 | 0 | 0 | 0 | 0 | 137.4049 | 111.9157 | 111.9157 | 111.9157 | 25.4893 | 137.4049 | 2051.4869 | 2051.4869 | 1076.988 | 1076.988 | 404.9339 | 404.9339 | 0 | 0 | 569.565 | 569.565 | 480640735.3407 | 883953928.8845 | 359686774.9039 | 0 | 1724.2814 | 31.7711 | 0 | 0 | 0 | 903.92 | 53 | 1824 | 2767.1539 | 456 | 114 | 0.37183
914 | 721.0758 | 201.4 | 200 | 800 | 0 | 100% | 97.2146 | 111.2178 | 111.3446 | 111.3446 | 1 | 111.2178 | 98.7385 | 216.4184 | 204.0891 | 204.0891 | 204.0891 | 12.3293 | 216.4184 | 43.6746 | 38.8773 | 38.8773 | 38.8773 | 4.7972 | 43.6746 | 0 | 0 | 0 | 0 | 0 | 0 | 0 | 0 | 0 | 136.0551 | 110.7825 | 110.7825 | 110.7825 | 25.2726 | 136.0551 | 2133.8617 | 2133.8617 | 1159.5776 | 1159.5776 | 404.8446 | 404.8446 | 0 | 0 | 569.4394 | 569.4394 | 484246463.461 | 883976243.7292 | 361675005.375 | 0 | 1729.8977 | 34.8961 | 0 | 0 | 0 | 973.4523 | 53 | 1824 | 2767.1539 | 456 | 114 | 0.37388
915 | 772.5812 | 201.4 | 200 | 800 | 0 | 100% | 97.7626 | 115.1797 | 115.3027 | 115.3027 | 1 | 115.1797 | 98.9716 | 230.2926 | 217.1704 | 217.1704 | 217.1704 | 13.1222 | 230.2926 | 43.6657 | 38.8686 | 38.8686 | 38.8686 | 4.7971 | 43.6657 | 0 | 0 | 0 | 0 | 0 | 0 | 0 | 0 | 0 | 135.4013 | 110.2178 | 110.2178 | 110.2178 | 25.1835 | 135.4013 | 2216.2391 | 2216.2391 | 1242.1526 | 1242.1526 | 404.7625 | 404.7625 | 0 | 0 | 569.324 | 569.324 | 487328531.3556 | 883994767.4707 | 362658649.8175 | 0 | 1733.9819 | 37.7882 | 0 | 0 | 0 | 1042.9846 | 53 | 1824 | 2767.1539 | 456 | 114 | 0.37489
916 | 824.0866 | 201.4 | 200 | 800 | 0 | 100% | 98.0594 | 119.1961 | 119.3179 | 119.3179 | 1 | 119.1961 | 99.1159 | 244.1819 | 230.2658 | 230.2658 | 230.2658 | 13.9161 | 244.1819 | 43.6576 | 38.8606 | 38.8606 | 38.8606 | 4.797 | 43.6576 | 0 | 0 | 0 | 0 | 0 | 0 | 0 | 0 | 0 | 135.021 | 109.8607 | 109.8607 | 109.8607 | 25.1604 | 135.021 | 2298.619 | 2298.619 | 1324.7148 | 1324.7148 | 404.6868 | 404.6868 | 0 | 0 | 569.2174 | 569.2174 | 490080066.0479 | 884009603.4462 | 362420706.1979 | 0 | 1736.5104 | 40.4799 | 0 | 0 | 0 | 1112.5169 | 53 | 1824 | 2767.1539 | 456 | 114 | 0.37465
917 | 875.592 | 201.4 | 200 | 800 | 0 | 100% | 98.2763 | 123.2805 | 123.4054 | 123.4054 | 1 | 123.2805 | 99.2449 | 258.0741 | 243.3639 | 243.3639 | 243.3639 | 14.7102 | 258.0741 | 43.6502 | 38.8533 | 38.8533 | 38.8533 | 4.7969 | 43.6502 | 0 | 0 | 0 | 0 | 0 | 0 | 0 | 0 | 0 | 134.949 | 109.7728 | 109.7728 | 109.7728 | 25.1762 | 134.949 | 2381.001 | 2381.001 | 1407.2656 | 1407.2656 | 404.6167 | 404.6167 | 0 | 0 | 569.1188 | 569.1188 | 492494266.9129 | 884021028.2647 | 362255646.8095 | 0 | 1738.7709 | 42.9483 | 0 | 0 | 0 | 1182.0492 | 53 | 1824 | 2767.1539 | 456 | 114 | 0.37448
918 | 927.0974 | 201.4 | 200 | 800 | 0 | 100% | 98.5274 | 127.3884 | 127.5137 | 127.5137 | 1 | 127.3884 | 99.3405 | 271.9877 | 256.4821 | 256.4821 | 256.4821 | 15.5056 | 271.9877 | 43.6435 | 38.8466 | 38.8466 | 38.8466 | 4.7969 | 43.6435 | 0 | 0 | 0 | 0 | 0 | 0 | 0 | 0 | 0 | 134.9403 | 109.7358 | 109.7358 | 109.7358 | 25.2045 | 134.9403 | 2463.385 | 2463.385 | 1489.8062 | 1489.8062 | 404.5516 | 404.5516 | 0 | 0 | 569.0272 | 569.0272 | 494599066.4556 | 884029051.0241 | 361816689.4747 | 0 | 1740.4448 | 45.2347 | 0 | 0 | 0 | 1251.5815 | 53 | 1824 | 2767.1539 | 456 | 114 | 0.37403
919 | 978.6028 | 201.4 | 200 | 800 | 0 | 100% | 98.7329 | 131.5099 | 131.6365 | 131.6365 | 1 | 131.5099 | 99.4294 | 285.9347 | 269.6317 | 269.6317 | 269.6317 | 16.303 | 285.9347 | 43.6373 | 38.8405 | 38.8405 | 38.8405 | 4.7968 | 43.6373 | 0 | 0 | 0 | 0 | 0 | 0 | 0 | 0 | 0 | 134.9376 | 109.7058 | 109.7058 | 109.7058 | 25.2319 | 134.9376 | 2545.7706 | 2545.7706 | 1572.3377 | 1572.3377 | 404.491 | 404.491 | 0 | 0 | 568.942 | 568.942 | 496447459.6084 | 884034609.6418 | 361521155.7219 | 0 | 1742.0032 | 47.3434 | 0 | 0 | 0 | 1321.1138 | 53 | 1824 | 2767.1539 | 456 | 114 | 0.37373
920 | 1030.1083 | 201.4 | 200 | 800 | 0 | 100% | 98.9155 | 135.6399 | 135.7723 | 135.7723 | 1 | 135.6399 | 99.5055 | 299.8857 | 282.785 | 282.785 | 282.785 | 17.1007 | 299.8857 | 43.6317 | 38.8348 | 38.8348 | 38.8348 | 4.7968 | 43.6317 | 0 | 0 | 0 | 0 | 0 | 0 | 0 | 0 | 0 | 134.941 | 109.6822 | 109.6822 | 109.6822 | 25.2588 | 134.941 | 2628.1578 | 2628.1578 | 1654.8609 | 1654.8609 | 404.4344 | 404.4344 | 0 | 0 | 568.8624 | 568.8624 | 498167729.9255 | 884037424.2553 | 361130759.9403 | 0 | 1743.3359 | 49.2998 | 0 | 0 | 0 | 1390.6462 | 53 | 1824 | 2767.1539 | 456 | 114 | 0.37333
921 | 20.6022 | 250.8 | 200 | 800 | 0 | 100% | 40.1027 | 86.9091 | 87.0406 | 87.0406 | 1 | 86.9091 | 65.0613 | 74.2236 | 70.0167 | 70.0167 | 70.0167 | 4.2069 | 74.2236 | 45.951 | 40.9281 | 40.9281 | 40.9281 | 5.0229 | 45.951 | 0 | 0 | 0 | 0 | 0 | 0 | 0 | 0 | 0 | 1022.2638 | 826.4019 | 826.4019 | 826.4019 | 195.8618 | 1022.2638 | 1112.7413 | 1112.7413 | 33.3112 | 33.3112 | 506.8907 | 506.8907 | 0 | 0 | 572.5395 | 572.5395 | 41980214.3898 | 1051136317.9361 | 46757639.7125 | 0 | 1139.8742 | 0.04703 | 0 | 0 | 0 | 27.8129 | 66 | 1824 | 2767.1539 | 456 | 114 | 0.048505
922 | 51.5054 | 250.8 | 200 | 800 | 0 | 100% | 44.2237 | 85.496 | 85.9452 | 85.9452 | 1 | 85.496 | 69.4405 | 76.7965 | 72.4417 | 72.4417 | 72.4417 | 4.3549 | 76.7965 | 45.9028 | 40.8829 | 40.8829 | 40.8829 | 5.02 | 45.9028 | 0 | 0 | 0 | 0 | 0 | 0 | 0 | 0 | 0 | 763.5072 | 617.9437 | 617.9437 | 617.9437 | 145.5635 | 763.5072 | 1162.1065 | 1162.1065 | 83.2348 | 83.2348 | 506.6285 | 506.6285 | 0 | 0 | 572.2432 | 572.2432 | 101274108.5296 | 1051796877.0766 | 63526164.5328 | 0 | 1216.5972 | 0.034455 | 0 | 0 | 0 | 69.5323 | 66 | 1824 | 2767.1539 | 456 | 114 | 0.065916
923 | 154.5162 | 250.8 | 200 | 800 | 0 | 100% | 62.3059 | 83.0022 | 83.8234 | 83.8234 | 1 | 83.0022 | 82.5 | 86.2215 | 81.3257 | 81.3257 | 81.3257 | 4.8958 | 86.2215 | 45.7854 | 40.772 | 40.772 | 40.772 | 5.0134 | 45.7854 | 0 | 0 | 0 | 0 | 0 | 0 | 0 | 0 | 0 | 403.1016 | 326.9715 | 326.9715 | 326.9715 | 76.1301 | 403.1016 | 1326.7063 | 1326.7063 | 249.353 | 249.353 | 505.9154 | 505.9154 | 0 | 0 | 571.4379 | 571.4379 | 268674860.0758 | 1053259659.0421 | 123464636.6178 | 0 | 1445.3992 | 1.7031 | 0 | 0 | 0 | 208.5969 | 66 | 1824 | 2767.1539 | 456 | 114 | 0.1281
924 | 206.0217 | 250.8 | 200 | 800 | 0 | 100% | 74.532 | 83.165 | 84.3023 | 84.3023 | 1 | 83.165 | 87.6492 | 94.3763 | 89.0146 | 89.0146 | 89.0146 | 5.3617 | 94.3763 | 45.7457 | 40.7341 | 40.7341 | 40.7341 | 5.0116 | 45.7457 | 0 | 0 | 0 | 0 | 0 | 0 | 0 | 0 | 0 | 320.4622 | 260.113 | 260.113 | 260.113 | 60.3492 | 320.4622 | 1409.0277 | 1409.0277 | 332.2829 | 332.2829 | 505.6297 | 505.6297 | 0 | 0 | 571.1152 | 571.1152 | 323733911.6584 | 1053663880.8293 | 158216891.7959 | 0 | 1535.6147 | 3.7817 | 0 | 0 | 0 | 278.1292 | 66 | 1824 | 2767.1539 | 456 | 114 | 0.16411
925 | 257.5271 | 250.8 | 200 | 800 | 0 | 100% | 83.8242 | 84.2817 | 85.078 | 85.078 | 1 | 84.2817 | 91.4619 | 107.5427 | 101.4301 | 101.4301 | 101.4301 | 6.1126 | 107.5427 | 45.7146 | 40.7042 | 40.7042 | 40.7042 | 5.0104 | 45.7146 | 0 | 0 | 0 | 0 | 0 | 0 | 0 | 0 | 0 | 255.9079 | 207.8237 | 207.8237 | 207.8237 | 48.0842 | 255.9079 | 1491.3601 | 1491.3601 | 415.148 | 415.148 | 505.3795 | 505.3795 | 0 | 0 | 570.8325 | 570.8325 | 351901251.5995 | 1053934964.6976 | 196576104.4367 | 0 | 1602.4123 | 6.8923 | 0 | 0 | 0 | 347.6615 | 66 | 1824 | 2767.1539 | 456 | 114 | 0.20382
926 | 309.0325 | 250.8 | 200 | 800 | 0 | 100% | 88.4132 | 86.5632 | 87.0334 | 87.0334 | 1 | 86.5632 | 93.7272 | 122.6945 | 115.7179 | 115.7179 | 115.7179 | 6.9767 | 122.6945 | 45.6897 | 40.6801 | 40.6801 | 40.6801 | 5.0096 | 45.6897 | 0 | 0 | 0 | 0 | 0 | 0 | 0 | 0 | 0 | 225.8972 | 183.3609 | 183.3609 | 183.3609 | 42.5362 | 225.8972 | 1573.7013 | 1573.7013 | 497.9598 | 497.9598 | 505.1585 | 505.1585 | 0 | 0 | 570.5829 | 570.5829 | 368881119.0915 | 1054111864.4992 | 219107871.1621 | 0 | 1642.1009 | 11.1328 | 0 | 0 | 0 | 417.1938 | 66 | 1824 | 2767.1539 | 456 | 114 | 0.22728
927 | 360.5379 | 250.8 | 200 | 800 | 0 | 100% | 90.9589 | 89.4478 | 89.7683 | 89.7683 | 1 | 89.4478 | 95.2722 | 138.2676 | 130.4025 | 130.4025 | 130.4025 | 7.8651 | 138.2676 | 45.6692 | 40.6601 | 40.6601 | 40.6601 | 5.0091 | 45.6692 | 0 | 0 | 0 | 0 | 0 | 0 | 0 | 0 | 0 | 209.5693 | 169.9986 | 169.9986 | 169.9986 | 39.5707 | 209.5693 | 1656.05 | 1656.05 | 580.7271 | 580.7271 | 504.962 | 504.962 | 0 | 0 | 570.3609 | 570.3609 | 381213281.5892 | 1054220725.5776 | 233734266.4249 | 0 | 1669.1683 | 15.5096 | 0 | 0 | 0 | 486.7262 | 66 | 1824 | 2767.1539 | 456 | 114 | 0.24262
928 | 412.0433 | 250.8 | 200 | 800 | 0 | 100% | 93.4361 | 92.8843 | 93.1634 | 93.1634 | 1 | 92.8843 | 96.5289 | 153.9262 | 145.1676 | 145.1676 | 145.1676 | 8.7586 | 153.9262 | 45.6522 | 40.6434 | 40.6434 | 40.6434 | 5.0088 | 45.6522 | 0 | 0 | 0 | 0 | 0 | 0 | 0 | 0 | 0 | 200.2176 | 162.7171 | 162.7171 | 162.7171 | 37.5005 | 200.2176 | 1738.4049 | 1738.4049 | 663.4568 | 663.4568 | 504.786 | 504.786 | 0 | 0 | 570.1622 | 570.1622 | 390828199.9296 | 1054289916.7074 | 246068713.3248 | 0 | 1691.1868 | 19.6167 | 0 | 0 | 0 | 556.2585 | 66 | 1824 | 2767.1539 | 456 | 114 | 0.25535
929 | 463.5487 | 250.8 | 200 | 800 | 0 | 100% | 95.137 | 96.2714 | 96.4696 | 96.4696 | 1 | 96.2714 | 97.4252 | 169.6696 | 160.0123 | 160.0123 | 160.0123 | 9.6573 | 169.6696 | 45.6375 | 40.6289 | 40.6289 | 40.6289 | 5.0086 | 45.6375 | 0 | 0 | 0 | 0 | 0 | 0 | 0 | 0 | 0 | 192.5975 | 156.4761 | 156.4761 | 156.4761 | 36.1214 | 192.5975 | 1820.7653 | 1820.7653 | 746.1545 | 746.1545 | 504.6275 | 504.6275 | 0 | 0 | 569.9832 | 569.9832 | 398392840.6579 | 1054337102.1204 | 254159608.26 | 0 | 1706.8896 | 23.5588 | 0 | 0 | 0 | 625.7908 | 66 | 1824 | 2767.1539 | 456 | 114 | 0.26366
930 | 515.0541 | 250.8 | 200 | 800 | 0 | 100% | 96.5068 | 99.8526 | 100.0484 | 100.0484 | 1 | 99.8526 | 98.1201 | 185.5226 | 174.9601 | 174.9601 | 174.9601 | 10.5625 | 185.5226 | 45.6245 | 40.6161 | 40.6161 | 40.6161 | 5.0084 | 45.6245 | 0 | 0 | 0 | 0 | 0 | 0 | 0 | 0 | 0 | 187.7079 | 152.4356 | 152.4356 | 152.4356 | 35.2723 | 187.7079 | 1903.1301 | 1903.1301 | 828.8249 | 828.8249 | 504.4841 | 504.4841 | 0 | 0 | 569.8211 | 569.8211 | 404463938.7451 | 1054369799.6924 | 260230760.7297 | 0 | 1719.0645 | 27.2284 | 0 | 0 | 0 | 695.3231 | 66 | 1824 | 2767.1539 | 456 | 114 | 0.2699
931 | 566.5595 | 250.8 | 200 | 800 | 0 | 100% | 97.3744 | 103.5278 | 103.6918 | 103.6918 | 1 | 103.5278 | 98.6314 | 201.3961 | 189.9271 | 189.9271 | 189.9271 | 11.469 | 201.3961 | 45.6131 | 40.6048 | 40.6048 | 40.6048 | 5.0083 | 45.6131 | 0 | 0 | 0 | 0 | 0 | 0 | 0 | 0 | 0 | 184.0572 | 149.3912 | 149.3912 | 149.3912 | 34.666 | 184.0572 | 1985.499 | 1985.499 | 911.4716 | 911.4716 | 504.3536 | 504.3536 | 0 | 0 | 569.6738 | 569.6738 | 409561806.721 | 1054393240.1408 | 264067409.9207 | 0 | 1728.0225 | 30.6529 | 0 | 0 | 0 | 764.8554 | 66 | 1824 | 2767.1539 | 456 | 114 | 0.27384
932 | 618.065 | 250.8 | 200 | 800 | 0 | 100% | 98.0023 | 107.3388 | 107.4771 | 107.4771 | 1 | 107.3388 | 98.989 | 217.2979 | 204.9206 | 204.9206 | 204.9206 | 12.3773 | 217.2979 | 45.6028 | 40.5946 | 40.5946 | 40.5946 | 5.0082 | 45.6028 | 0 | 0 | 0 | 0 | 0 | 0 | 0 | 0 | 0 | 181.8824 | 147.5556 | 147.5556 | 147.5556 | 34.3268 | 181.8824 | 2067.8713 | 2067.8713 | 994.0977 | 994.0977 | 504.2344 | 504.2344 | 0 | 0 | 569.5391 | 569.5391 | 413794131.6156 | 1054411471.0887 | 266080920.1706 | 0 | 1734.2865 | 33.8493 | 0 | 0 | 0 | 834.3877 | 66 | 1824 | 2767.1539 | 456 | 114 | 0.27591
933 | 669.5704 | 250.8 | 200 | 800 | 0 | 100% | 98.516 | 111.2718 | 111.3903 | 111.3903 | 1 | 111.2718 | 99.2247 | 233.2975 | 220.0061 | 220.0061 | 220.0061 | 13.2914 | 233.2975 | 45.5935 | 40.5853 | 40.5853 | 40.5853 | 5.0082 | 45.5935 | 0 | 0 | 0 | 0 | 0 | 0 | 0 | 0 | 0 | 180.7991 | 146.6168 | 146.6168 | 146.6168 | 34.1824 | 180.7991 | 2150.2466 | 2150.2466 | 1076.7058 | 1076.7058 | 504.1251 | 504.1251 | 0 | 0 | 569.4157 | 569.4157 | 417203513.6581 | 1054422968.883 | 266789502.7574 | 0 | 1738.416 | 36.8262 | 0 | 0 | 0 | 903.92 | 66 | 1824 | 2767.1539 | 456 | 114 | 0.27663
934 | 721.0758 | 250.8 | 200 | 800 | 0 | 100% | 98.7671 | 115.3019 | 115.4122 | 115.4122 | 1 | 115.3019 | 99.3714 | 249.3612 | 235.1519 | 235.1519 | 235.1519 | 14.2093 | 249.3612 | 45.5849 | 40.5768 | 40.5768 | 40.5768 | 5.0081 | 45.5849 | 0 | 0 | 0 | 0 | 0 | 0 | 0 | 0 | 0 | 180.5354 | 146.3454 | 146.3454 | 146.3454 | 34.19 | 180.5354 | 2232.6246 | 2232.6246 | 1159.2979 | 1159.2979 | 504.0246 | 504.0246 | 0 | 0 | 569.3021 | 569.3021 | 420151108.9355 | 1054431100.9029 | 266405573.2383 | 0 | 1740.9878 | 39.5904 | 0 | 0 | 0 | 973.4523 | 66 | 1824 | 2767.1539 | 456 | 114 | 0.27624
935 | 772.5812 | 250.8 | 200 | 800 | 0 | 100% | 98.9269 | 119.3764 | 119.4886 | 119.4886 | 1 | 119.3764 | 99.4677 | 265.4428 | 250.3146 | 250.3146 | 250.3146 | 15.1283 | 265.4428 | 45.5772 | 40.5691 | 40.5691 | 40.5691 | 5.0081 | 45.5772 | 0 | 0 | 0 | 0 | 0 | 0 | 0 | 0 | 0 | 180.6493 | 146.3532 | 146.3532 | 146.3532 | 34.2961 | 180.6493 | 2315.0049 | 2315.0049 | 1241.876 | 1241.876 | 503.9317 | 503.9317 | 0 | 0 | 569.1972 | 569.1972 | 422697346.8398 | 1054438036.2329 | 265538050.6082 | 0 | 1742.6734 | 42.1488 | 0 | 0 | 0 | 1042.9846 | 66 | 1824 | 2767.1539 | 456 | 114 | 0.27535
936 | 824.0866 | 250.8 | 200 | 800 | 0 | 100% | 99.0982 | 123.5154 | 123.6391 | 123.6391 | 1 | 123.5154 | 99.5488 | 281.5251 | 265.4777 | 265.4777 | 265.4777 | 16.0474 | 281.5251 | 45.57 | 40.5619 | 40.5619 | 40.5619 | 5.0081 | 45.57 | 0 | 0 | 0 | 0 | 0 | 0 | 0 | 0 | 0 | 181.1538 | 146.72 | 146.72 | 146.72 | 34.4338 | 181.1538 | 2397.3873 | 2397.3873 | 1324.4416 | 1324.4416 | 503.8457 | 503.8457 | 0 | 0 | 569.1 | 569.1 | 424966361.5192 | 1054443361.7297 | 264685655.0423 | 0 | 1744.0954 | 44.5027 | 0 | 0 | 0 | 1112.5169 | 66 | 1824 | 2767.1539 | 456 | 114 | 0.27447
937 | 875.592 | 250.8 | 200 | 800 | 0 | 100% | 99.1781 | 127.6657 | 127.7964 | 127.7964 | 1 | 127.6657 | 99.6167 | 297.6149 | 280.6478 | 280.6478 | 280.6478 | 16.9671 | 297.6149 | 45.5633 | 40.5553 | 40.5553 | 40.5553 | 5.008 | 45.5633 | 0 | 0 | 0 | 0 | 0 | 0 | 0 | 0 | 0 | 181.638 | 147.0725 | 147.0725 | 147.0725 | 34.5655 | 181.638 | 2479.7716 | 2479.7716 | 1406.9961 | 1406.9961 | 503.7657 | 503.7657 | 0 | 0 | 569.0098 | 569.0098 | 426935298.4081 | 1054447429.9726 | 263901473.3791 | 0 | 1745.2842 | 46.6767 | 0 | 0 | 0 | 1182.0492 | 66 | 1824 | 2767.1539 | 456 | 114 | 0.27367
938 | 927.0974 | 250.8 | 200 | 800 | 0 | 100% | 99.3037 | 131.8209 | 131.9506 | 131.9506 | 1 | 131.8209 | 99.6699 | 313.7523 | 295.8627 | 295.8627 | 295.8627 | 17.8896 | 313.7523 | 45.5572 | 40.5492 | 40.5492 | 40.5492 | 5.008 | 45.5572 | 0 | 0 | 0 | 0 | 0 | 0 | 0 | 0 | 0 | 182.0191 | 147.344 | 147.344 | 147.344 | 34.6752 | 182.0191 | 2562.1575 | 2562.1575 | 1489.5405 | 1489.5405 | 503.6913 | 503.6913 | 0 | 0 | 568.9257 | 568.9257 | 428608519.0937 | 1054450915.1758 | 263157888.206 | 0 | 1746.2173 | 48.6917 | 0 | 0 | 0 | 1251.5815 | 66 | 1824 | 2767.1539 | 456 | 114 | 0.2729
939 | 978.6028 | 250.8 | 200 | 800 | 0 | 100% | 99.4064 | 135.9912 | 136.1194 | 136.1194 | 1 | 135.9912 | 99.7035 | 329.9306 | 311.1161 | 311.1161 | 311.1161 | 18.8145 | 329.9306 | 45.5515 | 40.5435 | 40.5435 | 40.5435 | 5.008 | 45.5515 | 0 | 0 | 0 | 0 | 0 | 0 | 0 | 0 | 0 | 182.4123 | 147.6286 | 147.6286 | 147.6286 | 34.7838 | 182.4123 | 2644.545 | 2644.545 | 1572.0759 | 1572.0759 | 503.6219 | 503.6219 | 0 | 0 | 568.8472 | 568.8472 | 430106979.5006 | 1054453578.266 | 262244980.0927 | 0 | 1746.8055 | 50.5678 | 0 | 0 | 0 | 1321.1138 | 66 | 1824 | 2767.1539 | 456 | 114 | 0.27197
940 | 1030.1083 | 250.8 | 200 | 800 | 0 | 100% | 99.4406 | 140.1745 | 140.3086 | 140.3086 | 1 | 140.1745 | 99.7306 | 346.0989 | 326.36 | 326.36 | 326.36 | 19.7389 | 346.0989 | 45.5461 | 40.5381 | 40.5381 | 40.5381 | 5.008 | 45.5461 | 0 | 0 | 0 | 0 | 0 | 0 | 0 | 0 | 0 | 182.8578 | 147.9552 | 147.9552 | 147.9552 | 34.9026 | 182.8578 | 2726.9338 | 2726.9338 | 1654.6031 | 1654.6031 | 503.5569 | 503.5569 | 0 | 0 | 568.7738 | 568.7738 | 431531392.0429 | 1054455556.5566 | 261293141.7309 | 0 | 1747.2801 | 52.3131 | 0 | 0 | 0 | 1390.6462 | 66 | 1824 | 2767.1539 | 456 | 114 | 0.27099
941 | 20.6022 | 300.2 | 200 | 800 | 0 | 100% | 60.6393 | 82.3665 | 82.4302 | 82.4302 | 1 | 82.3665 | 75.6274 | 81.8801 | 77.2349 | 77.2349 | 77.2349 | 4.6452 | 81.8801 | 50.8243 | 45.2638 | 45.2638 | 45.2638 | 5.5605 | 50.8243 | 0 | 0 | 0 | 0 | 0 | 0 | 0 | 0 | 0 | 321.4146 | 260.6148 | 260.6148 | 260.6148 | 60.7998 | 321.4146 | 1211.389 | 1211.389 | 33.2783 | 33.2783 | 606.1352 | 606.1352 | 0 | 0 | 571.9755 | 571.9755 | 38024499.5422 | 1136568589.3484 | 150399347.4042 | 0 | 1324.9924 | 1.4016 | 0 | 0 | 0 | 27.8129 | 79 | 1824 | 2767.1539 | 456 | 114 | 0.15608
942 | 51.5054 | 300.2 | 200 | 800 | 0 | 100% | 64.3493 | 82.011 | 82.1324 | 82.1324 | 1 | 82.011 | 79.2392 | 84.1059 | 79.3326 | 79.3326 | 79.3326 | 4.7734 | 84.1059 | 50.7883 | 45.2297 | 45.2297 | 45.2297 | 5.5587 | 50.7883 | 0 | 0 | 0 | 0 | 0 | 0 | 0 | 0 | 0 | 305.2734 | 247.595 | 247.595 | 247.595 | 57.6784 | 305.2734 | 1260.7682 | 1260.7682 | 83.1603 | 83.1603 | 605.8765 | 605.8765 | 0 | 0 | 571.7314 | 571.7314 | 92409187.788 | 1136972097.3121 | 158890198.993 | 0 | 1388.2715 | 2.3021 | 0 | 0 | 0 | 69.5323 | 79 | 1824 | 2767.1539 | 456 | 114 | 0.16499
943 | 154.5162 | 300.2 | 200 | 800 | 0 | 100% | 78.8128 | 82.4976 | 82.6497 | 82.6497 | 1 | 82.4976 | 89.3543 | 94.0231 | 88.6809 | 88.6809 | 88.6809 | 5.3422 | 94.0231 | 50.6991 | 45.1444 | 45.1444 | 45.1444 | 5.5547 | 50.6991 | 0 | 0 | 0 | 0 | 0 | 0 | 0 | 0 | 0 | 267.6301 | 217.1095 | 217.1095 | 217.1095 | 50.5205 | 267.6301 | 1425.4031 | 1425.4031 | 249.1863 | 249.1863 | 605.1608 | 605.1608 | 0 | 0 | 571.056 | 571.056 | 246232862.1829 | 1137857518.7054 | 181396257.1529 | 0 | 1565.4866 | 6.7032 | 0 | 0 | 0 | 208.5969 | 79 | 1824 | 2767.1539 | 456 | 114 | 0.18874
944 | 206.0217 | 300.2 | 200 | 800 | 0 | 100% | 85.9018 | 84.1386 | 84.2405 | 84.2405 | 1 | 84.1386 | 92.4993 | 103.0512 | 97.1934 | 97.1934 | 97.1934 | 5.8578 | 103.0512 | 50.6672 | 45.1135 | 45.1135 | 45.1135 | 5.5536 | 50.6672 | 0 | 0 | 0 | 0 | 0 | 0 | 0 | 0 | 0 | 259.5968 | 210.505 | 210.505 | 210.505 | 49.0918 | 259.5968 | 1507.7373 | 1507.7373 | 332.0881 | 332.0881 | 604.8688 | 604.8688 | 0 | 0 | 570.7804 | 570.7804 | 296367902.3554 | 1138111177.0615 | 186108271.6049 | 0 | 1620.5874 | 10.2991 | 0 | 0 | 0 | 278.1292 | 79 | 1824 | 2767.1539 | 456 | 114 | 0.19377
945 | 257.5271 | 300.2 | 200 | 800 | 0 | 100% | 89.9087 | 86.6703 | 86.8895 | 86.8895 | 1 | 86.6703 | 94.4647 | 117.636 | 110.9464 | 110.9464 | 110.9464 | 6.6895 | 117.636 | 50.6419 | 45.0889 | 45.0889 | 45.0889 | 5.553 | 50.6419 | 0 | 0 | 0 | 0 | 0 | 0 | 0 | 0 | 0 | 247.5489 | 200.4716 | 200.4716 | 200.4716 | 47.0773 | 247.5489 | 1590.0802 | 1590.0802 | 414.9329 | 414.9329 | 604.6105 | 604.6105 | 0 | 0 | 570.5367 | 570.5367 | 321454728.208 | 1138270433.473 | 195295609.209 | 0 | 1655.0208 | 14.4664 | 0 | 0 | 0 | 347.6615 | 79 | 1824 | 2767.1539 | 456 | 114 | 0.2032
946 | 309.0325 | 300.2 | 200 | 800 | 0 | 100% | 92.5571 | 89.7017 | 89.9124 | 89.9124 | 1 | 89.7017 | 95.8468 | 134.4122 | 126.7659 | 126.7659 | 126.7659 | 7.6463 | 134.4122 | 50.6211 | 45.0685 | 45.0685 | 45.0685 | 5.5526 | 50.6211 | 0 | 0 | 0 | 0 | 0 | 0 | 0 | 0 | 0 | 235.5359 | 190.562 | 190.562 | 190.562 | 44.9739 | 235.5359 | 1672.4302 | 1672.4302 | 497.73 | 497.73 | 604.3805 | 604.3805 | 0 | 0 | 570.3197 | 570.3197 | 336557539.506 | 1138374779.8631 | 204304288.1925 | 0 | 1679.2366 | 18.6285 | 0 | 0 | 0 | 417.1938 | 79 | 1824 | 2767.1539 | 456 | 114 | 0.21246
947 | 360.5379 | 300.2 | 200 | 800 | 0 | 100% | 94.6461 | 92.9081 | 93.1772 | 93.1772 | 1 | 92.9081 | 97.0611 | 151.6292 | 143.0007 | 143.0007 | 143.0007 | 8.6285 | 151.6292 | 50.6035 | 45.0512 | 45.0512 | 45.0512 | 5.5523 | 50.6035 | 0 | 0 | 0 | 0 | 0 | 0 | 0 | 0 | 0 | 224.3667 | 181.4156 | 181.4156 | 181.4156 | 42.951 | 224.3667 | 1754.7863 | 1754.7863 | 580.4869 | 580.4869 | 604.1743 | 604.1743 | 0 | 0 | 570.1251 | 570.1251 | 347459070.4162 | 1138422043.3579 | 214629742.8621 | 0 | 1700.5109 | 22.4307 | 0 | 0 | 0 | 486.7262 | 79 | 1824 | 2767.1539 | 456 | 114 | 0.22306
948 | 412.0433 | 300.2 | 200 | 800 | 0 | 100% | 96.4269 | 96.2331 | 96.4246 | 96.4246 | 1 | 96.2331 | 97.9782 | 168.9632 | 159.3455 | 159.3455 | 159.3455 | 9.6176 | 168.9632 | 50.5881 | 45.036 | 45.036 | 45.036 | 5.5522 | 50.5881 | 0 | 0 | 0 | 0 | 0 | 0 | 0 | 0 | 0 | 215.0673 | 173.7914 | 173.7914 | 173.7914 | 41.2759 | 215.0673 | 1837.1475 | 1837.1475 | 663.2095 | 663.2095 | 603.9884 | 603.9884 | 0 | 0 | 569.9497 | 569.9497 | 355880939.6895 | 1138453082.3812 | 222243996.5593 | 0 | 1716.578 | 26.0516 | 0 | 0 | 0 | 556.2585 | 79 | 1824 | 2767.1539 | 456 | 114 | 0.23088
949 | 463.5487 | 300.2 | 200 | 800 | 0 | 100% | 97.4658 | 100.1375 | 100.2978 | 100.2978 | 1 | 100.1375 | 98.5691 | 186.4015 | 175.7884 | 175.7884 | 175.7884 | 10.6131 | 186.4015 | 50.5746 | 45.0225 | 45.0225 | 45.0225 | 5.5521 | 50.5746 | 0 | 0 | 0 | 0 | 0 | 0 | 0 | 0 | 0 | 212.6894 | 172.1861 | 172.1861 | 172.1861 | 40.5033 | 212.6894 | 1919.5133 | 1919.5133 | 745.9026 | 745.9026 | 603.8199 | 603.8199 | 0 | 0 | 569.7907 | 569.7907 | 362498517.7198 | 1138472890.4942 | 225959985.0122 | 0 | 1726.9314 | 29.5362 | 0 | 0 | 0 | 625.7908 | 79 | 1824 | 2767.1539 | 456 | 114 | 0.2347
950 | 515.0541 | 300.2 | 200 | 800 | 0 | 100% | 98.2306 | 103.8951 | 104.0415 | 104.0415 | 1 | 103.8951 | 98.9993 | 203.9306 | 192.3167 | 192.3167 | 192.3167 | 11.6139 | 203.9306 | 50.5625 | 45.0105 | 45.0105 | 45.0105 | 5.552 | 50.5625 | 0 | 0 | 0 | 0 | 0 | 0 | 0 | 0 | 0 | 209.8613 | 169.798 | 169.798 | 169.798 | 40.0633 | 209.8613 | 2001.8828 | 2001.8828 | 828.5702 | 828.5702 | 603.6666 | 603.6666 | 0 | 0 | 569.646 | 569.646 | 367802593.838 | 1138487894.2227 | 228177368.5019 | 0 | 1734.4679 | 32.7886 | 0 | 0 | 0 | 695.3231 | 79 | 1824 | 2767.1539 | 456 | 114 | 0.23698
951 | 566.5595 | 300.2 | 200 | 800 | 0 | 100% | 98.7443 | 107.4975 | 107.6035 | 107.6035 | 1 | 107.4975 | 99.2631 | 221.5134 | 208.8954 | 208.8954 | 208.8954 | 12.618 | 221.5134 | 50.5514 | 44.9995 | 44.9995 | 44.9995 | 5.5519 | 50.5514 | 0 | 0 | 0 | 0 | 0 | 0 | 0 | 0 | 0 | 206.367 | 166.4773 | 166.4773 | 166.4773 | 39.8897 | 206.367 | 2084.2558 | 2084.2558 | 911.2156 | 911.2156 | 603.5264 | 603.5264 | 0 | 0 | 569.5137 | 569.5137 | 372201094.411 | 1138500259.4752 | 228387665.2469 | 0 | 1739.089 | 35.8441 | 0 | 0 | 0 | 764.8554 | 79 | 1824 | 2767.1539 | 456 | 114 | 0.2372
952 | 618.065 | 300.2 | 200 | 800 | 0 | 100% | 99.0297 | 111.5127 | 111.6163 | 111.6163 | 1 | 111.5127 | 99.4344 | 239.11 | 225.4869 | 225.4869 | 225.4869 | 13.6231 | 239.11 | 50.5414 | 44.9895 | 44.9895 | 44.9895 | 5.5519 | 50.5414 | 0 | 0 | 0 | 0 | 0 | 0 | 0 | 0 | 0 | 206.5302 | 166.5356 | 166.5356 | 166.5356 | 39.9945 | 206.5302 | 2166.6316 | 2166.6316 | 993.8415 | 993.8415 | 603.3978 | 603.3978 | 0 | 0 | 569.3924 | 569.3924 | 375886334.0156 | 1138510394.3743 | 227693420.5237 | 0 | 1742.0901 | 38.6783 | 0 | 0 | 0 | 834.3877 | 79 | 1824 | 2767.1539 | 456 | 114 | 0.23648
953 | 669.5704 | 300.2 | 200 | 800 | 0 | 100% | 99.3037 | 115.5812 | 115.6857 | 115.6857 | 1 | 115.5812 | 99.5566 | 256.8094 | 242.1752 | 242.1752 | 242.1752 | 14.6342 | 256.8094 | 50.5321 | 44.9803 | 44.9803 | 44.9803 | 5.5518 | 50.5321 | 0 | 0 | 0 | 0 | 0 | 0 | 0 | 0 | 0 | 206.9845 | 166.835 | 166.835 | 166.835 | 40.1495 | 206.9845 | 2249.0101 | 2249.0101 | 1076.4502 | 1076.4502 | 603.2793 | 603.2793 | 0 | 0 | 569.2806 | 569.2806 | 378879690.8445 | 1138518980.7228 | 226832900.3539 | 0 | 1744.2316 | 41.2962 | 0 | 0 | 0 | 903.92 | 79 | 1824 | 2767.1539 | 456 | 114 | 0.2356
954 | 721.0758 | 300.2 | 200 | 800 | 0 | 100% | 99.395 | 120.0011 | 120.1105 | 120.1105 | 1 | 120.0011 | 99.6276 | 274.564 | 258.9154 | 258.9154 | 258.9154 | 15.6486 | 274.564 | 50.5237 | 44.9719 | 44.9719 | 44.9719 | 5.5518 | 50.5237 | 0 | 0 | 0 | 0 | 0 | 0 | 0 | 0 | 0 | 210.1795 | 169.7823 | 169.7823 | 169.7823 | 40.3972 | 210.1795 | 2331.3909 | 2331.3909 | 1159.0437 | 1159.0437 | 603.1698 | 603.1698 | 0 | 0 | 569.1773 | 569.1773 | 381442207.9905 | 1138525424.1388 | 225507655.1189 | 0 | 1745.4753 | 43.724 | 0 | 0 | 0 | 973.4523 | 79 | 1824 | 2767.1539 | 456 | 114 | 0.23424
955 | 772.5812 | 300.2 | 200 | 800 | 0 | 100% | 99.4749 | 124.1642 | 124.286 | 124.286 | 1 | 124.1642 | 99.678 | 292.3412 | 275.6768 | 275.6768 | 275.6768 | 16.6645 | 292.3412 | 50.5159 | 44.9641 | 44.9641 | 44.9641 | 5.5518 | 50.5159 | 0 | 0 | 0 | 0 | 0 | 0 | 0 | 0 | 0 | 211.3224 | 170.6508 | 170.6508 | 170.6508 | 40.6717 | 211.3224 | 2413.7737 | 2413.7737 | 1241.6237 | 1241.6237 | 603.0684 | 603.0684 | 0 | 0 | 569.0815 | 569.0815 | 383694024.852 | 1138530325.7885 | 224133870.6663 | 0 | 1746.3582 | 45.9672 | 0 | 0 | 0 | 1042.9846 | 79 | 1824 | 2767.1539 | 456 | 114 | 0.23283
956 | 824.0866 | 300.2 | 200 | 800 | 0 | 100% | 99.5205 | 128.3384 | 128.4643 | 128.4643 | 1 | 128.3384 | 99.7093 | 310.1129 | 292.4328 | 292.4328 | 292.4328 | 17.6801 | 310.1129 | 50.5086 | 44.9569 | 44.9569 | 44.9569 | 5.5517 | 50.5086 | 0 | 0 | 0 | 0 | 0 | 0 | 0 | 0 | 0 | 212.4266 | 171.4864 | 171.4864 | 171.4864 | 40.9402 | 212.4266 | 2496.1583 | 2496.1583 | 1324.1916 | 1324.1916 | 602.9741 | 602.9741 | 0 | 0 | 568.9926 | 568.9926 | 385670041.8249 | 1138533812.9706 | 222703365.2589 | 0 | 1746.9072 | 48.0459 | 0 | 0 | 0 | 1112.5169 | 79 | 1824 | 2767.1539 | 456 | 114 | 0.23136
957 | 875.592 | 300.2 | 200 | 800 | 0 | 100% | 99.5662 | 132.518 | 132.6462 | 132.6462 | 1 | 132.518 | 99.7365 | 327.9029 | 309.2059 | 309.2059 | 309.2059 | 18.6969 | 327.9029 | 50.502 | 44.9502 | 44.9502 | 44.9502 | 5.5517 | 50.502 | 0 | 0 | 0 | 0 | 0 | 0 | 0 | 0 | 0 | 213.4019 | 172.221 | 172.221 | 172.221 | 41.1809 | 213.4019 | 2578.5445 | 2578.5445 | 1406.7486 | 1406.7486 | 602.8863 | 602.8863 | 0 | 0 | 568.9097 | 568.9097 | 387387792.6252 | 1138535643.9236 | 221459732.3365 | 0 | 1747.3832 | 49.972 | 0 | 0 | 0 | 1182.0492 | 79 | 1824 | 2767.1539 | 456 | 114 | 0.23008
958 | 927.0974 | 300.2 | 200 | 800 | 0 | 100% | 99.6119 | 136.7062 | 136.8335 | 136.8335 | 1 | 136.7062 | 99.7575 | 345.7376 | 326.0213 | 326.0213 | 326.0213 | 19.7164 | 345.7376 | 50.4958 | 44.9441 | 44.9441 | 44.9441 | 5.5517 | 50.4958 | 0 | 0 | 0 | 0 | 0 | 0 | 0 | 0 | 0 | 214.2707 | 172.8772 | 172.8772 | 172.8772 | 41.3935 | 214.2707 | 2660.9323 | 2660.9323 | 1489.2958 | 1489.2958 | 602.8042 | 602.8042 | 0 | 0 | 568.8323 | 568.8323 | 388865951.1817 | 1138537293.8001 | 220347745.4873 | 0 | 1747.751 | 51.7621 | 0 | 0 | 0 | 1251.5815 | 79 | 1824 | 2767.1539 | 456 | 114 | 0.22894
959 | 978.6028 | 300.2 | 200 | 800 | 0 | 100% | 99.6461 | 140.9006 | 141.0312 | 141.0312 | 1 | 140.9006 | 99.7778 | 363.6065 | 342.8686 | 342.8686 | 342.8686 | 20.7379 | 363.6065 | 50.49 | 44.9383 | 44.9383 | 44.9383 | 5.5517 | 50.49 | 0 | 0 | 0 | 0 | 0 | 0 | 0 | 0 | 0 | 215.0491 | 173.4649 | 173.4649 | 173.4649 | 41.5841 | 215.0491 | 2743.3214 | 2743.3214 | 1571.8342 | 1571.8342 | 602.7274 | 602.7274 | 0 | 0 | 568.7598 | 568.7598 | 390190583.2351 | 1138538793.8981 | 219377830.612 | 0 | 1748.1072 | 53.4281 | 0 | 0 | 0 | 1321.1138 | 79 | 1824 | 2767.1539 | 456 | 114 | 0.22794
960 | 1030.1083 | 300.2 | 200 | 800 | 0 | 100% | 99.6689 | 145.0956 | 145.2338 | 145.2338 | 1 | 145.0956 | 99.7979 | 381.4565 | 359.6981 | 359.6981 | 359.6981 | 21.7584 | 381.4565 | 50.4845 | 44.9328 | 44.9328 | 44.9328 | 5.5517 | 50.4845 | 0 | 0 | 0 | 0 | 0 | 0 | 0 | 0 | 0 | 215.7506 | 173.9918 | 173.9918 | 173.9918 | 41.7588 | 215.7506 | 2825.7117 | 2825.7117 | 1654.3645 | 1654.3645 | 602.6554 | 602.6554 | 0 | 0 | 568.6918 | 568.6918 | 391455007.1933 | 1138540116.6341 | 218463336.1749 | 0 | 1748.4585 | 54.9824 | 0 | 0 | 0 | 1390.6462 | 79 | 1824 | 2767.1539 | 456 | 114 | 0.227
961 | 20.6022 | 353.4 | 200 | 800 | 0 | 100% | 73.8813 | 81.8953 | 81.9253 | 81.9253 | 1 | 81.8953 | 83.1442 | 88.1417 | 83.1372 | 83.1372 | 83.1372 | 5.0045 | 88.1417 | 56.753 | 50.5391 | 50.5391 | 50.5391 | 6.214 | 56.753 | 0 | 0 | 0 | 0 | 0 | 0 | 0 | 0 | 0 | 215.5582 | 174.7639 | 174.7639 | 174.7639 | 40.7943 | 215.5582 | 1317.6541 | 1317.6541 | 33.2493 | 33.2493 | 712.9286 | 712.9286 | 0 | 0 | 571.4762 | 571.4762 | 35295516.2251 | 1197467663.5158 | 223924023.5745 | 0 | 1456.6872 | 7.0212 | 0 | 0 | 0 | 27.8129 | 93 | 1824 | 2767.1539 | 456 | 114 | 0.23261
962 | 51.5054 | 353.4 | 200 | 800 | 0 | 100% | 76.9749 | 82.2702 | 82.3135 | 82.3135 | 1 | 82.2702 | 85.9589 | 90.477 | 85.3382 | 85.3382 | 85.3382 | 5.1388 | 90.477 | 56.7248 | 50.512 | 50.512 | 50.512 | 6.2128 | 56.7248 | 0 | 0 | 0 | 0 | 0 | 0 | 0 | 0 | 0 | 216.9349 | 175.8652 | 175.8652 | 175.8652 | 41.0697 | 216.9349 | 1367.0447 | 1367.0447 | 83.0938 | 83.0938 | 712.6767 | 712.6767 | 0 | 0 | 571.2742 | 571.2742 | 85856691.6751 | 1197693528.2137 | 222450495.8329 | 0 | 1506.0007 | 8.4503 | 0 | 0 | 0 | 69.5323 | 93 | 1824 | 2767.1539 | 456 | 114 | 0.23109
963 | 154.5162 | 353.4 | 200 | 800 | 0 | 100% | 86.4498 | 85.2055 | 85.1065 | 85.1065 | 1 | 85.2055 | 92.8856 | 101.1513 | 95.4008 | 95.4008 | 95.4008 | 5.7505 | 101.1513 | 56.6532 | 50.4427 | 50.4427 | 50.4427 | 6.2105 | 56.6532 | 0 | 0 | 0 | 0 | 0 | 0 | 0 | 0 | 0 | 236.7981 | 191.7097 | 191.7097 | 191.7097 | 45.0884 | 236.7981 | 1531.7087 | 1531.7087 | 249.0338 | 249.0338 | 711.9684 | 711.9684 | 0 | 0 | 570.7065 | 570.7065 | 228651572.7484 | 1198149268.6353 | 200555520.5243 | 0 | 1627.3564 | 14.6734 | 0 | 0 | 0 | 208.5969 | 93 | 1824 | 2767.1539 | 456 | 114 | 0.20861
964 | 206.0217 | 353.4 | 200 | 800 | 0 | 100% | 90.6735 | 87.7577 | 87.7478 | 87.7478 | 1 | 87.7577 | 94.8683 | 111.1452 | 104.8241 | 104.8241 | 104.8241 | 6.3211 | 111.1452 | 56.6269 | 50.4171 | 50.4171 | 50.4171 | 6.2099 | 56.6269 | 0 | 0 | 0 | 0 | 0 | 0 | 0 | 0 | 0 | 250.8294 | 202.8589 | 202.8589 | 202.8589 | 47.9705 | 250.8294 | 1614.0537 | 1614.0537 | 331.9081 | 331.9081 | 711.6747 | 711.6747 | 0 | 0 | 570.471 | 570.471 | 274555946.0913 | 1198263724.0929 | 189273692.4751 | 0 | 1662.0934 | 18.4398 | 0 | 0 | 0 | 278.1292 | 93 | 1824 | 2767.1539 | 456 | 114 | 0.19702
965 | 257.5271 | 353.4 | 200 | 800 | 0 | 100% | 93.5616 | 90.7337 | 90.8702 | 90.8702 | 1 | 90.7337 | 96.2604 | 127.1676 | 119.9327 | 119.9327 | 119.9327 | 7.2349 | 127.1676 | 56.6049 | 50.3954 | 50.3954 | 50.3954 | 6.2095 | 56.6049 | 0 | 0 | 0 | 0 | 0 | 0 | 0 | 0 | 0 | 249.4124 | 201.4761 | 201.4761 | 201.4761 | 47.9362 | 249.4124 | 1696.4056 | 1696.4056 | 414.7323 | 414.7323 | 711.4125 | 711.4125 | 0 | 0 | 570.2609 | 570.2609 | 297202774.3737 | 1198331332.0889 | 190948942.5224 | 0 | 1686.483 | 22.1789 | 0 | 0 | 0 | 347.6615 | 93 | 1824 | 2767.1539 | 456 | 114 | 0.19874
966 | 309.0325 | 353.4 | 200 | 800 | 0 | 100% | 95.5365 | 93.9011 | 94.1121 | 94.1121 | 1 | 93.9011 | 97.4032 | 145.4129 | 137.1375 | 137.1375 | 137.1375 | 8.2755 | 145.4129 | 56.5862 | 50.3769 | 50.3769 | 50.3769 | 6.2093 | 56.5862 | 0 | 0 | 0 | 0 | 0 | 0 | 0 | 0 | 0 | 241.2483 | 194.6543 | 194.6543 | 194.6543 | 46.594 | 241.2483 | 1778.7633 | 1778.7633 | 497.514 | 497.514 | 711.1771 | 711.1771 | 0 | 0 | 570.0722 | 570.0722 | 310892780.3144 | 1198373139.7282 | 197238360.9251 | 0 | 1706.5043 | 25.6828 | 0 | 0 | 0 | 417.1938 | 93 | 1824 | 2767.1539 | 456 | 114 | 0.2052
967 | 360.5379 | 353.4 | 200 | 800 | 0 | 100% | 97.089 | 97.2619 | 97.4569 | 97.4569 | 1 | 97.2619 | 98.3151 | 164.2376 | 154.8882 | 154.8882 | 154.8882 | 9.3494 | 164.2376 | 56.5698 | 50.3607 | 50.3607 | 50.3607 | 6.2091 | 56.5698 | 0 | 0 | 0 | 0 | 0 | 0 | 0 | 0 | 0 | 233.0265 | 187.9262 | 187.9262 | 187.9262 | 45.1003 | 233.0265 | 1861.126 | 1861.126 | 580.2596 | 580.2596 | 710.9646 | 710.9646 | 0 | 0 | 569.9018 | 569.9018 | 320555878.4143 | 1198397880.4446 | 203527032.0179 | 0 | 1722.4808 | 28.9828 | 0 | 0 | 0 | 486.7262 | 93 | 1824 | 2767.1539 | 456 | 114 | 0.21166
968 | 412.0433 | 353.4 | 200 | 800 | 0 | 100% | 97.9909 | 100.9127 | 101.0389 | 101.0389 | 1 | 100.9127 | 98.8207 | 183.1747 | 172.7446 | 172.7446 | 172.7446 | 10.4301 | 183.1747 | 56.5554 | 50.3463 | 50.3463 | 50.3463 | 6.209 | 56.5554 | 0 | 0 | 0 | 0 | 0 | 0 | 0 | 0 | 0 | 229.7317 | 185.1406 | 185.1406 | 185.1406 | 44.591 | 229.7317 | 1943.4929 | 1943.4929 | 662.9739 | 662.9739 | 710.7717 | 710.7717 | 0 | 0 | 569.7472 | 569.7472 | 328068435.3687 | 1198413816.9787 | 204856322.8266 | 0 | 1731.3386 | 32.2433 | 0 | 0 | 0 | 556.2585 | 93 | 1824 | 2767.1539 | 456 | 114 | 0.21303
969 | 463.5487 | 353.4 | 200 | 800 | 0 | 100% | 98.5959 | 104.7584 | 104.8907 | 104.8907 | 1 | 104.7584 | 99.1647 | 202.2578 | 190.7384 | 190.7384 | 190.7384 | 11.5194 | 202.2578 | 56.5424 | 50.3334 | 50.3334 | 50.3334 | 6.209 | 56.5424 | 0 | 0 | 0 | 0 | 0 | 0 | 0 | 0 | 0 | 228.9154 | 184.365 | 184.365 | 184.365 | 44.5505 | 228.9154 | 2025.8634 | 2025.8634 | 745.6612 | 745.6612 | 710.5959 | 710.5959 | 0 | 0 | 569.6063 | 569.6063 | 333864761.6916 | 1198424487.2926 | 205075897.6689 | 0 | 1737.3651 | 35.2989 | 0 | 0 | 0 | 625.7908 | 93 | 1824 | 2767.1539 | 456 | 114 | 0.21325
970 | 515.0541 | 353.4 | 200 | 800 | 0 | 100% | 99.0183 | 108.7056 | 108.8001 | 108.8001 | 1 | 108.7056 | 99.3694 | 221.4185 | 208.8052 | 208.8052 | 208.8052 | 12.6133 | 221.4185 | 56.5306 | 50.3217 | 50.3217 | 50.3217 | 6.2089 | 56.5306 | 0 | 0 | 0 | 0 | 0 | 0 | 0 | 0 | 0 | 228.9879 | 184.3257 | 184.3257 | 184.3257 | 44.6621 | 228.9879 | 2108.2373 | 2108.2373 | 828.3249 | 828.3249 | 710.4351 | 710.4351 | 0 | 0 | 569.4773 | 569.4773 | 338618817.548 | 1198430939.7841 | 203902536.0601 | 0 | 1740.9523 | 38.1639 | 0 | 0 | 0 | 695.3231 | 93 | 1824 | 2767.1539 | 456 | 114 | 0.21205
971 | 566.5595 | 353.4 | 200 | 800 | 0 | 100% | 99.2352 | 112.765 | 112.8742 | 112.8742 | 1 | 112.765 | 99.5061 | 240.5506 | 226.8446 | 226.8446 | 226.8446 | 13.7059 | 240.5506 | 56.5199 | 50.311 | 50.311 | 50.311 | 6.2089 | 56.5199 | 0 | 0 | 0 | 0 | 0 | 0 | 0 | 0 | 0 | 230.4892 | 185.4433 | 185.4433 | 185.4433 | 45.0459 | 230.4892 | 2190.6139 | 2190.6139 | 910.9678 | 910.9678 | 710.2873 | 710.2873 | 0 | 0 | 569.3589 | 569.3589 | 342626754.4724 | 1198435685.376 | 202284384.3215 | 0 | 1743.3468 | 40.8187 | 0 | 0 | 0 | 764.8554 | 93 | 1824 | 2767.1539 | 456 | 114 | 0.21039
972 | 618.065 | 353.4 | 200 | 800 | 0 | 100% | 99.3836 | 116.8619 | 116.9809 | 116.9809 | 1 | 116.8619 | 99.6126 | 259.7439 | 244.9417 | 244.9417 | 244.9417 | 14.8022 | 259.7439 | 56.5101 | 50.3012 | 50.3012 | 50.3012 | 6.2089 | 56.5101 | 0 | 0 | 0 | 0 | 0 | 0 | 0 | 0 | 0 | 231.9295 | 186.5349 | 186.5349 | 186.5349 | 45.3946 | 231.9295 | 2272.9931 | 2272.9931 | 993.5924 | 993.5924 | 710.151 | 710.151 | 0 | 0 | 569.2497 | 569.2497 | 345860311.0759 | 1198439446.8741 | 200912811.2346 | 0 | 1745.2126 | 43.2653 | 0 | 0 | 0 | 834.3877 | 93 | 1824 | 2767.1539 | 456 | 114 | 0.20898
973 | 669.5704 | 353.4 | 200 | 800 | 0 | 100% | 99.4863 | 120.9913 | 121.1106 | 121.1106 | 1 | 120.9913 | 99.6761 | 279.0784 | 263.1717 | 263.1717 | 263.1717 | 15.9067 | 279.0784 | 56.501 | 50.2921 | 50.2921 | 50.2921 | 6.2089 | 56.501 | 0 | 0 | 0 | 0 | 0 | 0 | 0 | 0 | 0 | 233.3499 | 187.6053 | 187.6053 | 187.6053 | 45.7446 | 233.3499 | 2355.3745 | 2355.3745 | 1076.2008 | 1076.2008 | 710.025 | 710.025 | 0 | 0 | 569.1487 | 569.1487 | 348512454.6843 | 1198442576.4881 | 199370666.78 | 0 | 1746.3257 | 45.5376 | 0 | 0 | 0 | 903.92 | 93 | 1824 | 2767.1539 | 456 | 114 | 0.20739
974 | 721.0758 | 353.4 | 200 | 800 | 0 | 100% | 99.5662 | 125.1465 | 125.2694 | 125.2694 | 1 | 125.1465 | 99.7223 | 298.4685 | 281.454 | 281.454 | 281.454 | 17.0145 | 298.4685 | 56.4926 | 50.2837 | 50.2837 | 50.2837 | 6.2089 | 56.4926 | 0 | 0 | 0 | 0 | 0 | 0 | 0 | 0 | 0 | 234.7698 | 188.683 | 188.683 | 188.683 | 46.0868 | 234.7698 | 2437.7578 | 2437.7578 | 1158.7947 | 1158.7947 | 709.9081 | 709.9081 | 0 | 0 | 569.055 | 569.055 | 350767948.9596 | 1198445255.7181 | 197922123.2476 | 0 | 1747.1353 | 47.6418 | 0 | 0 | 0 | 973.4523 | 93 | 1824 | 2767.1539 | 456 | 114 | 0.20591
975 | 772.5812 | 353.4 | 200 | 800 | 0 | 100% | 99.589 | 129.321 | 129.4413 | 129.4413 | 1 | 129.321 | 99.7463 | 317.8697 | 299.7466 | 299.7466 | 299.7466 | 18.1231 | 317.8697 | 56.4848 | 50.2759 | 50.2759 | 50.2759 | 6.2088 | 56.4848 | 0 | 0 | 0 | 0 | 0 | 0 | 0 | 0 | 0 | 236.2085 | 189.7802 | 189.7802 | 189.7802 | 46.4284 | 236.2085 | 2520.1429 | 2520.1429 | 1241.3757 | 1241.3757 | 709.7994 | 709.7994 | 0 | 0 | 568.9678 | 568.9678 | 352773937.4612 | 1198447582.0621 | 196334112.369 | 0 | 1747.5556 | 49.5994 | 0 | 0 | 0 | 1042.9846 | 93 | 1824 | 2767.1539 | 456 | 114 | 0.20427
976 | 824.0866 | 353.4 | 200 | 800 | 0 | 100% | 99.6119 | 133.5136 | 133.6404 | 133.6404 | 1 | 133.5136 | 99.7684 | 337.2467 | 318.0162 | 318.0162 | 318.0162 | 19.2304 | 337.2467 | 56.4775 | 50.2686 | 50.2686 | 50.2686 | 6.2088 | 56.4775 | 0 | 0 | 0 | 0 | 0 | 0 | 0 | 0 | 0 | 237.7073 | 190.9345 | 190.9345 | 190.9345 | 46.7729 | 237.7073 | 2602.5297 | 2602.5297 | 1323.945 | 1323.945 | 709.6981 | 709.6981 | 0 | 0 | 568.8866 | 568.8866 | 354551823.8653 | 1198449850.1746 | 194940824.4197 | 0 | 1747.9425 | 51.4159 | 0 | 0 | 0 | 1112.5169 | 93 | 1824 | 2767.1539 | 456 | 114 | 0.20284
977 | 875.592 | 353.4 | 200 | 800 | 0 | 100% | 99.6804 | 137.7086 | 137.8382 | 137.8382 | 1 | 137.7086 | 99.7893 | 356.6458 | 336.3066 | 336.3066 | 336.3066 | 20.3392 | 356.6458 | 56.4707 | 50.2618 | 50.2618 | 50.2618 | 6.2088 | 56.4707 | 0 | 0 | 0 | 0 | 0 | 0 | 0 | 0 | 0 | 239.003 | 191.9294 | 191.9294 | 191.9294 | 47.0736 | 239.003 | 2684.9178 | 2684.9178 | 1406.5038 | 1406.5038 | 709.6034 | 709.6034 | 0 | 0 | 568.8107 | 568.8107 | 356069499.5963 | 1198451672.3016 | 193787265.5336 | 0 | 1748.3084 | 53.1057 | 0 | 0 | 0 | 1182.0492 | 93 | 1824 | 2767.1539 | 456 | 114 | 0.20166
978 | 927.0974 | 353.4 | 200 | 800 | 0 | 100% | 99.7032 | 141.904 | 142.0359 | 142.0359 | 1 | 141.904 | 99.8094 | 376.1021 | 354.6508 | 354.6508 | 354.6508 | 21.4513 | 376.1021 | 56.4643 | 50.2555 | 50.2555 | 50.2555 | 6.2088 | 56.4643 | 0 | 0 | 0 | 0 | 0 | 0 | 0 | 0 | 0 | 240.0663 | 192.7396 | 192.7396 | 192.7396 | 47.3268 | 240.0663 | 2767.3072 | 2767.3072 | 1489.0531 | 1489.0531 | 709.5146 | 709.5146 | 0 | 0 | 568.7395 | 568.7395 | 357379144.9556 | 1198452735.9217 | 192829091.1184 | 0 | 1748.661 | 54.6815 | 0 | 0 | 0 | 1251.5815 | 93 | 1824 | 2767.1539 | 456 | 114 | 0.20067
979 | 978.6028 | 353.4 | 200 | 800 | 0 | 100% | 99.7032 | 146.1012 | 146.2373 | 146.2373 | 1 | 146.1012 | 99.8295 | 395.5935 | 373.0281 | 373.0281 | 373.0281 | 22.5655 | 395.5935 | 56.4584 | 50.2495 | 50.2495 | 50.2495 | 6.2088 | 56.4584 | 0 | 0 | 0 | 0 | 0 | 0 | 0 | 0 | 0 | 240.9628 | 193.4205 | 193.4205 | 193.4205 | 47.5423 | 240.9628 | 2849.6979 | 2849.6979 | 1571.5937 | 1571.5937 | 709.4313 | 709.4313 | 0 | 0 | 568.6728 | 568.6728 | 358556590.3422 | 1198453606.0859 | 192002099.5712 | 0 | 1749.0123 | 56.154 | 0 | 0 | 0 | 1321.1138 | 93 | 1824 | 2767.1539 | 456 | 114 | 0.19982
980 | 1030.1083 | 353.4 | 200 | 800 | 0 | 100% | 99.7374 | 150.2989 | 150.4413 | 150.4413 | 1 | 150.2989 | 99.8495 | 415.07 | 391.3911 | 391.3911 | 391.3911 | 23.6789 | 415.07 | 56.4528 | 50.244 | 50.244 | 50.244 | 6.2088 | 56.4528 | 0 | 0 | 0 | 0 | 0 | 0 | 0 | 0 | 0 | 241.7582 | 194.024 | 194.024 | 194.024 | 47.7342 | 241.7582 | 2932.0896 | 2932.0896 | 1654.1266 | 1654.1266 | 709.353 | 709.353 | 0 | 0 | 568.61 | 568.61 | 359661508.0682 | 1198454194.0982 | 191247543.6791 | 0 | 1749.3632 | 57.5334 | 0 | 0 | 0 | 1390.6462 | 93 | 1824 | 2767.1539 | 456 | 114 | 0.19905
981 | 20.6022 | 402.8 | 200 | 800 | 0 | 100% | 81.3584 | 84.0801 | 84.1509 | 84.1509 | 1 | 84.0801 | 87.6924 | 93.238 | 87.9407 | 87.9407 | 87.9407 | 5.2973 | 93.238 | 62.4507 | 55.6087 | 55.6087 | 55.6087 | 6.8419 | 62.4507 | 0 | 0 | 0 | 0 | 0 | 0 | 0 | 0 | 0 | 185.109 | 150.3476 | 150.3476 | 150.3476 | 34.7613 | 185.109 | 1416.3494 | 1416.3494 | 33.2267 | 33.2267 | 812.0341 | 812.0341 | 0 | 0 | 571.0885 | 571.0885 | 33349185.688 | 1239583465.8007 | 263438292.6705 | 0 | 1536.3709 | 13.5883 | 0 | 0 | 0 | 27.8129 | 106 | 1824 | 2767.1539 | 456 | 114 | 0.27319
982 | 51.5054 | 402.8 | 200 | 800 | 0 | 100% | 83.9498 | 84.8865 | 84.9422 | 84.9422 | 1 | 84.8865 | 89.9027 | 95.651 | 90.2151 | 90.2151 | 90.2151 | 5.4359 | 95.651 | 62.4262 | 55.5851 | 55.5851 | 55.5851 | 6.8411 | 62.4262 | 0 | 0 | 0 | 0 | 0 | 0 | 0 | 0 | 0 | 191.3366 | 155.3693 | 155.3693 | 155.3693 | 35.9673 | 191.3366 | 1465.7481 | 1465.7481 | 83.0418 | 83.0418 | 811.7897 | 811.7897 | 0 | 0 | 570.9166 | 570.9166 | 81158404.1332 | 1239741579.7545 | 254194712.4428 | 0 | 1575.0947 | 15.1867 | 0 | 0 | 0 | 69.5323 | 106 | 1824 | 2767.1539 | 456 | 114 | 0.2637
983 | 154.5162 | 402.8 | 200 | 800 | 0 | 100% | 90.2511 | 88.9479 | 88.8454 | 88.8454 | 1 | 88.9479 | 94.7815 | 107.2876 | 101.1855 | 101.1855 | 101.1855 | 6.1022 | 107.2876 | 62.3631 | 55.5237 | 55.5237 | 55.5237 | 6.8394 | 62.3631 | 0 | 0 | 0 | 0 | 0 | 0 | 0 | 0 | 0 | 229.5483 | 185.5199 | 185.5199 | 185.5199 | 44.0284 | 229.5483 | 1630.4333 | 1630.4333 | 248.912 | 248.912 | 811.094 | 811.094 | 0 | 0 | 570.4273 | 570.4273 | 215350581.5447 | 1240052100.7606 | 205169933.8353 | 0 | 1660.5726 | 21.7513 | 0 | 0 | 0 | 208.5969 | 106 | 1824 | 2767.1539 | 456 | 114 | 0.21335
984 | 206.0217 | 402.8 | 200 | 800 | 0 | 100% | 93.379 | 91.7883 | 91.7769 | 91.7769 | 1 | 91.7883 | 96.3079 | 118.1564 | 111.4338 | 111.4338 | 111.4338 | 6.7226 | 118.1564 | 62.3391 | 55.5002 | 55.5002 | 55.5002 | 6.839 | 62.3391 | 0 | 0 | 0 | 0 | 0 | 0 | 0 | 0 | 0 | 248.8142 | 200.8279 | 200.8279 | 200.8279 | 47.9863 | 248.8142 | 1712.7864 | 1712.7864 | 331.763 | 331.763 | 810.8016 | 810.8016 | 0 | 0 | 570.2217 | 570.2217 | 258066782.6695 | 1240128133.0706 | 189120090.3935 | 0 | 1687.315 | 25.1257 | 0 | 0 | 0 | 278.1292 | 106 | 1824 | 2767.1539 | 456 | 114 | 0.19686
985 | 257.5271 | 402.8 | 200 | 800 | 0 | 100% | 95.8562 | 94.9552 | 95.1179 | 95.1179 | 1 | 94.9552 | 97.4691 | 135.394 | 127.6883 | 127.6883 | 127.6883 | 7.7057 | 135.394 | 62.3187 | 55.48 | 55.48 | 55.48 | 6.8387 | 62.3187 | 0 | 0 | 0 | 0 | 0 | 0 | 0 | 0 | 0 | 251.3296 | 202.6836 | 202.6836 | 202.6836 | 48.646 | 251.3296 | 1795.1451 | 1795.1451 | 414.5694 | 414.5694 | 810.5388 | 810.5388 | 0 | 0 | 570.0369 | 570.0369 | 279032198.8568 | 1240174927.0249 | 188451655.4683 | 0 | 1707.6588 | 28.3458 | 0 | 0 | 0 | 347.6615 | 106 | 1824 | 2767.1539 | 456 | 114 | 0.19618
986 | 309.0325 | 402.8 | 200 | 800 | 0 | 100% | 97.032 | 98.3547 | 98.4824 | 98.4824 | 1 | 98.3547 | 98.256 | 154.9463 | 146.1253 | 146.1253 | 146.1253 | 8.821 | 154.9463 | 62.3007 | 55.4622 | 55.4622 | 55.4622 | 6.8385 | 62.3007 | 0 | 0 | 0 | 0 | 0 | 0 | 0 | 0 | 0 | 248.2659 | 200.0433 | 200.0433 | 200.0433 | 48.2225 | 248.2659 | 1877.5087 | 1877.5087 | 497.3375 | 497.3375 | 810.3013 | 810.3013 | 0 | 0 | 569.8699 | 569.8699 | 291568415.985 | 1240205466.6754 | 189670592.9704 | 0 | 1721.4445 | 31.4975 | 0 | 0 | 0 | 417.1938 | 106 | 1824 | 2767.1539 | 456 | 114 | 0.19743
987 | 360.5379 | 402.8 | 200 | 800 | 0 | 100% | 98.0479 | 101.9928 | 102.1524 | 102.1524 | 1 | 101.9928 | 98.8223 | 175.1815 | 165.2061 | 165.2061 | 165.2061 | 9.9754 | 175.1815 | 62.2849 | 55.4465 | 55.4465 | 55.4465 | 6.8384 | 62.2849 | 0 | 0 | 0 | 0 | 0 | 0 | 0 | 0 | 0 | 246.3543 | 198.3393 | 198.3393 | 198.3393 | 48.0149 | 246.3543 | 1959.8763 | 1959.8763 | 580.0726 | 580.0726 | 810.0856 | 810.0856 | 0 | 0 | 569.7182 | 569.7182 | 300375497.9285 | 1240226705.877 | 190763844.0316 | 0 | 1731.366 | 34.4841 | 0 | 0 | 0 | 486.7262 | 106 | 1824 | 2767.1539 | 456 | 114 | 0.19855
988 | 412.0433 | 402.8 | 200 | 800 | 0 | 100% | 98.6187 | 105.8038 | 105.9505 | 105.9505 | 1 | 105.8038 | 99.1714 | 195.5453 | 184.4077 | 184.4077 | 184.4077 | 11.1376 | 195.5453 | 62.2708 | 55.4325 | 55.4325 | 55.4325 | 6.8383 | 62.2708 | 0 | 0 | 0 | 0 | 0 | 0 | 0 | 0 | 0 | 246.1666 | 198.0421 | 198.0421 | 198.0421 | 48.1245 | 246.1666 | 2042.2476 | 2042.2476 | 662.7791 | 662.7791 | 809.8888 | 809.8888 | 0 | 0 | 569.5798 | 569.5798 | 307150533.8866 | 1240238280.0246 | 190094146.7817 | 0 | 1737.483 | 37.3364 | 0 | 0 | 0 | 556.2585 | 106 | 1824 | 2767.1539 | 456 | 114 | 0.19787
989 | 463.5487 | 402.8 | 200 | 800 | 0 | 100% | 98.984 | 109.7315 | 109.8652 | 109.8652 | 1 | 109.7315 | 99.3795 | 216.0263 | 203.7196 | 203.7196 | 203.7196 | 12.3067 | 216.0263 | 62.2579 | 55.4197 | 55.4197 | 55.4197 | 6.8383 | 62.2579 | 0 | 0 | 0 | 0 | 0 | 0 | 0 | 0 | 0 | 247.1873 | 198.6919 | 198.6919 | 198.6919 | 48.4954 | 247.1873 | 2124.622 | 2124.622 | 745.4605 | 745.4605 | 809.7085 | 809.7085 | 0 | 0 | 569.453 | 569.453 | 312476342.2022 | 1240248397.3887 | 188403382.2409 | 0 | 1741.1281 | 40.0232 | 0 | 0 | 0 | 625.7908 | 106 | 1824 | 2767.1539 | 456 | 114 | 0.19613
990 | 515.0541 | 402.8 | 200 | 800 | 0 | 100% | 99.2237 | 113.7688 | 113.8902 | 113.8902 | 1 | 113.7688 | 99.5168 | 236.528 | 223.0508 | 223.0508 | 223.0508 | 13.4772 | 236.528 | 62.2462 | 55.408 | 55.408 | 55.408 | 6.8382 | 62.2462 | 0 | 0 | 0 | 0 | 0 | 0 | 0 | 0 | 0 | 249.0329 | 200.082 | 200.082 | 200.082 | 48.9509 | 249.0329 | 2206.9992 | 2206.9992 | 828.1199 | 828.1199 | 809.5428 | 809.5428 | 0 | 0 | 569.3364 | 569.3364 | 316899584.7038 | 1240254396.9241 | 186379486.9951 | 0 | 1743.5335 | 42.5215 | 0 | 0 | 0 | 695.3231 | 106 | 1824 | 2767.1539 | 456 | 114 | 0.19405
991 | 566.5595 | 402.8 | 200 | 800 | 0 | 100% | 99.395 | 117.8589 | 117.9729 | 117.9729 | 1 | 117.8589 | 99.6068 | 257.0203 | 242.3728 | 242.3728 | 242.3728 | 14.6475 | 257.0203 | 62.2355 | 55.3973 | 55.3973 | 55.3973 | 6.8382 | 62.2355 | 0 | 0 | 0 | 0 | 0 | 0 | 0 | 0 | 0 | 251.2172 | 201.7508 | 201.7508 | 201.7508 | 49.4664 | 251.2172 | 2289.3788 | 2289.3788 | 910.7599 | 910.7599 | 809.39 | 809.39 | 0 | 0 | 569.2289 | 569.2289 | 320563996.1642 | 1240259346.1546 | 184287825.5102 | 0 | 1745.1112 | 44.8415 | 0 | 0 | 0 | 764.8554 | 106 | 1824 | 2767.1539 | 456 | 114 | 0.1919
992 | 618.065 | 402.8 | 200 | 800 | 0 | 100% | 99.4863 | 121.9784 | 122.09 | 122.09 | 1 | 121.9784 | 99.6746 | 277.6056 | 261.7824 | 261.7824 | 261.7824 | 15.8232 | 277.6056 | 62.2256 | 55.3875 | 55.3875 | 55.3875 | 6.8382 | 62.2256 | 0 | 0 | 0 | 0 | 0 | 0 | 0 | 0 | 0 | 253.2324 | 203.2886 | 203.2886 | 203.2886 | 49.9438 | 253.2324 | 2371.7606 | 2371.7606 | 993.3826 | 993.3826 | 809.2485 | 809.2485 | 0 | 0 | 569.1295 | 569.1295 | 323499769.773 | 1240262663.229 | 182537004.9223 | 0 | 1746.2994 | 46.989 | 0 | 0 | 0 | 834.3877 | 106 | 1824 | 2767.1539 | 456 | 114 | 0.1901
993 | 669.5704 | 402.8 | 200 | 800 | 0 | 100% | 99.5548 | 126.1279 | 126.2441 | 126.2441 | 1 | 126.1279 | 99.7265 | 298.34 | 281.3324 | 281.3324 | 281.3324 | 17.0077 | 298.34 | 62.2165 | 55.3784 | 55.3784 | 55.3784 | 6.8381 | 62.2165 | 0 | 0 | 0 | 0 | 0 | 0 | 0 | 0 | 0 | 255.0786 | 204.7048 | 204.7048 | 204.7048 | 50.3738 | 255.0786 | 2454.1443 | 2454.1443 | 1075.9899 | 1075.9899 | 809.1173 | 809.1173 | 0 | 0 | 569.0371 | 569.0371 | 325914345.7463 | 1240265151.6587 | 181028494.5399 | 0 | 1747.208 | 48.9816 | 0 | 0 | 0 | 903.92 | 106 | 1824 | 2767.1539 | 456 | 114 | 0.18855
994 | 721.0758 | 402.8 | 200 | 800 | 0 | 100% | 99.6005 | 130.2967 | 130.4198 | 130.4198 | 1 | 130.2967 | 99.7662 | 319.1338 | 300.9381 | 300.9381 | 300.9381 | 18.1957 | 319.1338 | 62.208 | 55.3699 | 55.3699 | 55.3699 | 6.8381 | 62.208 | 0 | 0 | 0 | 0 | 0 | 0 | 0 | 0 | 0 | 256.8129 | 206.0386 | 206.0386 | 206.0386 | 50.7743 | 256.8129 | 2536.5298 | 2536.5298 | 1158.5835 | 1158.5835 | 808.9951 | 808.9951 | 0 | 0 | 568.9512 | 568.9512 | 327962962.0499 | 1240267183.5195 | 179673915.5118 | 0 | 1747.9041 | 50.8339 | 0 | 0 | 0 | 973.4523 | 106 | 1824 | 2767.1539 | 456 | 114 | 0.18716
995 | 772.5812 | 402.8 | 200 | 800 | 0 | 100% | 99.6575 | 134.4803 | 134.6047 | 134.6047 | 1 | 134.4803 | 99.7899 | 339.9248 | 320.5411 | 320.5411 | 320.5411 | 19.3836 | 339.9248 | 62.2002 | 55.362 | 55.362 | 55.362 | 6.8381 | 62.2002 | 0 | 0 | 0 | 0 | 0 | 0 | 0 | 0 | 0 | 258.5067 | 207.3462 | 207.3462 | 207.3462 | 51.1605 | 258.5067 | 2618.9168 | 2618.9168 | 1241.1646 | 1241.1646 | 808.8811 | 808.8811 | 0 | 0 | 568.8711 | 568.8711 | 329811761.4555 | 1240269023.592 | 178238426.9248 | 0 | 1748.3192 | 52.5626 | 0 | 0 | 0 | 1042.9846 | 106 | 1824 | 2767.1539 | 456 | 114 | 0.18569
996 | 824.0866 | 402.8 | 200 | 800 | 0 | 100% | 99.6918 | 138.6732 | 138.8031 | 138.8031 | 1 | 138.6732 | 99.8109 | 360.6905 | 340.1201 | 340.1201 | 340.1201 | 20.5703 | 360.6905 | 62.1928 | 55.3547 | 55.3547 | 55.3547 | 6.8381 | 62.1928 | 0 | 0 | 0 | 0 | 0 | 0 | 0 | 0 | 0 | 260.1604 | 208.6207 | 208.6207 | 208.6207 | 51.5397 | 260.1604 | 2701.3052 | 2701.3052 | 1323.7345 | 1323.7345 | 808.7746 | 808.7746 | 0 | 0 | 568.7962 | 568.7962 | 331419143.8996 | 1240270818.883 | 176997044.4976 | 0 | 1748.687 | 54.1743 | 0 | 0 | 0 | 1112.5169 | 106 | 1824 | 2767.1539 | 456 | 114 | 0.18441
997 | 875.592 | 402.8 | 200 | 800 | 0 | 100% | 99.7146 | 142.8689 | 143.0012 | 143.0012 | 1 | 142.8689 | 99.8311 | 381.5092 | 359.749 | 359.749 | 359.749 | 21.7602 | 381.5092 | 62.1859 | 55.3477 | 55.3477 | 55.3477 | 6.8381 | 62.1859 | 0 | 0 | 0 | 0 | 0 | 0 | 0 | 0 | 0 | 261.5474 | 209.6885 | 209.6885 | 209.6885 | 51.8589 | 261.5474 | 2783.6949 | 2783.6949 | 1406.2942 | 1406.2942 | 808.6747 | 808.6747 | 0 | 0 | 568.7259 | 568.7259 | 332776508.963 | 1240272494.5276 | 175991470.8384 | 0 | 1749.0405 | 55.68 | 0 | 0 | 0 | 1182.0492 | 106 | 1824 | 2767.1539 | 456 | 114 | 0.18338
998 | 927.0974 | 402.8 | 200 | 800 | 0 | 100% | 99.7374 | 147.0664 | 147.2019 | 147.2019 | 1 | 147.0664 | 99.8512 | 402.3854 | 379.432 | 379.432 | 379.432 | 22.9534 | 402.3854 | 62.1794 | 55.3413 | 55.3413 | 55.3413 | 6.8381 | 62.1794 | 0 | 0 | 0 | 0 | 0 | 0 | 0 | 0 | 0 | 262.6953 | 210.5696 | 210.5696 | 210.5696 | 52.1258 | 262.6953 | 2866.0858 | 2866.0858 | 1488.8448 | 1488.8448 | 808.581 | 808.581 | 0 | 0 | 568.66 | 568.66 | 333962474.8015 | 1240274146.5285 | 175156767.8259 | 0 | 1749.3934 | 57.0891 | 0 | 0 | 0 | 1251.5815 | 106 | 1824 | 2767.1539 | 456 | 114 | 0.18252
999 | 978.6028 | 402.8 | 200 | 800 | 0 | 100% | 99.7603 | 151.2645 | 151.4049 | 151.4049 | 1 | 151.2645 | 99.8713 | 423.2853 | 399.1372 | 399.1372 | 399.1372 | 24.1481 | 423.2853 | 62.1732 | 55.3352 | 55.3352 | 55.3352 | 6.8381 | 62.1732 | 0 | 0 | 0 | 0 | 0 | 0 | 0 | 0 | 0 | 263.6647 | 211.3113 | 211.3113 | 211.3113 | 52.3534 | 263.6647 | 2948.4777 | 2948.4777 | 1571.3869 | 1571.3869 | 808.4928 | 808.4928 | 0 | 0 | 568.598 | 568.598 | 335037475.0448 | 1240275548.0619 | 174432168.9748 | 0 | 1749.7452 | 58.411 | 0 | 0 | 0 | 1321.1138 | 106 | 1824 | 2767.1539 | 456 | 114 | 0.18178
1000 | 1030.1083 | 402.8 | 200 | 800 | 0 | 100% | 99.7831 | 155.4632 | 155.6079 | 155.6079 | 1 | 155.4632 | 99.8913 | 444.1744 | 418.8321 | 418.8321 | 418.8321 | 25.3422 | 444.1744 | 62.1675 | 55.3294 | 55.3294 | 55.3294 | 6.8381 | 62.1675 | 0 | 0 | 0 | 0 | 0 | 0 | 0 | 0 | 0 | 264.5186 | 211.9647 | 211.9647 | 211.9647 | 52.5539 | 264.5186 | 3030.8705 | 3030.8705 | 1653.9214 | 1653.9214 | 808.4096 | 808.4096 | 0 | 0 | 568.5395 | 568.5395 | 336015925.9781 | 1240276550.3558 | 173803658.783 | 0 | 1750.0961 | 59.6531 | 0 | 0 | 0 | 1390.6462 | 106 | 1824 | 2767.1539 | 456 | 114 | 0.18113
1001 | 20.6022 | 452.2 | 200 | 800 | 0 | 100% | 86.3128 | 87.2137 | 87.318 | 87.318 | 1 | 87.2137 | 90.6251 | 98.0251 | 92.4528 | 92.4528 | 92.4528 | 5.5723 | 98.0251 | 68.2035 | 60.7274 | 60.7274 | 60.7274 | 7.476 | 68.2035 | 0 | 0 | 0 | 0 | 0 | 0 | 0 | 0 | 0 | 172.2943 | 139.7885 | 139.7885 | 139.7885 | 32.5057 | 172.2943 | 1515.06 | 1515.06 | 33.2075 | 33.2075 | 911.0949 | 911.0949 | 0 | 0 | 570.7576 | 570.7576 | 31699828.3126 | 1273569764.4721 | 282482708.7438 | 0 | 1587.7523 | 20.281 | 0 | 0 | 0 | 27.8129 | 119 | 1824 | 2767.1539 | 456 | 114 | 0.29275
1002 | 51.5054 | 452.2 | 200 | 800 | 0 | 100% | 87.8653 | 88.4468 | 88.5064 | 88.5064 | 1 | 88.4468 | 92.2045 | 100.4764 | 94.7634 | 94.7634 | 94.7634 | 5.713 | 100.4764 | 68.1814 | 60.706 | 60.706 | 60.706 | 7.4754 | 68.1814 | 0 | 0 | 0 | 0 | 0 | 0 | 0 | 0 | 0 | 182.8848 | 148.3044 | 148.3044 | 148.3044 | 34.5804 | 182.8848 | 1564.4652 | 1564.4652 | 82.9972 | 82.9972 | 910.8585 | 910.8585 | 0 | 0 | 570.6095 | 570.6095 | 77227193.3337 | 1273691655.3806 | 264503214.2803 | 0 | 1615.4221 | 22.0225 | 0 | 0 | 0 | 69.5323 | 119 | 1824 | 2767.1539 | 456 | 114 | 0.27429
1003 | 154.5162 | 452.2 | 200 | 800 | 0 | 100% | 92.5913 | 93.2735 | 93.2224 | 93.2224 | 1 | 93.2735 | 96.0424 | 113.1301 | 106.6931 | 106.6931 | 106.6931 | 6.4371 | 113.1301 | 68.1234 | 60.6495 | 60.6495 | 60.6495 | 7.474 | 68.1234 | 0 | 0 | 0 | 0 | 0 | 0 | 0 | 0 | 0 | 229.6158 | 185.3591 | 185.3591 | 185.3591 | 44.2567 | 229.6158 | 1729.1674 | 1729.1674 | 248.8056 | 248.8056 | 910.1784 | 910.1784 | 0 | 0 | 570.1834 | 570.1834 | 204096324.1535 | 1273929213.5276 | 204637553.5923 | 0 | 1682.6631 | 28.0328 | 0 | 0 | 0 | 208.5969 | 119 | 1824 | 2767.1539 | 456 | 114 | 0.2128
1004 | 206.0217 | 452.2 | 200 | 800 | 0 | 100% | 95.1941 | 96.2106 | 96.2237 | 96.2237 | 1 | 96.2106 | 97.3239 | 124.8422 | 117.7366 | 117.7366 | 117.7366 | 7.1056 | 124.8422 | 68.1009 | 60.6273 | 60.6273 | 60.6273 | 7.4736 | 68.1009 | 0 | 0 | 0 | 0 | 0 | 0 | 0 | 0 | 0 | 250.4381 | 201.8568 | 201.8568 | 201.8568 | 48.5814 | 250.4381 | 1811.5271 | 1811.5271 | 331.6354 | 331.6354 | 909.8894 | 909.8894 | 0 | 0 | 570.0024 | 570.0024 | 244098272.5071 | 1273988766.7845 | 187027279.8848 | 0 | 1705.1143 | 30.9595 | 0 | 0 | 0 | 278.1292 | 119 | 1824 | 2767.1539 | 456 | 114 | 0.19472
1005 | 257.5271 | 452.2 | 200 | 800 | 0 | 100% | 96.9635 | 99.5761 | 99.669 | 99.669 | 1 | 99.5761 | 98.1179 | 143.1735 | 135.0224 | 135.0224 | 135.0224 | 8.1512 | 143.1735 | 68.0815 | 60.6081 | 60.6081 | 60.6081 | 7.4734 | 68.0815 | 0 | 0 | 0 | 0 | 0 | 0 | 0 | 0 | 0 | 258.3992 | 208.0231 | 208.0231 | 208.0231 | 50.3761 | 258.3992 | 1893.8915 | 1893.8915 | 414.4251 | 414.4251 | 909.6279 | 909.6279 | 0 | 0 | 569.8385 | 569.8385 | 263758064.9581 | 1274024486.3018 | 181242219.4221 | 0 | 1719.0248 | 33.883 | 0 | 0 | 0 | 347.6615 | 119 | 1824 | 2767.1539 | 456 | 114 | 0.18877
1006 | 309.0325 | 452.2 | 200 | 800 | 0 | 100% | 97.7169 | 103.1867 | 103.3868 | 103.3868 | 1 | 103.1867 | 98.7218 | 164.0431 | 154.7014 | 154.7014 | 154.7014 | 9.3416 | 164.0431 | 68.0644 | 60.5911 | 60.5911 | 60.5911 | 7.4733 | 68.0644 | 0 | 0 | 0 | 0 | 0 | 0 | 0 | 0 | 0 | 260.3785 | 209.4204 | 209.4204 | 209.4204 | 50.9582 | 260.3785 | 1976.26 | 1976.26 | 497.1802 | 497.1802 | 909.3902 | 909.3902 | 0 | 0 | 569.6896 | 569.6896 | 275251717.059 | 1274048066.0762 | 180306938.3366 | 0 | 1729.6067 | 36.6434 | 0 | 0 | 0 | 417.1938 | 119 | 1824 | 2767.1539 | 456 | 114 | 0.18781
1007 | 360.5379 | 452.2 | 200 | 800 | 0 | 100% | 98.5388 | 106.9179 | 107.0616 | 107.0616 | 1 | 106.9179 | 99.1107 | 185.6062 | 175.0343 | 175.0343 | 175.0343 | 10.5719 | 185.6062 | 68.049 | 60.5758 | 60.5758 | 60.5758 | 7.4731 | 68.049 | 0 | 0 | 0 | 0 | 0 | 0 | 0 | 0 | 0 | 260.4125 | 209.2834 | 209.2834 | 209.2834 | 51.1292 | 260.4125 | 2058.6319 | 2058.6319 | 579.9051 | 579.9051 | 909.1731 | 909.1731 | 0 | 0 | 569.5537 | 569.5537 | 283371280.7094 | 1274064312.6669 | 178983568.9455 | 0 | 1736.4192 | 39.2857 | 0 | 0 | 0 | 486.7262 | 119 | 1824 | 2767.1539 | 456 | 114 | 0.18645
1008 | 412.0433 | 452.2 | 200 | 800 | 0 | 100% | 98.9384 | 110.8558 | 110.9852 | 110.9852 | 1 | 110.8558 | 99.3275 | 207.2751 | 195.4665 | 195.4665 | 195.4665 | 11.8086 | 207.2751 | 68.0351 | 60.562 | 60.562 | 60.562 | 7.4731 | 68.0351 | 0 | 0 | 0 | 0 | 0 | 0 | 0 | 0 | 0 | 263.015 | 211.2349 | 211.2349 | 211.2349 | 51.7801 | 263.015 | 2141.0069 | 2141.0069 | 662.6037 | 662.6037 | 908.9742 | 908.9742 | 0 | 0 | 569.429 | 569.429 | 289668800.3055 | 1274074903.7273 | 176474352.0771 | 0 | 1740.2181 | 41.8051 | 0 | 0 | 0 | 556.2585 | 119 | 1824 | 2767.1539 | 456 | 114 | 0.18388
1009 | 463.5487 | 452.2 | 200 | 800 | 0 | 100% | 99.2466 | 114.8676 | 114.9858 | 114.9858 | 1 | 114.8676 | 99.4868 | 229.0301 | 215.9796 | 215.9796 | 215.9796 | 13.0505 | 229.0301 | 68.0225 | 60.5495 | 60.5495 | 60.5495 | 7.473 | 68.0225 | 0 | 0 | 0 | 0 | 0 | 0 | 0 | 0 | 0 | 265.5094 | 213.1371 | 213.1371 | 213.1371 | 52.3722 | 265.5094 | 2223.3846 | 2223.3846 | 745.279 | 745.279 | 908.7912 | 908.7912 | 0 | 0 | 569.3144 | 569.3144 | 294670933.8904 | 1274082192.9759 | 174255707.0601 | 0 | 1743.0088 | 44.1485 | 0 | 0 | 0 | 625.7908 | 119 | 1824 | 2767.1539 | 456 | 114 | 0.1816
1010 | 515.0541 | 452.2 | 200 | 800 | 0 | 100% | 99.395 | 118.9372 | 119.0379 | 119.0379 | 1 | 118.9372 | 99.5887 | 250.7973 | 236.504 | 236.504 | 236.504 | 14.2933 | 250.7973 | 68.0109 | 60.5379 | 60.5379 | 60.5379 | 7.473 | 68.0109 | 0 | 0 | 0 | 0 | 0 | 0 | 0 | 0 | 0 | 268.2052 | 215.2122 | 215.2122 | 215.2122 | 52.993 | 268.2052 | 2305.7647 | 2305.7647 | 827.9339 | 827.9339 | 908.6222 | 908.6222 | 0 | 0 | 569.2085 | 569.2085 | 298780860.3286 | 1274087455.8862 | 171925532.5213 | 0 | 1744.7938 | 46.3343 | 0 | 0 | 0 | 695.3231 | 119 | 1824 | 2767.1539 | 456 | 114 | 0.1792
1011 | 566.5595 | 452.2 | 200 | 800 | 0 | 100% | 99.4635 | 123.0569 | 123.1564 | 123.1564 | 1 | 123.0569 | 99.6569 | 272.597 | 257.0588 | 257.0588 | 257.0588 | 15.5382 | 272.597 | 68.0003 | 60.5273 | 60.5273 | 60.5273 | 7.473 | 68.0003 | 0 | 0 | 0 | 0 | 0 | 0 | 0 | 0 | 0 | 271.1434 | 217.4869 | 217.4869 | 217.4869 | 53.6565 | 271.1434 | 2388.1468 | 2388.1468 | 910.5705 | 910.5705 | 908.4658 | 908.4658 | 0 | 0 | 569.1106 | 569.1106 | 302147088.196 | 1274091970.8257 | 169750329.8594 | 0 | 1745.9894 | 48.3697 | 0 | 0 | 0 | 764.8554 | 119 | 1824 | 2767.1539 | 456 | 114 | 0.17697
1012 | 618.065 | 452.2 | 200 | 800 | 0 | 100% | 99.5548 | 127.1997 | 127.3092 | 127.3092 | 1 | 127.1997 | 99.7164 | 294.5259 | 277.7352 | 277.7352 | 277.7352 | 16.7907 | 294.5259 | 67.9904 | 60.5174 | 60.5174 | 60.5174 | 7.473 | 67.9904 | 0 | 0 | 0 | 0 | 0 | 0 | 0 | 0 | 0 | 273.6756 | 219.4469 | 219.4469 | 219.4469 | 54.2287 | 273.6756 | 2470.5309 | 2470.5309 | 993.1908 | 993.1908 | 908.3206 | 908.3206 | 0 | 0 | 569.0196 | 569.0196 | 304826666.3512 | 1274094923.6781 | 168110450.4015 | 0 | 1747.032 | 50.2573 | 0 | 0 | 0 | 834.3877 | 119 | 1824 | 2767.1539 | 456 | 114 | 0.17529
1013 | 669.5704 | 452.2 | 200 | 800 | 0 | 100% | 99.5776 | 131.3543 | 131.4734 | 131.4734 | 1 | 131.3543 | 99.7672 | 316.592 | 298.5408 | 298.5408 | 298.5408 | 18.0512 | 316.592 | 67.9813 | 60.5083 | 60.5083 | 60.5083 | 7.4729 | 67.9813 | 0 | 0 | 0 | 0 | 0 | 0 | 0 | 0 | 0 | 275.7092 | 221.0137 | 221.0137 | 221.0137 | 54.6956 | 275.7092 | 2552.9167 | 2552.9167 | 1075.7965 | 1075.7965 | 908.1853 | 908.1853 | 0 | 0 | 568.9348 | 568.9348 | 307042100.2182 | 1274097057.3679 | 166782399.5536 | 0 | 1747.9216 | 52.0143 | 0 | 0 | 0 | 903.92 | 119 | 1824 | 2767.1539 | 456 | 114 | 0.17392
1014 | 721.0758 | 452.2 | 200 | 800 | 0 | 100% | 99.6804 | 135.5228 | 135.6509 | 135.6509 | 1 | 135.5228 | 99.8068 | 338.7125 | 319.3975 | 319.3975 | 319.3975 | 19.315 | 338.7125 | 67.9728 | 60.4998 | 60.4998 | 60.4998 | 7.4729 | 67.9728 | 0 | 0 | 0 | 0 | 0 | 0 | 0 | 0 | 0 | 277.5469 | 222.4277 | 222.4277 | 222.4277 | 55.1192 | 277.5469 | 2635.304 | 2635.304 | 1158.3891 | 1158.3891 | 908.0591 | 908.0591 | 0 | 0 | 568.8558 | 568.8558 | 308942619.7658 | 1274098564.1849 | 165574055.0584 | 0 | 1748.6152 | 53.6541 | 0 | 0 | 0 | 973.4523 | 119 | 1824 | 2767.1539 | 456 | 114 | 0.17268
1015 | 772.5812 | 452.2 | 200 | 800 | 0 | 100% | 99.7374 | 139.7049 | 139.8314 | 139.8314 | 1 | 139.7049 | 99.8287 | 360.8197 | 340.2415 | 340.2415 | 340.2415 | 20.5782 | 360.8197 | 67.9648 | 60.4919 | 60.4919 | 60.4919 | 7.4729 | 67.9648 | 0 | 0 | 0 | 0 | 0 | 0 | 0 | 0 | 0 | 279.3544 | 223.8217 | 223.8217 | 223.8217 | 55.5327 | 279.3544 | 2717.6927 | 2717.6927 | 1240.9698 | 1240.9698 | 907.9411 | 907.9411 | 0 | 0 | 568.7818 | 568.7818 | 310634215.147 | 1274100071.0019 | 164265084.5508 | 0 | 1748.9994 | 55.1931 | 0 | 0 | 0 | 1042.9846 | 119 | 1824 | 2767.1539 | 456 | 114 | 0.17134
1016 | 824.0866 | 452.2 | 200 | 800 | 0 | 100% | 99.7489 | 143.8994 | 144.0296 | 144.0296 | 1 | 143.8994 | 99.8487 | 382.9393 | 361.0971 | 361.0971 | 361.0971 | 21.8422 | 382.9393 | 67.9574 | 60.4845 | 60.4845 | 60.4845 | 7.4729 | 67.9574 | 0 | 0 | 0 | 0 | 0 | 0 | 0 | 0 | 0 | 281.0952 | 225.1698 | 225.1698 | 225.1698 | 55.9253 | 281.0952 | 2800.0826 | 2800.0826 | 1323.5398 | 1323.5398 | 907.8304 | 907.8304 | 0 | 0 | 568.7125 | 568.7125 | 312079790.3887 | 1274101418.0143 | 163168310.9867 | 0 | 1749.3495 | 56.6335 | 0 | 0 | 0 | 1112.5169 | 119 | 1824 | 2767.1539 | 456 | 114 | 0.17021
1017 | 875.592 | 452.2 | 200 | 800 | 0 | 100% | 99.7717 | 148.0963 | 148.2306 | 148.2306 | 1 | 148.0963 | 99.8687 | 405.1022 | 381.9933 | 381.9933 | 381.9933 | 23.1089 | 405.1022 | 67.9504 | 60.4775 | 60.4775 | 60.4775 | 7.4729 | 67.9504 | 0 | 0 | 0 | 0 | 0 | 0 | 0 | 0 | 0 | 282.5677 | 226.3086 | 226.3086 | 226.3086 | 56.2591 | 282.5677 | 2882.4737 | 2882.4737 | 1406.0999 | 1406.0999 | 907.7264 | 907.7264 | 0 | 0 | 568.6473 | 568.6473 | 313339282.5024 | 1274102657.9718 | 162257557.9218 | 0 | 1749.6995 | 57.9832 | 0 | 0 | 0 | 1182.0492 | 119 | 1824 | 2767.1539 | 456 | 114 | 0.16927
1018 | 927.0974 | 452.2 | 200 | 800 | 0 | 100% | 99.7945 | 152.2934 | 152.4309 | 152.4309 | 1 | 152.2934 | 99.8886 | 427.3005 | 402.9229 | 402.9229 | 402.9229 | 24.3776 | 427.3005 | 67.9438 | 60.4709 | 60.4709 | 60.4709 | 7.4729 | 67.9438 | 0 | 0 | 0 | 0 | 0 | 0 | 0 | 0 | 0 | 283.7972 | 227.2554 | 227.2554 | 227.2554 | 56.5418 | 283.7972 | 2964.8658 | 2964.8658 | 1488.6512 | 1488.6512 | 907.6285 | 907.6285 | 0 | 0 | 568.586 | 568.586 | 314432855.8419 | 1274103841.4508 | 161512086.5129 | 0 | 1750.0488 | 59.2511 | 0 | 0 | 0 | 1251.5815 | 119 | 1824 | 2767.1539 | 456 | 114 | 0.16851
1019 | 978.6028 | 452.2 | 200 | 800 | 0 | 100% | 99.8288 | 156.4914 | 156.6314 | 156.6314 | 1 | 156.4914 | 99.9077 | 449.5363 | 423.8876 | 423.8876 | 423.8876 | 25.6486 | 449.5363 | 67.9376 | 60.4647 | 60.4647 | 60.4647 | 7.4729 | 67.9376 | 0 | 0 | 0 | 0 | 0 | 0 | 0 | 0 | 0 | 284.8191 | 228.04 | 228.04 | 228.04 | 56.7791 | 284.8191 | 3047.2588 | 3047.2588 | 1571.1943 | 1571.1943 | 907.5363 | 907.5363 | 0 | 0 | 568.5282 | 568.5282 | 315403541.5059 | 1274104916.9802 | 160873633.3898 | 0 | 1750.3821 | 60.4445 | 0 | 0 | 0 | 1321.1138 | 119 | 1824 | 2767.1539 | 456 | 114 | 0.16785
1020 | 1030.1083 | 452.2 | 200 | 800 | 0 | 100% | 99.8288 | 160.6903 | 160.8265 | 160.8265 | 1 | 160.6903 | 99.919 | 471.7734 | 444.8536 | 444.8536 | 444.8536 | 26.9198 | 471.7734 | 67.9317 | 60.4588 | 60.4588 | 60.4588 | 7.4729 | 67.9317 | 0 | 0 | 0 | 0 | 0 | 0 | 0 | 0 | 0 | 285.7184 | 228.7286 | 228.7286 | 228.7286 | 56.9897 | 285.7184 | 3129.6527 | 3129.6527 | 1653.7299 | 1653.7299 | 907.4491 | 907.4491 | 0 | 0 | 568.4737 | 568.4737 | 316303923.8205 | 1274105992.5097 | 160170530.1767 | 0 | 1750.5804 | 61.5726 | 0 | 0 | 0 | 1390.6462 | 119 | 1824 | 2767.1539 | 456 | 114 | 0.16713
1021 | 20.6022 | 501.6 | 200 | 800 | 0 | 100% | 89.0068 | 91.2636 | 91.372 | 91.372 | 1 | 91.2636 | 92.4059 | 102.304 | 96.4857 | 96.4857 | 96.4857 | 5.8183 | 102.304 | 73.9807 | 65.8678 | 65.8678 | 65.8678 | 8.1129 | 73.9807 | 0 | 0 | 0 | 0 | 0 | 0 | 0 | 0 | 0 | 169.1576 | 137.1098 | 137.1098 | 137.1098 | 32.0478 | 169.1576 | 1613.7827 | 1613.7827 | 33.1908 | 33.1908 | 1010.1202 | 1010.1202 | 0 | 0 | 570.4717 | 570.4717 | 30361673.1886 | 1301798975.7713 | 286789869.3669 | 0 | 1618.9505 | 26.6475 | 0 | 0 | 0 | 27.8129 | 132 | 1824 | 2767.1539 | 456 | 114 | 0.29718
1022 | 51.5054 | 501.6 | 200 | 800 | 0 | 100% | 90.2626 | 92.663 | 92.7463 | 92.7463 | 1 | 92.663 | 93.69 | 104.8965 | 98.9295 | 98.9295 | 98.9295 | 5.967 | 104.8965 | 73.9604 | 65.8481 | 65.8481 | 65.8481 | 8.1123 | 73.9604 | 0 | 0 | 0 | 0 | 0 | 0 | 0 | 0 | 0 | 181.4328 | 146.935 | 146.935 | 146.935 | 34.4978 | 181.4328 | 1663.1931 | 1663.1931 | 82.9584 | 82.9584 | 1009.8919 | 1009.8919 | 0 | 0 | 570.3428 | 570.3428 | 73904858.5649 | 1301896519.603 | 265647226.3139 | 0 | 1641.4486 | 28.2395 | 0 | 0 | 0 | 69.5323 | 132 | 1824 | 2767.1539 | 456 | 114 | 0.27546
1023 | 154.5162 | 501.6 | 200 | 800 | 0 | 100% | 94.6918 | 97.7656 | 97.7217 | 97.7217 | 1 | 97.7656 | 97.0036 | 118.7049 | 111.9482 | 111.9482 | 111.9482 | 6.7567 | 118.7049 | 73.9065 | 65.7954 | 65.7954 | 65.7954 | 8.1112 | 73.9065 | 0 | 0 | 0 | 0 | 0 | 0 | 0 | 0 | 0 | 230.3767 | 185.7579 | 185.7579 | 185.7579 | 44.6188 | 230.3767 | 1827.9093 | 1827.9093 | 248.7118 | 248.7118 | 1009.2291 | 1009.2291 | 0 | 0 | 569.9685 | 569.9685 | 194408442.9752 | 1302085536.3768 | 203008394.6002 | 0 | 1699.5024 | 33.4641 | 0 | 0 | 0 | 208.5969 | 132 | 1824 | 2767.1539 | 456 | 114 | 0.21113
1024 | 206.0217 | 501.6 | 200 | 800 | 0 | 100% | 96.2329 | 101.0197 | 101.0003 | 101.0003 | 1 | 101.0197 | 97.8706 | 131.2309 | 123.7593 | 123.7593 | 123.7593 | 7.4716 | 131.2309 | 73.8855 | 65.7746 | 65.7746 | 65.7746 | 8.1109 | 73.8855 | 0 | 0 | 0 | 0 | 0 | 0 | 0 | 0 | 0 | 257.7671 | 207.5194 | 207.5194 | 207.5194 | 50.2477 | 257.7671 | 1910.2746 | 1910.2746 | 331.5222 | 331.5222 | 1008.9446 | 1008.9446 | 0 | 0 | 569.8078 | 569.8078 | 232103198.9146 | 1302128794.22 | 180461342.3839 | 0 | 1714.6933 | 36.1755 | 0 | 0 | 0 | 278.1292 | 132 | 1824 | 2767.1539 | 456 | 114 | 0.18797
1025 | 257.5271 | 501.6 | 200 | 800 | 0 | 100% | 97.4315 | 104.545 | 104.6658 | 104.6658 | 1 | 104.545 | 98.4934 | 150.6206 | 142.0429 | 142.0429 | 142.0429 | 8.5776 | 150.6206 | 73.8669 | 65.7562 | 65.7562 | 65.7562 | 8.1107 | 73.8669 | 0 | 0 | 0 | 0 | 0 | 0 | 0 | 0 | 0 | 270.0541 | 217.1414 | 217.1414 | 217.1414 | 52.9127 | 270.0541 | 1992.6437 | 1992.6437 | 414.2964 | 414.2964 | 1008.6857 | 1008.6857 | 0 | 0 | 569.6616 | 569.6616 | 250585355.4878 | 1302156940.6551 | 172862135.8397 | 0 | 1725.6044 | 38.7443 | 0 | 0 | 0 | 347.6615 | 132 | 1824 | 2767.1539 | 456 | 114 | 0.18017
1026 | 309.0325 | 501.6 | 200 | 800 | 0 | 100% | 98.2991 | 108.1787 | 108.3219 | 108.3219 | 1 | 108.1787 | 98.9886 | 172.724 | 162.8854 | 162.8854 | 162.8854 | 9.8386 | 172.724 | 73.8504 | 65.7399 | 65.7399 | 65.7399 | 8.1106 | 73.8504 | 0 | 0 | 0 | 0 | 0 | 0 | 0 | 0 | 0 | 272.6048 | 218.991 | 218.991 | 218.991 | 53.6138 | 272.6048 | 2075.0163 | 2075.0163 | 497.0391 | 497.0391 | 1008.4492 | 1008.4492 | 0 | 0 | 569.528 | 569.528 | 261307885.6343 | 1302175066.8944 | 170797353.5624 | 0 | 1734.2803 | 41.1539 | 0 | 0 | 0 | 417.1938 | 132 | 1824 | 2767.1539 | 456 | 114 | 0.17805
1027 | 360.5379 | 501.6 | 200 | 800 | 0 | 100% | 98.7671 | 112.0602 | 112.1671 | 112.1671 | 1 | 112.0602 | 99.2367 | 195.5367 | 184.3964 | 184.3964 | 184.3964 | 11.1403 | 195.5367 | 73.8355 | 65.725 | 65.725 | 65.725 | 8.1105 | 73.8355 | 0 | 0 | 0 | 0 | 0 | 0 | 0 | 0 | 0 | 276.2842 | 221.7906 | 221.7906 | 221.7906 | 54.4936 | 276.2842 | 2157.3919 | 2157.3919 | 579.7542 | 579.7542 | 1008.2322 | 1008.2322 | 0 | 0 | 569.4055 | 569.4055 | 268888307.7077 | 1302188871.7859 | 167550635.7727 | 0 | 1738.6278 | 43.5063 | 0 | 0 | 0 | 486.7262 | 132 | 1824 | 2767.1539 | 456 | 114 | 0.17471
1028 | 412.0433 | 501.6 | 200 | 800 | 0 | 100% | 99.1667 | 116.0347 | 116.1549 | 116.1549 | 1 | 116.0347 | 99.4357 | 218.4265 | 205.9798 | 205.9798 | 205.9798 | 12.4467 | 218.4265 | 73.8219 | 65.7114 | 65.7114 | 65.7114 | 8.1104 | 73.8219 | 0 | 0 | 0 | 0 | 0 | 0 | 0 | 0 | 0 | 279.8112 | 224.4997 | 224.4997 | 224.4997 | 55.3115 | 279.8112 | 2239.7701 | 2239.7701 | 662.445 | 662.445 | 1008.0324 | 1008.0324 | 0 | 0 | 569.2927 | 569.2927 | 274803592.0142 | 1302198722.0573 | 165110397.4914 | 0 | 1742.1127 | 45.6946 | 0 | 0 | 0 | 556.2585 | 132 | 1824 | 2767.1539 | 456 | 114 | 0.1722
1029 | 463.5487 | 501.6 | 200 | 800 | 0 | 100% | 99.3379 | 120.081 | 120.1742 | 120.1742 | 1 | 120.081 | 99.5494 | 241.4115 | 227.6526 | 227.6526 | 227.6526 | 13.7589 | 241.4115 | 73.8094 | 65.699 | 65.699 | 65.699 | 8.1104 | 73.8094 | 0 | 0 | 0 | 0 | 0 | 0 | 0 | 0 | 0 | 283.2905 | 227.1919 | 227.1919 | 227.1919 | 56.0985 | 283.2905 | 2322.1506 | 2322.1506 | 745.1142 | 745.1142 | 1007.8479 | 1007.8479 | 0 | 0 | 569.1885 | 569.1885 | 279473518.2917 | 1302207130.663 | 162424278.2096 | 0 | 1744.1049 | 47.7572 | 0 | 0 | 0 | 625.7908 | 132 | 1824 | 2767.1539 | 456 | 114 | 0.16945
1030 | 515.0541 | 501.6 | 200 | 800 | 0 | 100% | 99.4521 | 124.1765 | 124.2687 | 124.2687 | 1 | 124.1765 | 99.6364 | 264.4197 | 249.3472 | 249.3472 | 249.3472 | 15.0726 | 264.4197 | 73.7979 | 65.6876 | 65.6876 | 65.6876 | 8.1104 | 73.7979 | 0 | 0 | 0 | 0 | 0 | 0 | 0 | 0 | 0 | 286.7682 | 229.8917 | 229.8917 | 229.8917 | 56.8765 | 286.7682 | 2404.5332 | 2404.5332 | 827.7643 | 827.7643 | 1007.677 | 1007.677 | 0 | 0 | 569.0919 | 569.0919 | 283306719.648 | 1302211696.8394 | 160110692.2027 | 0 | 1745.6291 | 49.6788 | 0 | 0 | 0 | 695.3231 | 132 | 1824 | 2767.1539 | 456 | 114 | 0.16707
1031 | 566.5595 | 501.6 | 200 | 800 | 0 | 100% | 99.5205 | 128.3143 | 128.4129 | 128.4129 | 1 | 128.3143 | 99.697 | 287.4659 | 271.0772 | 271.0772 | 271.0772 | 16.3887 | 287.4659 | 73.7873 | 65.677 | 65.677 | 65.677 | 8.1103 | 73.7873 | 0 | 0 | 0 | 0 | 0 | 0 | 0 | 0 | 0 | 290.2438 | 232.606 | 232.606 | 232.606 | 57.6378 | 290.2438 | 2486.9176 | 2486.9176 | 910.3972 | 910.3972 | 1007.5182 | 1007.5182 | 0 | 0 | 569.0022 | 569.0022 | 286448176.1585 | 1302215070.4983 | 158028050.5215 | 0 | 1746.6913 | 51.4736 | 0 | 0 | 0 | 764.8554 | 132 | 1824 | 2767.1539 | 456 | 114 | 0.16493
1032 | 618.065 | 501.6 | 200 | 800 | 0 | 100% | 99.6005 | 132.4544 | 132.5667 | 132.5667 | 1 | 132.4544 | 99.7563 | 310.6536 | 292.9405 | 292.9405 | 292.9405 | 17.7131 | 310.6536 | 73.7775 | 65.6672 | 65.6672 | 65.6672 | 8.1103 | 73.7775 | 0 | 0 | 0 | 0 | 0 | 0 | 0 | 0 | 0 | 292.8766 | 234.6381 | 234.6381 | 234.6381 | 58.2385 | 292.8766 | 2569.3037 | 2569.3037 | 993.0147 | 993.0147 | 1007.3702 | 1007.3702 | 0 | 0 | 568.9187 | 568.9187 | 288921018.4985 | 1302217893.3599 | 156591670.1235 | 0 | 1747.7306 | 53.1425 | 0 | 0 | 0 | 834.3877 | 132 | 1824 | 2767.1539 | 456 | 114 | 0.16346
1033 | 669.5704 | 501.6 | 200 | 800 | 0 | 100% | 99.6689 | 136.6086 | 136.7313 | 136.7313 | 1 | 136.6086 | 99.8061 | 334.0021 | 314.9552 | 314.9552 | 314.9552 | 19.0469 | 334.0021 | 73.7684 | 65.6581 | 65.6581 | 65.6581 | 8.1103 | 73.7684 | 0 | 0 | 0 | 0 | 0 | 0 | 0 | 0 | 0 | 294.9663 | 236.2485 | 236.2485 | 236.2485 | 58.7178 | 294.9663 | 2651.6913 | 2651.6913 | 1075.6185 | 1075.6185 | 1007.2321 | 1007.2321 | 0 | 0 | 568.8407 | 568.8407 | 290970333.595 | 1302220061.5108 | 155411877.076 | 0 | 1748.6023 | 54.7025 | 0 | 0 | 0 | 903.92 | 132 | 1824 | 2767.1539 | 456 | 114 | 0.16224
1034 | 721.0758 | 501.6 | 200 | 800 | 0 | 100% | 99.7603 | 140.7765 | 140.9059 | 140.9059 | 1 | 140.7765 | 99.8428 | 357.3751 | 336.9929 | 336.9929 | 336.9929 | 20.3822 | 357.3751 | 73.7599 | 65.6496 | 65.6496 | 65.6496 | 8.1103 | 73.7599 | 0 | 0 | 0 | 0 | 0 | 0 | 0 | 0 | 0 | 296.9056 | 237.7432 | 237.7432 | 237.7432 | 59.1625 | 296.9056 | 2734.0802 | 2734.0802 | 1158.2097 | 1158.2097 | 1007.1028 | 1007.1028 | 0 | 0 | 568.7677 | 568.7677 | 292764118.0554 | 1302221807.1015 | 154260203.2665 | 0 | 1749.2461 | 56.1669 | 0 | 0 | 0 | 973.4523 | 132 | 1824 | 2767.1539 | 456 | 114 | 0.16106
1035 | 772.5812 | 501.6 | 200 | 800 | 0 | 100% | 99.7717 | 144.9605 | 145.0856 | 145.0856 | 1 | 144.9605 | 99.8629 | 380.7314 | 359.0147 | 359.0147 | 359.0147 | 21.7168 | 380.7314 | 73.7519 | 65.6416 | 65.6416 | 65.6416 | 8.1103 | 73.7519 | 0 | 0 | 0 | 0 | 0 | 0 | 0 | 0 | 0 | 298.8661 | 239.2617 | 239.2617 | 239.2617 | 59.6044 | 298.8661 | 2816.4704 | 2816.4704 | 1240.7896 | 1240.7896 | 1006.9816 | 1006.9816 | 0 | 0 | 568.6992 | 568.6992 | 294324206.787 | 1302223096.0749 | 153049913.4189 | 0 | 1749.5972 | 57.5459 | 0 | 0 | 0 | 1042.9846 | 132 | 1824 | 2767.1539 | 456 | 114 | 0.15982
1036 | 824.0866 | 501.6 | 200 | 800 | 0 | 100% | 99.7945 | 149.1546 | 149.2847 | 149.2847 | 1 | 149.1546 | 99.8829 | 404.1126 | 381.0597 | 381.0597 | 381.0597 | 23.0529 | 404.1126 | 73.7444 | 65.6341 | 65.6341 | 65.6341 | 8.1103 | 73.7444 | 0 | 0 | 0 | 0 | 0 | 0 | 0 | 0 | 0 | 300.7095 | 240.6912 | 240.6912 | 240.6912 | 60.0183 | 300.7095 | 2898.8616 | 2898.8616 | 1323.3591 | 1323.3591 | 1006.8677 | 1006.8677 | 0 | 0 | 568.6349 | 568.6349 | 295678828.9489 | 1302224385.0484 | 152044357.8493 | 0 | 1749.9476 | 58.8402 | 0 | 0 | 0 | 1112.5169 | 132 | 1824 | 2767.1539 | 456 | 114 | 0.15878
1037 | 875.592 | 501.6 | 200 | 800 | 0 | 100% | 99.8174 | 153.3507 | 153.485 | 153.485 | 1 | 153.3507 | 99.9028 | 427.528 | 403.1369 | 403.1369 | 403.1369 | 24.3911 | 427.528 | 73.7373 | 65.6271 | 65.6271 | 65.6271 | 8.1103 | 73.7373 | 0 | 0 | 0 | 0 | 0 | 0 | 0 | 0 | 0 | 302.2711 | 241.901 | 241.901 | 241.901 | 60.3701 | 302.2711 | 2981.2539 | 2981.2539 | 1405.9193 | 1405.9193 | 1006.7604 | 1006.7604 | 0 | 0 | 568.5743 | 568.5743 | 296851611.8506 | 1302225674.0218 | 151220108.9704 | 0 | 1750.2974 | 60.0575 | 0 | 0 | 0 | 1182.0492 | 132 | 1824 | 2767.1539 | 456 | 114 | 0.15794
1038 | 927.0974 | 501.6 | 200 | 800 | 0 | 100% | 99.8402 | 157.5496 | 157.6794 | 157.6794 | 1 | 157.5496 | 99.9167 | 450.993 | 425.2608 | 425.2608 | 425.2608 | 25.7322 | 450.993 | 73.7307 | 65.6204 | 65.6204 | 65.6204 | 8.1103 | 73.7307 | 0 | 0 | 0 | 0 | 0 | 0 | 0 | 0 | 0 | 303.5916 | 242.925 | 242.925 | 242.925 | 60.6667 | 303.5916 | 3063.6472 | 3063.6472 | 1488.4708 | 1488.4708 | 1006.6592 | 1006.6592 | 0 | 0 | 568.5171 | 568.5171 | 297865440.6113 | 1302226718.4576 | 150448961.8317 | 0 | 1750.5411 | 61.2067 | 0 | 0 | 0 | 1251.5815 | 132 | 1824 | 2767.1539 | 456 | 114 | 0.15715
1039 | 978.6028 | 501.6 | 200 | 800 | 0 | 100% | 99.863 | 161.7778 | 161.9012 | 161.9012 | 1 | 161.7778 | 99.9279 | 474.4974 | 447.4216 | 447.4216 | 447.4216 | 27.0757 | 474.4974 | 73.7244 | 65.6141 | 65.6141 | 65.6141 | 8.1102 | 73.7244 | 0 | 0 | 0 | 0 | 0 | 0 | 0 | 0 | 0 | 305.0322 | 244.1142 | 244.1142 | 244.1142 | 60.918 | 305.0322 | 3146.0412 | 3146.0412 | 1571.0144 | 1571.0144 | 1006.5636 | 1006.5636 | 0 | 0 | 568.4632 | 568.4632 | 298767226.6141 | 1302227647.2926 | 149742451.7887 | 0 | 1750.7373 | 62.2922 | 0 | 0 | 0 | 1321.1138 | 132 | 1824 | 2767.1539 | 456 | 114 | 0.15642
1040 | 1030.1083 | 501.6 | 200 | 800 | 0 | 100% | 99.8744 | 165.9861 | 166.1102 | 166.1102 | 1 | 165.9861 | 99.9369 | 497.9892 | 469.5706 | 469.5706 | 469.5706 | 28.4186 | 497.9892 | 73.7184 | 65.6082 | 65.6082 | 65.6082 | 8.1102 | 73.7184 | 0 | 0 | 0 | 0 | 0 | 0 | 0 | 0 | 0 | 306.1892 | 245.0125 | 245.0125 | 245.0125 | 61.1767 | 306.1892 | 3228.4361 | 3228.4361 | 1653.5508 | 1653.5508 | 1006.4732 | 1006.4732 | 0 | 0 | 568.4121 | 568.4121 | 299616177.7318 | 1302228694.5101 | 149050471.8981 | 0 | 1750.8953 | 63.3194 | 0 | 0 | 0 | 1390.6462 | 132 | 1824 | 2767.1539 | 456 | 114 | 0.15571
1041 | 20.6022 | 551 | 200 | 800 | 0 | 100% | 90.7877 | 95.6252 | 95.7272 | 95.7272 | 1 | 95.6252 | 93.6709 | 106.0643 | 100.0297 | 100.0297 | 100.0297 | 6.0346 | 106.0643 | 79.7637 | 71.0132 | 71.0132 | 71.0132 | 8.7505 | 79.7637 | 0 | 0 | 0 | 0 | 0 | 0 | 0 | 0 | 0 | 168.6636 | 136.5253 | 136.5253 | 136.5253 | 32.1383 | 168.6636 | 1712.5154 | 1712.5154 | 33.1763 | 33.1763 | 1109.1167 | 1109.1167 | 0 | 0 | 570.2224 | 570.2224 | 29271632.1758 | 1325811789.8879 | 286030314.7891 | 0 | 1641.1137 | 32.2757 | 0 | 0 | 0 | 27.8129 | 145 | 1824 | 2767.1539 | 456 | 114 | 0.2964
1042 | 51.5054 | 551 | 200 | 800 | 0 | 100% | 91.9292 | 97.1245 | 97.1933 | 97.1933 | 1 | 97.1245 | 94.8085 | 109.6153 | 103.3775 | 103.3775 | 103.3775 | 6.2378 | 109.6153 | 79.7446 | 70.9947 | 70.9947 | 70.9947 | 8.75 | 79.7446 | 0 | 0 | 0 | 0 | 0 | 0 | 0 | 0 | 0 | 181.3519 | 146.7248 | 146.7248 | 146.7248 | 34.6271 | 181.3519 | 1761.93 | 1761.93 | 82.9244 | 82.9244 | 1108.8965 | 1108.8965 | 0 | 0 | 570.1092 | 570.1092 | 70680941.0342 | 1325897277.4555 | 264466350.0071 | 0 | 1661.0446 | 33.6559 | 0 | 0 | 0 | 69.5323 | 145 | 1824 | 2767.1539 | 456 | 114 | 0.27425
1043 | 154.5162 | 551 | 200 | 800 | 0 | 100% | 95.4909 | 102.6216 | 102.5173 | 102.5173 | 1 | 102.6216 | 97.5015 | 124.1332 | 117.0653 | 117.0653 | 117.0653 | 7.0679 | 124.1332 | 79.6929 | 70.9441 | 70.9441 | 70.9441 | 8.7488 | 79.6929 | 0 | 0 | 0 | 0 | 0 | 0 | 0 | 0 | 0 | 236.177 | 190.2399 | 190.2399 | 190.2399 | 45.9371 | 236.177 | 1926.6578 | 1926.6578 | 248.6285 | 248.6285 | 1108.2516 | 1108.2516 | 0 | 0 | 569.7776 | 569.7776 | 185748202.3135 | 1326071784.9965 | 196406605.8141 | 0 | 1708.2266 | 38.3579 | 0 | 0 | 0 | 208.5969 | 145 | 1824 | 2767.1539 | 456 | 114 | 0.20435
1044 | 206.0217 | 551 | 200 | 800 | 0 | 100% | 96.8379 | 106.0184 | 105.9918 | 105.9918 | 1 | 106.0184 | 98.22 | 137.4463 | 129.6186 | 129.6186 | 129.6186 | 7.8277 | 137.4463 | 79.6727 | 70.9241 | 70.9241 | 70.9241 | 8.7486 | 79.6727 | 0 | 0 | 0 | 0 | 0 | 0 | 0 | 0 | 0 | 267.301 | 214.9624 | 214.9624 | 214.9624 | 52.3385 | 267.301 | 2009.0276 | 2009.0276 | 331.4211 | 331.4211 | 1107.9724 | 1107.9724 | 0 | 0 | 569.6341 | 569.6341 | 221534429.3047 | 1326110091.9393 | 173169468.6481 | 0 | 1720.814 | 40.7351 | 0 | 0 | 0 | 278.1292 | 145 | 1824 | 2767.1539 | 456 | 114 | 0.18048
1045 | 257.5271 | 551 | 200 | 800 | 0 | 100% | 98.0365 | 109.5593 | 109.6644 | 109.6644 | 1 | 109.5593 | 98.7853 | 157.8969 | 148.9025 | 148.9025 | 148.9025 | 8.9944 | 157.8969 | 79.6547 | 70.9063 | 70.9063 | 70.9063 | 8.7484 | 79.6547 | 0 | 0 | 0 | 0 | 0 | 0 | 0 | 0 | 0 | 280.3317 | 225.1652 | 225.1652 | 225.1652 | 55.1665 | 280.3317 | 2091.4008 | 2091.4008 | 414.181 | 414.181 | 1107.7171 | 1107.7171 | 0 | 0 | 569.5028 | 569.5028 | 238917196.3074 | 1326137183.1635 | 165664067.7434 | 0 | 1730.7184 | 42.9583 | 0 | 0 | 0 | 347.6615 | 145 | 1824 | 2767.1539 | 456 | 114 | 0.17277
1046 | 309.0325 | 551 | 200 | 800 | 0 | 100% | 98.6416 | 113.3263 | 113.4271 | 113.4271 | 1 | 113.3263 | 99.1273 | 181.1854 | 170.8624 | 170.8624 | 170.8624 | 10.323 | 181.1854 | 79.6385 | 70.8903 | 70.8903 | 70.8903 | 8.7483 | 79.6385 | 0 | 0 | 0 | 0 | 0 | 0 | 0 | 0 | 0 | 286.3569 | 229.8169 | 229.8169 | 229.8169 | 56.5401 | 286.3569 | 2173.777 | 2173.777 | 496.912 | 496.912 | 1107.4827 | 1107.4827 | 0 | 0 | 569.3823 | 569.3823 | 249008123.5343 | 1326154949.5341 | 161547910.9213 | 0 | 1736.711 | 45.1198 | 0 | 0 | 0 | 417.1938 | 145 | 1824 | 2767.1539 | 456 | 114 | 0.16855
1047 | 360.5379 | 551 | 200 | 800 | 0 | 100% | 99.0525 | 117.2602 | 117.3744 | 117.3744 | 1 | 117.2602 | 99.3494 | 205.1795 | 193.4873 | 193.4873 | 193.4873 | 11.6923 | 205.1795 | 79.624 | 70.8758 | 70.8758 | 70.8758 | 8.7482 | 79.624 | 0 | 0 | 0 | 0 | 0 | 0 | 0 | 0 | 0 | 291.5853 | 233.8621 | 233.8621 | 233.8621 | 57.7232 | 291.5853 | 2256.1556 | 2256.1556 | 579.6176 | 579.6176 | 1107.2667 | 1107.2667 | 0 | 0 | 569.2713 | 569.2713 | 256181363.8954 | 1326166998.8482 | 158253051.3103 | 0 | 1740.6014 | 47.1742 | 0 | 0 | 0 | 486.7262 | 145 | 1824 | 2767.1539 | 456 | 114 | 0.16516
1048 | 412.0433 | 551 | 200 | 800 | 0 | 100% | 99.2808 | 121.2614 | 121.3456 | 121.3456 | 1 | 121.2614 | 99.4965 | 229.2575 | 216.1909 | 216.1909 | 216.1909 | 13.0666 | 229.2575 | 79.6106 | 70.8625 | 70.8625 | 70.8625 | 8.7481 | 79.6106 | 0 | 0 | 0 | 0 | 0 | 0 | 0 | 0 | 0 | 295.9153 | 237.2247 | 237.2247 | 237.2247 | 58.6906 | 295.9153 | 2338.5366 | 2338.5366 | 662.3007 | 662.3007 | 1107.0672 | 1107.0672 | 0 | 0 | 569.1687 | 569.1687 | 261752004.0098 | 1326176497.2762 | 155249326.1857 | 0 | 1743.1778 | 49.1124 | 0 | 0 | 0 | 556.2585 | 145 | 1824 | 2767.1539 | 456 | 114 | 0.16208
1049 | 463.5487 | 551 | 200 | 800 | 0 | 100% | 99.4064 | 125.3406 | 125.4332 | 125.4332 | 1 | 125.3406 | 99.6032 | 253.4083 | 238.9629 | 238.9629 | 238.9629 | 14.4453 | 253.4083 | 79.5983 | 70.8503 | 70.8503 | 70.8503 | 8.7481 | 79.5983 | 0 | 0 | 0 | 0 | 0 | 0 | 0 | 0 | 0 | 300.4415 | 240.765 | 240.765 | 240.765 | 59.6765 | 300.4415 | 2420.9195 | 2420.9195 | 744.9638 | 744.9638 | 1106.8822 | 1106.8822 | 0 | 0 | 569.0736 | 569.0736 | 266185420.1906 | 1326182876.8097 | 152680465.3633 | 0 | 1745.0488 | 50.9276 | 0 | 0 | 0 | 625.7908 | 145 | 1824 | 2767.1539 | 456 | 114 | 0.15944
1050 | 515.0541 | 551 | 200 | 800 | 0 | 100% | 99.5091 | 129.4474 | 129.5323 | 129.5323 | 1 | 129.4474 | 99.6753 | 277.6046 | 261.7776 | 261.7776 | 261.7776 | 15.8269 | 277.6046 | 79.587 | 70.839 | 70.839 | 70.839 | 8.748 | 79.587 | 0 | 0 | 0 | 0 | 0 | 0 | 0 | 0 | 0 | 304.3967 | 243.8485 | 243.8485 | 243.8485 | 60.5482 | 304.3967 | 2503.3043 | 2503.3043 | 827.609 | 827.609 | 1106.7102 | 1106.7102 | 0 | 0 | 568.9851 | 568.9851 | 269772272.878 | 1326187796.1508 | 150351084.0436 | 0 | 1746.3112 | 52.6303 | 0 | 0 | 0 | 695.3231 | 145 | 1824 | 2767.1539 | 456 | 114 | 0.15705
1051 | 566.5595 | 551 | 200 | 800 | 0 | 100% | 99.589 | 133.581 | 133.682 | 133.682 | 1 | 133.581 | 99.7359 | 301.868 | 284.6554 | 284.6554 | 284.6554 | 17.2126 | 301.868 | 79.5765 | 70.8285 | 70.8285 | 70.8285 | 8.748 | 79.5765 | 0 | 0 | 0 | 0 | 0 | 0 | 0 | 0 | 0 | 308.0486 | 246.6823 | 246.6823 | 246.6823 | 61.3664 | 308.0486 | 2585.6907 | 2585.6907 | 910.238 | 910.238 | 1106.5499 | 1106.5499 | 0 | 0 | 568.9028 | 568.9028 | 272722515.7635 | 1326191742.4359 | 148458557.7306 | 0 | 1747.3728 | 54.2216 | 0 | 0 | 0 | 764.8554 | 145 | 1824 | 2767.1539 | 456 | 114 | 0.1551
1052 | 618.065 | 551 | 200 | 800 | 0 | 100% | 99.6575 | 137.7258 | 137.8422 | 137.8422 | 1 | 137.7258 | 99.795 | 326.264 | 307.658 | 307.658 | 307.658 | 18.6061 | 326.264 | 79.5667 | 70.8187 | 70.8187 | 70.8187 | 8.748 | 79.5667 | 0 | 0 | 0 | 0 | 0 | 0 | 0 | 0 | 0 | 310.8429 | 248.8562 | 248.8562 | 248.8562 | 61.9867 | 310.8429 | 2668.0786 | 2668.0786 | 992.8526 | 992.8526 | 1106.4002 | 1106.4002 | 0 | 0 | 568.8258 | 568.8258 | 275043117.4794 | 1326194716.984 | 147169937.9768 | 0 | 1748.4078 | 55.7081 | 0 | 0 | 0 | 834.3877 | 145 | 1824 | 2767.1539 | 456 | 114 | 0.15378
1053 | 669.5704 | 551 | 200 | 800 | 0 | 100% | 99.7374 | 141.8817 | 142.0089 | 142.0089 | 1 | 141.8817 | 99.8433 | 350.7961 | 330.7886 | 330.7886 | 330.7886 | 20.0075 | 350.7961 | 79.5576 | 70.8096 | 70.8096 | 70.8096 | 8.748 | 79.5576 | 0 | 0 | 0 | 0 | 0 | 0 | 0 | 0 | 0 | 313.0979 | 250.6033 | 250.6033 | 250.6033 | 62.4946 | 313.0979 | 2750.4678 | 2750.4678 | 1075.454 | 1075.454 | 1106.26 | 1106.26 | 0 | 0 | 568.7537 | 568.7537 | 277000141.1684 | 1326197149.4962 | 146056985.1219 | 0 | 1749.2543 | 57.1037 | 0 | 0 | 0 | 903.92 | 145 | 1824 | 2767.1539 | 456 | 114 | 0.15264
1054 | 721.0758 | 551 | 200 | 800 | 0 | 100% | 99.7831 | 146.0761 | 146.2005 | 146.2005 | 1 | 146.0761 | 99.8756 | 375.3668 | 353.9556 | 353.9556 | 353.9556 | 21.4112 | 375.3668 | 79.549 | 70.8011 | 70.8011 | 70.8011 | 8.7479 | 79.549 | 0 | 0 | 0 | 0 | 0 | 0 | 0 | 0 | 0 | 315.4416 | 252.4912 | 252.4912 | 252.4912 | 62.9505 | 315.4416 | 2832.8582 | 2832.8582 | 1158.0435 | 1158.0435 | 1106.1285 | 1106.1285 | 0 | 0 | 568.6861 | 568.6861 | 278664909.853 | 1326199395.3347 | 144956504.2802 | 0 | 1749.8208 | 58.4199 | 0 | 0 | 0 | 973.4523 | 145 | 1824 | 2767.1539 | 456 | 114 | 0.1515
1055 | 772.5812 | 551 | 200 | 800 | 0 | 100% | 99.8059 | 150.2621 | 150.3843 | 150.3843 | 1 | 150.2621 | 99.8956 | 399.9668 | 377.15 | 377.15 | 377.15 | 22.8168 | 399.9668 | 79.541 | 70.7931 | 70.7931 | 70.7931 | 8.7479 | 79.541 | 0 | 0 | 0 | 0 | 0 | 0 | 0 | 0 | 0 | 317.5021 | 254.0929 | 254.0929 | 254.0929 | 63.4092 | 317.5021 | 2915.2497 | 2915.2497 | 1240.6222 | 1240.6222 | 1106.0049 | 1106.0049 | 0 | 0 | 568.6225 | 568.6225 | 280113096.812 | 1326201322.5333 | 143857219.5244 | 0 | 1750.1716 | 59.6619 | 0 | 0 | 0 | 1042.9846 | 145 | 1824 | 2767.1539 | 456 | 114 | 0.15038
1056 | 824.0866 | 551 | 200 | 800 | 0 | 100% | 99.8402 | 154.4566 | 154.5814 | 154.5814 | 1 | 154.4566 | 99.9133 | 424.5696 | 400.3468 | 400.3468 | 400.3468 | 24.2228 | 424.5696 | 79.5335 | 70.7855 | 70.7855 | 70.7855 | 8.7479 | 79.5335 | 0 | 0 | 0 | 0 | 0 | 0 | 0 | 0 | 0 | 319.4464 | 255.6048 | 255.6048 | 255.6048 | 63.8416 | 319.4464 | 2997.6421 | 2997.6421 | 1323.1911 | 1323.1911 | 1105.8884 | 1105.8884 | 0 | 0 | 568.5627 | 568.5627 | 281385736.4452 | 1326202686.5501 | 142892535.7041 | 0 | 1750.481 | 60.8323 | 0 | 0 | 0 | 1112.5169 | 145 | 1824 | 2767.1539 | 456 | 114 | 0.14939
1057 | 875.592 | 551 | 200 | 800 | 0 | 100% | 99.863 | 158.6537 | 158.7718 | 158.7718 | 1 | 158.6537 | 99.9247 | 449.2021 | 423.5716 | 423.5716 | 423.5716 | 25.6305 | 449.2021 | 79.5263 | 70.7784 | 70.7784 | 70.7784 | 8.7479 | 79.5263 | 0 | 0 | 0 | 0 | 0 | 0 | 0 | 0 | 0 | 321.1281 | 256.9111 | 256.9111 | 256.9111 | 64.217 | 321.1281 | 3080.0355 | 3080.0355 | 1405.7508 | 1405.7508 | 1105.7786 | 1105.7786 | 0 | 0 | 568.5062 | 568.5062 | 282487902.7278 | 1326203975.5236 | 141988114.5084 | 0 | 1750.68 | 61.9389 | 0 | 0 | 0 | 1182.0492 | 145 | 1824 | 2767.1539 | 456 | 114 | 0.14846
1058 | 927.0974 | 551 | 200 | 800 | 0 | 100% | 99.863 | 162.8593 | 162.9739 | 162.9739 | 1 | 162.8593 | 99.9342 | 473.8715 | 446.831 | 446.831 | 446.831 | 27.0405 | 473.8715 | 79.5196 | 70.7717 | 70.7717 | 70.7717 | 8.7479 | 79.5196 | 0 | 0 | 0 | 0 | 0 | 0 | 0 | 0 | 0 | 322.7078 | 258.1435 | 258.1435 | 258.1435 | 64.5643 | 322.7078 | 3162.4298 | 3162.4298 | 1488.3023 | 1488.3023 | 1105.6747 | 1105.6747 | 0 | 0 | 568.4528 | 568.4528 | 283451856.669 | 1326205264.497 | 141190627.7632 | 0 | 1750.8477 | 62.9851 | 0 | 0 | 0 | 1251.5815 | 145 | 1824 | 2767.1539 | 456 | 114 | 0.14764
1059 | 978.6028 | 551 | 200 | 800 | 0 | 100% | 99.8858 | 167.07 | 167.1878 | 167.1878 | 1 | 167.07 | 99.9447 | 498.5814 | 470.1285 | 470.1285 | 470.1285 | 28.4529 | 498.5814 | 79.5133 | 70.7654 | 70.7654 | 70.7654 | 8.7479 | 79.5133 | 0 | 0 | 0 | 0 | 0 | 0 | 0 | 0 | 0 | 324.1638 | 259.2783 | 259.2783 | 259.2783 | 64.8854 | 324.1638 | 3244.8248 | 3244.8248 | 1570.8461 | 1570.8461 | 1105.5764 | 1105.5764 | 0 | 0 | 568.4023 | 568.4023 | 284302002.8527 | 1326206491.0592 | 140522134.2803 | 0 | 1751.0306 | 63.9747 | 0 | 0 | 0 | 1321.1138 | 145 | 1824 | 2767.1539 | 456 | 114 | 0.14695
1060 | 1030.1083 | 551 | 200 | 800 | 0 | 100% | 99.8973 | 171.282 | 171.4056 | 171.4056 | 1 | 171.282 | 99.9542 | 523.2793 | 493.4146 | 493.4146 | 493.4146 | 29.8647 | 523.2793 | 79.5072 | 70.7593 | 70.7593 | 70.7593 | 8.7479 | 79.5072 | 0 | 0 | 0 | 0 | 0 | 0 | 0 | 0 | 0 | 325.5041 | 260.3208 | 260.3208 | 260.3208 | 65.1833 | 325.5041 | 3327.2205 | 3327.2205 | 1653.3829 | 1653.3829 | 1105.4833 | 1105.4833 | 0 | 0 | 568.3544 | 568.3544 | 285101793.572 | 1326207513.1731 | 139888133.9326 | 0 | 1751.1974 | 64.9129 | 0 | 0 | 0 | 1390.6462 | 145 | 1824 | 2767.1539 | 456 | 114 | 0.1463
1061 | 20.6022 | 600.4 | 200 | 800 | 0 | 100% | 92.1918 | 100.2025 | 100.2863 | 100.2863 | 1 | 100.2025 | 94.6663 | 110.5824 | 104.2884 | 104.2884 | 104.2884 | 6.294 | 110.5824 | 85.5152 | 76.1305 | 76.1305 | 76.1305 | 9.3847 | 85.5152 | 0 | 0 | 0 | 0 | 0 | 0 | 0 | 0 | 0 | 169.4656 | 137.0647 | 137.0647 | 137.0647 | 32.4009 | 169.4656 | 1811.2561 | 1811.2561 | 33.1636 | 33.1636 | 1208.0896 | 1208.0896 | 0 | 0 | 570.0029 | 570.0029 | 28057806.4981 | 1347050304.2023 | 283445466.1973 | 0 | 1658.5536 | 37.1713 | 0 | 0 | 0 | 27.8129 | 158 | 1824 | 2767.1539 | 456 | 114 | 0.29374
1062 | 51.5054 | 600.4 | 200 | 800 | 0 | 100% | 93.1735 | 101.7866 | 101.8324 | 101.8324 | 1 | 101.7866 | 95.6446 | 114.3408 | 107.8319 | 107.8319 | 107.8319 | 6.509 | 114.3408 | 85.4976 | 76.1134 | 76.1134 | 76.1134 | 9.3842 | 85.4976 | 0 | 0 | 0 | 0 | 0 | 0 | 0 | 0 | 0 | 182.95 | 147.8933 | 147.8933 | 147.8933 | 35.0567 | 182.95 | 1860.6742 | 1860.6742 | 82.8944 | 82.8944 | 1207.8772 | 1207.8772 | 0 | 0 | 569.9027 | 569.9027 | 67750584.7622 | 1347119295.0185 | 260823816.5893 | 0 | 1675.6937 | 38.4009 | 0 | 0 | 0 | 69.5323 | 158 | 1824 | 2767.1539 | 456 | 114 | 0.27051
1063 | 154.5162 | 600.4 | 200 | 800 | 0 | 100% | 96.0731 | 107.6524 | 107.5463 | 107.5463 | 1 | 107.6524 | 97.8482 | 129.571 | 122.1914 | 122.1914 | 122.1914 | 7.3796 | 129.571 | 85.4492 | 76.0659 | 76.0659 | 76.0659 | 9.3833 | 85.4492 | 0 | 0 | 0 | 0 | 0 | 0 | 0 | 0 | 0 | 244.2006 | 196.5187 | 196.5187 | 196.5187 | 47.6819 | 244.2006 | 2025.4117 | 2025.4117 | 248.5541 | 248.5541 | 1207.2506 | 1207.2506 | 0 | 0 | 569.607 | 569.607 | 177851564.1224 | 1347261267.2737 | 189188364.8383 | 0 | 1714.3012 | 42.6331 | 0 | 0 | 0 | 208.5969 | 158 | 1824 | 2767.1539 | 456 | 114 | 0.19693
1064 | 206.0217 | 600.4 | 200 | 800 | 0 | 100% | 97.3744 | 111.0724 | 111.0407 | 111.0407 | 1 | 111.0724 | 98.5098 | 143.647 | 135.464 | 135.464 | 135.464 | 8.183 | 143.647 | 85.4298 | 76.0467 | 76.0467 | 76.0467 | 9.383 | 85.4298 | 0 | 0 | 0 | 0 | 0 | 0 | 0 | 0 | 0 | 276.5931 | 222.2392 | 222.2392 | 222.2392 | 54.354 | 276.5931 | 2107.7855 | 2107.7855 | 331.3303 | 331.3303 | 1206.9771 | 1206.9771 | 0 | 0 | 569.478 | 569.478 | 211906344.5872 | 1347295038.8493 | 166690246.5635 | 0 | 1725.8916 | 44.6949 | 0 | 0 | 0 | 278.1292 | 158 | 1824 | 2767.1539 | 456 | 114 | 0.17383
1065 | 257.5271 | 600.4 | 200 | 800 | 0 | 100% | 98.2877 | 114.7071 | 114.7567 | 114.7567 | 1 | 114.7071 | 98.9409 | 165.0868 | 155.6806 | 155.6806 | 155.6806 | 9.4062 | 165.0868 | 85.4124 | 76.0295 | 76.0295 | 76.0295 | 9.3828 | 85.4124 | 0 | 0 | 0 | 0 | 0 | 0 | 0 | 0 | 0 | 292.5912 | 234.821 | 234.821 | 234.821 | 57.7702 | 292.5912 | 2190.1621 | 2190.1621 | 414.0767 | 414.0767 | 1206.7259 | 1206.7259 | 0 | 0 | 569.3595 | 569.3595 | 228465043.9384 | 1347318895.9367 | 157660714.8788 | 0 | 1733.4447 | 46.6873 | 0 | 0 | 0 | 347.6615 | 158 | 1824 | 2767.1539 | 456 | 114 | 0.16455
1066 | 309.0325 | 600.4 | 200 | 800 | 0 | 100% | 98.847 | 118.535 | 118.6187 | 118.6187 | 1 | 118.535 | 99.2338 | 189.4921 | 178.6934 | 178.6934 | 178.6934 | 10.7987 | 189.4921 | 85.3967 | 76.014 | 76.014 | 76.014 | 9.3827 | 85.3967 | 0 | 0 | 0 | 0 | 0 | 0 | 0 | 0 | 0 | 300.6586 | 241.1045 | 241.1045 | 241.1045 | 59.5541 | 300.6586 | 2272.5413 | 2272.5413 | 496.7967 | 496.7967 | 1206.4943 | 1206.4943 | 0 | 0 | 569.2502 | 569.2502 | 238026119.1 | 1347335241.7942 | 153215629.7815 | 0 | 1738.577 | 48.5922 | 0 | 0 | 0 | 417.1938 | 158 | 1824 | 2767.1539 | 456 | 114 | 0.15999
1067 | 360.5379 | 600.4 | 200 | 800 | 0 | 100% | 99.1667 | 122.4944 | 122.5861 | 122.5861 | 1 | 122.4944 | 99.4279 | 214.6469 | 202.4127 | 202.4127 | 202.4127 | 12.2342 | 214.6469 | 85.3825 | 75.9998 | 75.9998 | 75.9998 | 9.3826 | 85.3825 | 0 | 0 | 0 | 0 | 0 | 0 | 0 | 0 | 0 | 306.7363 | 245.8452 | 245.8452 | 245.8452 | 60.8911 | 306.7363 | 2354.9226 | 2354.9226 | 579.4933 | 579.4933 | 1206.2802 | 1206.2802 | 0 | 0 | 569.1492 | 569.1492 | 244817046.3892 | 1347346435.5796 | 149812904.3571 | 0 | 1741.9764 | 50.406 | 0 | 0 | 0 | 486.7262 | 158 | 1824 | 2767.1539 | 456 | 114 | 0.15649
1068 | 412.0433 | 600.4 | 200 | 800 | 0 | 100% | 99.3493 | 126.5286 | 126.5999 | 126.5999 | 1 | 126.5286 | 99.5502 | 239.8742 | 226.2 | 226.2 | 226.2 | 13.6742 | 239.8742 | 85.3694 | 75.9868 | 75.9868 | 75.9868 | 9.3826 | 85.3694 | 0 | 0 | 0 | 0 | 0 | 0 | 0 | 0 | 0 | 312.2122 | 250.1316 | 250.1316 | 250.1316 | 62.0806 | 312.2122 | 2437.306 | 2437.306 | 662.169 | 662.169 | 1206.0815 | 1206.0815 | 0 | 0 | 569.0555 | 569.0555 | 250107984.4024 | 1347354334.3332 | 146656578.7294 | 0 | 1744.1189 | 52.1251 | 0 | 0 | 0 | 556.2585 | 158 | 1824 | 2767.1539 | 456 | 114 | 0.15325
1069 | 463.5487 | 600.4 | 200 | 800 | 0 | 100% | 99.4977 | 130.6165 | 130.7061 | 130.7061 | 1 | 130.6165 | 99.6502 | 265.1727 | 250.0541 | 250.0541 | 250.0541 | 15.1186 | 265.1727 | 85.3574 | 75.9748 | 75.9748 | 75.9748 | 9.3825 | 85.3574 | 0 | 0 | 0 | 0 | 0 | 0 | 0 | 0 | 0 | 317.2871 | 254.1072 | 254.1072 | 254.1072 | 63.1799 | 317.2871 | 2519.6911 | 2519.6911 | 744.826 | 744.826 | 1205.8968 | 1205.8968 | 0 | 0 | 568.9683 | 568.9683 | 254319851.5697 | 1347360202.2132 | 144191880.8563 | 0 | 1745.8719 | 53.7346 | 0 | 0 | 0 | 625.7908 | 158 | 1824 | 2767.1539 | 456 | 114 | 0.15072
1070 | 515.0541 | 600.4 | 200 | 800 | 0 | 100% | 99.5548 | 134.7543 | 134.8375 | 134.8375 | 1 | 134.7543 | 99.7139 | 290.5303 | 273.9638 | 273.9638 | 273.9638 | 16.5666 | 290.5303 | 85.3462 | 75.9637 | 75.9637 | 75.9637 | 9.3825 | 85.3462 | 0 | 0 | 0 | 0 | 0 | 0 | 0 | 0 | 0 | 321.9923 | 257.8438 | 257.8438 | 257.8438 | 64.1484 | 321.9923 | 2602.0778 | 2602.0778 | 827.4662 | 827.4662 | 1205.7245 | 1205.7245 | 0 | 0 | 568.887 | 568.887 | 257724728.0894 | 1347364621.6157 | 141897525.7024 | 0 | 1746.9869 | 55.2519 | 0 | 0 | 0 | 695.3231 | 158 | 1824 | 2767.1539 | 456 | 114 | 0.14836
1071 | 566.5595 | 600.4 | 200 | 800 | 0 | 100% | 99.6347 | 138.8922 | 138.9944 | 138.9944 | 1 | 138.8922 | 99.7745 | 315.9303 | 297.9131 | 297.9131 | 297.9131 | 18.0172 | 315.9303 | 85.3359 | 75.9534 | 75.9534 | 75.9534 | 9.3825 | 85.3359 | 0 | 0 | 0 | 0 | 0 | 0 | 0 | 0 | 0 | 325.9412 | 260.9271 | 260.9271 | 260.9271 | 65.0141 | 325.9412 | 2684.4659 | 2684.4659 | 910.0913 | 910.0913 | 1205.5636 | 1205.5636 | 0 | 0 | 568.8111 | 568.8111 | 260540043.9618 | 1347367979.9214 | 140140548.0059 | 0 | 1748.0486 | 56.6728 | 0 | 0 | 0 | 764.8554 | 158 | 1824 | 2767.1539 | 456 | 114 | 0.14656
1072 | 618.065 | 600.4 | 200 | 800 | 0 | 100% | 99.7146 | 143.0342 | 143.1523 | 143.1523 | 1 | 143.0342 | 99.8333 | 341.5079 | 322.0297 | 322.0297 | 322.0297 | 19.4782 | 341.5079 | 85.3262 | 75.9437 | 75.9437 | 75.9437 | 9.3825 | 85.3262 | 0 | 0 | 0 | 0 | 0 | 0 | 0 | 0 | 0 | 328.7874 | 263.1425 | 263.1425 | 263.1425 | 65.6449 | 328.7874 | 2766.8554 | 2766.8554 | 992.7027 | 992.7027 | 1205.4128 | 1205.4128 | 0 | 0 | 568.7399 | 568.7399 | 262707390.1934 | 1347370404.9265 | 139002003.1742 | 0 | 1749.0798 | 58.0049 | 0 | 0 | 0 | 834.3877 | 158 | 1824 | 2767.1539 | 456 | 114 | 0.14539
1073 | 669.5704 | 600.4 | 200 | 800 | 0 | 100% | 99.7831 | 147.1888 | 147.3145 | 147.3145 | 1 | 147.1888 | 99.8788 | 367.2503 | 346.3016 | 346.3016 | 346.3016 | 20.9487 | 367.2503 | 85.3171 | 75.9347 | 75.9347 | 75.9347 | 9.3825 | 85.3171 | 0 | 0 | 0 | 0 | 0 | 0 | 0 | 0 | 0 | 331.0751 | 264.9155 | 264.9155 | 264.9155 | 66.1596 | 331.0751 | 2849.246 | 2849.246 | 1075.3017 | 1075.3017 | 1205.2712 | 1205.2712 | 0 | 0 | 568.6731 | 568.6731 | 264529599.214 | 1347372805.5829 | 137973470.6824 | 0 | 1749.8759 | 59.2616 | 0 | 0 | 0 | 903.92 | 158 | 1824 | 2767.1539 | 456 | 114 | 0.14433
1074 | 721.0758 | 600.4 | 200 | 800 | 0 | 100% | 99.8288 | 151.36 | 151.4827 | 151.4827 | 1 | 151.36 | 99.9082 | 393.0415 | 370.6193 | 370.6193 | 370.6193 | 22.4222 | 393.0415 | 85.3086 | 75.9262 | 75.9262 | 75.9262 | 9.3824 | 85.3086 | 0 | 0 | 0 | 0 | 0 | 0 | 0 | 0 | 0 | 333.2253 | 266.5871 | 266.5871 | 266.5871 | 66.6382 | 333.2253 | 2931.6377 | 2931.6377 | 1157.8893 | 1157.8893 | 1205.1381 | 1205.1381 | 0 | 0 | 568.6103 | 568.6103 | 266082723.1447 | 1347375035.6835 | 136933871.9263 | 0 | 1750.3916 | 60.4506 | 0 | 0 | 0 | 973.4523 | 158 | 1824 | 2767.1539 | 456 | 114 | 0.14326
1075 | 772.5812 | 600.4 | 200 | 800 | 0 | 100% | 99.8516 | 155.5471 | 155.6589 | 155.6589 | 1 | 155.5471 | 99.9212 | 418.8367 | 394.9406 | 394.9406 | 394.9406 | 23.8961 | 418.8367 | 85.3006 | 75.9182 | 75.9182 | 75.9182 | 9.3824 | 85.3006 | 0 | 0 | 0 | 0 | 0 | 0 | 0 | 0 | 0 | 335.4346 | 268.3052 | 268.3052 | 268.3052 | 67.1294 | 335.4346 | 3014.0304 | 3014.0304 | 1240.4665 | 1240.4665 | 1205.0127 | 1205.0127 | 0 | 0 | 568.5512 | 568.5512 | 267453834.9842 | 1347377137.7407 | 135787655.6342 | 0 | 1750.6186 | 61.578 | 0 | 0 | 0 | 1042.9846 | 158 | 1824 | 2767.1539 | 456 | 114 | 0.14209
1076 | 824.0866 | 600.4 | 200 | 800 | 0 | 100% | 99.863 | 159.7459 | 159.855 | 159.855 | 1 | 159.7459 | 99.9324 | 444.6337 | 419.2634 | 419.2634 | 419.2634 | 25.3703 | 444.6337 | 85.293 | 75.9106 | 75.9106 | 75.9106 | 9.3824 | 85.293 | 0 | 0 | 0 | 0 | 0 | 0 | 0 | 0 | 0 | 337.5996 | 269.9936 | 269.9936 | 269.9936 | 67.606 | 337.5996 | 3096.4239 | 3096.4239 | 1323.0343 | 1323.0343 | 1204.8943 | 1204.8943 | 0 | 0 | 568.4953 | 568.4953 | 268647584.5464 | 1347378960.4332 | 134789445.1624 | 0 | 1750.816 | 62.6433 | 0 | 0 | 0 | 1112.5169 | 158 | 1824 | 2767.1539 | 456 | 114 | 0.14106
1077 | 875.592 | 600.4 | 200 | 800 | 0 | 100% | 99.8858 | 163.953 | 164.0615 | 164.0615 | 1 | 163.953 | 99.9411 | 470.4595 | 443.6132 | 443.6132 | 443.6132 | 26.8462 | 470.4595 | 85.2858 | 75.9034 | 75.9034 | 75.9034 | 9.3824 | 85.2858 | 0 | 0 | 0 | 0 | 0 | 0 | 0 | 0 | 0 | 339.636 | 271.5843 | 271.5843 | 271.5843 | 68.0517 | 339.636 | 3178.8183 | 3178.8183 | 1405.5934 | 1405.5934 | 1204.7824 | 1204.7824 | 0 | 0 | 568.4425 | 568.4425 | 269685607.4395 | 1347380515.2191 | 133901505.5982 | 0 | 1750.9676 | 63.6518 | 0 | 0 | 0 | 1182.0492 | 158 | 1824 | 2767.1539 | 456 | 114 | 0.14015
1078 | 927.0974 | 600.4 | 200 | 800 | 0 | 100% | 99.8973 | 168.1644 | 168.2773 | 168.2773 | 1 | 168.1644 | 99.9514 | 496.3267 | 468.0021 | 468.0021 | 468.0021 | 28.3247 | 496.3267 | 85.2791 | 75.8967 | 75.8967 | 75.8967 | 9.3824 | 85.2791 | 0 | 0 | 0 | 0 | 0 | 0 | 0 | 0 | 0 | 341.4625 | 273.0118 | 273.0118 | 273.0118 | 68.4507 | 341.4625 | 3261.2135 | 3261.2135 | 1488.1445 | 1488.1445 | 1204.6765 | 1204.6765 | 0 | 0 | 568.3925 | 568.3925 | 270585618.3332 | 1347381804.1926 | 133180316.5369 | 0 | 1751.1477 | 64.6066 | 0 | 0 | 0 | 1251.5815 | 158 | 1824 | 2767.1539 | 456 | 114 | 0.13941
1079 | 978.6028 | 600.4 | 200 | 800 | 0 | 100% | 99.9201 | 172.3512 | 172.4714 | 172.4714 | 1 | 172.3512 | 99.9613 | 522.2372 | 492.4315 | 492.4315 | 492.4315 | 29.8057 | 522.2372 | 85.2727 | 75.8903 | 75.8903 | 75.8903 | 9.3824 | 85.2727 | 0 | 0 | 0 | 0 | 0 | 0 | 0 | 0 | 0 | 342.7256 | 273.9196 | 273.9196 | 273.9196 | 68.8061 | 342.7256 | 3343.6094 | 3343.6094 | 1570.6882 | 1570.6882 | 1204.576 | 1204.576 | 0 | 0 | 568.3451 | 568.3451 | 271391625.5397 | 1347383093.166 | 132546659.1022 | 0 | 1751.3214 | 65.5124 | 0 | 0 | 0 | 1321.1138 | 158 | 1824 | 2767.1539 | 456 | 114 | 0.13876
1080 | 1030.1083 | 600.4 | 200 | 800 | 0 | 100% | 99.9315 | 176.5661 | 176.6872 | 176.6872 | 1 | 176.5661 | 99.967 | 548.1333 | 516.8473 | 516.8473 | 516.8473 | 31.286 | 548.1333 | 85.2666 | 75.8842 | 75.8842 | 75.8842 | 9.3824 | 85.2666 | 0 | 0 | 0 | 0 | 0 | 0 | 0 | 0 | 0 | 344.186 | 275.0623 | 275.0623 | 275.0623 | 69.1237 | 344.186 | 3426.0059 | 3426.0059 | 1653.2251 | 1653.2251 | 1204.4806 | 1204.4806 | 0 | 0 | 568.3001 | 568.3001 | 272143825.0801 | 1347384382.1395 | 131892966.6817 | 0 | 1751.4212 | 66.3742 | 0 | 0 | 0 | 1390.6462 | 158 | 1824 | 2767.1539 | 456 | 114 | 0.13809
1081 | 20.6022 | 653.6 | 200 | 800 | 0 | 100% | 93.4132 | 105.2733 | 105.345 | 105.345 | 1 | 105.2733 | 95.5136 | 116.0835 | 109.4741 | 109.4741 | 109.4741 | 6.6094 | 116.0835 | 91.7152 | 81.6468 | 81.6468 | 81.6468 | 10.0684 | 91.7152 | 0 | 0 | 0 | 0 | 0 | 0 | 0 | 0 | 0 | 170.8907 | 138.0921 | 138.0921 | 138.0921 | 32.7985 | 170.8907 | 1917.5997 | 1917.5997 | 33.1514 | 33.1514 | 1314.6541 | 1314.6541 | 0 | 0 | 569.7942 | 569.7942 | 26722816.161 | 1366831356.9221 | 279844740.2306 | 0 | 1673.3989 | 41.7563 | 0 | 0 | 0 | 27.8129 | 172 | 1824 | 2767.1539 | 456 | 114 | 0.29005
1082 | 51.5054 | 653.6 | 200 | 800 | 0 | 100% | 94.3607 | 106.9749 | 107.0215 | 107.0215 | 1 | 106.9749 | 96.372 | 119.3723 | 112.5747 | 112.5747 | 112.5747 | 6.7976 | 119.3723 | 91.6989 | 81.6309 | 81.6309 | 81.6309 | 10.068 | 91.6989 | 0 | 0 | 0 | 0 | 0 | 0 | 0 | 0 | 0 | 185.5003 | 149.8655 | 149.8655 | 149.8655 | 35.6348 | 185.5003 | 1967.021 | 1967.021 | 82.8657 | 82.8657 | 1314.4497 | 1314.4497 | 0 | 0 | 569.7056 | 569.7056 | 64883552.3056 | 1366888128.165 | 256665966.2153 | 0 | 1688.4376 | 42.8372 | 0 | 0 | 0 | 69.5323 | 172 | 1824 | 2767.1539 | 456 | 114 | 0.26624
1083 | 154.5162 | 653.6 | 200 | 800 | 0 | 100% | 96.621 | 113.1319 | 113.0271 | 113.0271 | 1 | 113.1319 | 98.1498 | 135.3793 | 127.6668 | 127.6668 | 127.6668 | 7.7125 | 135.3793 | 91.6545 | 81.5872 | 81.5872 | 81.5872 | 10.0673 | 91.6545 | 0 | 0 | 0 | 0 | 0 | 0 | 0 | 0 | 0 | 252.3058 | 202.8648 | 202.8648 | 202.8648 | 49.4411 | 252.3058 | 2131.7672 | 2131.7672 | 248.4823 | 248.4823 | 1313.8425 | 1313.8425 | 0 | 0 | 569.4425 | 569.4425 | 170130715.2049 | 1366989605.3505 | 182464403.1342 | 0 | 1719.5847 | 46.6311 | 0 | 0 | 0 | 208.5969 | 172 | 1824 | 2767.1539 | 456 | 114 | 0.19003
1084 | 206.0217 | 653.6 | 200 | 800 | 0 | 100% | 97.7626 | 116.6067 | 116.5309 | 116.5309 | 1 | 116.6067 | 98.7098 | 150.208 | 141.6491 | 141.6491 | 141.6491 | 8.5589 | 150.208 | 91.6362 | 81.5691 | 81.5691 | 81.5691 | 10.0671 | 91.6362 | 0 | 0 | 0 | 0 | 0 | 0 | 0 | 0 | 0 | 286.8097 | 230.2671 | 230.2671 | 230.2671 | 56.5426 | 286.8097 | 2214.1446 | 2214.1446 | 331.2423 | 331.2423 | 1313.5755 | 1313.5755 | 0 | 0 | 569.3268 | 569.3268 | 202591727.8897 | 1367014058.4673 | 159789228.1631 | 0 | 1729.395 | 48.446 | 0 | 0 | 0 | 278.1292 | 172 | 1824 | 2767.1539 | 456 | 114 | 0.16674
1085 | 257.5271 | 653.6 | 200 | 800 | 0 | 100% | 98.5388 | 120.316 | 120.369 | 120.369 | 1 | 120.316 | 99.0838 | 172.6695 | 162.829 | 162.829 | 162.829 | 9.8405 | 172.6695 | 91.6198 | 81.5528 | 81.5528 | 81.5528 | 10.0669 | 91.6198 | 0 | 0 | 0 | 0 | 0 | 0 | 0 | 0 | 0 | 305.5564 | 245.0428 | 245.0428 | 245.0428 | 60.5136 | 305.5564 | 2296.5244 | 2296.5244 | 413.9753 | 413.9753 | 1313.3292 | 1313.3292 | 0 | 0 | 569.22 | 569.22 | 218362376.704 | 1367031590.0279 | 150553803.6219 | 0 | 1735.9478 | 50.1934 | 0 | 0 | 0 | 347.6615 | 172 | 1824 | 2767.1539 | 456 | 114 | 0.15725
1086 | 309.0325 | 653.6 | 200 | 800 | 0 | 100% | 99.0068 | 124.1787 | 124.2591 | 124.2591 | 1 | 124.1787 | 99.3314 | 198.2539 | 186.9535 | 186.9535 | 186.9535 | 11.3004 | 198.2539 | 91.6047 | 81.5379 | 81.5379 | 81.5379 | 10.0668 | 91.6047 | 0 | 0 | 0 | 0 | 0 | 0 | 0 | 0 | 0 | 315.0048 | 252.4302 | 252.4302 | 252.4302 | 62.5746 | 315.0048 | 2378.9064 | 2378.9064 | 496.6841 | 496.6841 | 1313.1011 | 1313.1011 | 0 | 0 | 569.1212 | 569.1212 | 227446795.8526 | 1367043661.2592 | 145796380.1189 | 0 | 1740.2868 | 51.8717 | 0 | 0 | 0 | 417.1938 | 172 | 1824 | 2767.1539 | 456 | 114 | 0.15237
1087 | 360.5379 | 653.6 | 200 | 800 | 0 | 100% | 99.2694 | 128.1547 | 128.2286 | 128.2286 | 1 | 128.1547 | 99.4971 | 224.6073 | 211.8028 | 211.8028 | 211.8028 | 12.8045 | 224.6073 | 91.591 | 81.5242 | 81.5242 | 81.5242 | 10.0668 | 91.591 | 0 | 0 | 0 | 0 | 0 | 0 | 0 | 0 | 0 | 321.8687 | 257.8021 | 257.8021 | 257.8021 | 64.0665 | 321.8687 | 2461.2903 | 2461.2903 | 579.3714 | 579.3714 | 1312.8895 | 1312.8895 | 0 | 0 | 569.0294 | 569.0294 | 233904524.7943 | 1367051249.9682 | 142233426.6797 | 0 | 1743.1892 | 53.4719 | 0 | 0 | 0 | 486.7262 | 172 | 1824 | 2767.1539 | 456 | 114 | 0.14871
1088 | 412.0433 | 653.6 | 200 | 800 | 0 | 100% | 99.4292 | 132.2101 | 132.2825 | 132.2825 | 1 | 132.2101 | 99.6057 | 251.0063 | 236.6948 | 236.6948 | 236.6948 | 14.3115 | 251.0063 | 91.5784 | 81.5117 | 81.5117 | 81.5117 | 10.0667 | 91.5784 | 0 | 0 | 0 | 0 | 0 | 0 | 0 | 0 | 0 | 328.3998 | 262.9265 | 262.9265 | 262.9265 | 65.4734 | 328.3998 | 2543.6759 | 2543.6759 | 662.0393 | 662.0393 | 1312.6925 | 1312.6925 | 0 | 0 | 568.9441 | 568.9441 | 238964999.376 | 1367056826.5526 | 139070071.3625 | 0 | 1745.0919 | 54.9899 | 0 | 0 | 0 | 556.2585 | 172 | 1824 | 2767.1539 | 456 | 114 | 0.14546
1089 | 463.5487 | 653.6 | 200 | 800 | 0 | 100% | 99.5434 | 136.3299 | 136.4155 | 136.4155 | 1 | 136.3299 | 99.6934 | 277.5102 | 261.6855 | 261.6855 | 261.6855 | 15.8247 | 277.5102 | 91.5667 | 81.5 | 81.5 | 81.5 | 10.0667 | 91.5667 | 0 | 0 | 0 | 0 | 0 | 0 | 0 | 0 | 0 | 334.2845 | 267.6109 | 267.6109 | 267.6109 | 66.6735 | 334.2845 | 2626.063 | 2626.063 | 744.69 | 744.69 | 1312.5087 | 1312.5087 | 0 | 0 | 568.8644 | 568.8644 | 242955216.2138 | 1367060803.8133 | 136612446.4441 | 0 | 1746.6285 | 56.4174 | 0 | 0 | 0 | 625.7908 | 172 | 1824 | 2767.1539 | 456 | 114 | 0.14293
1090 | 515.0541 | 653.6 | 200 | 800 | 0 | 100% | 99.6233 | 140.4512 | 140.537 | 140.537 | 1 | 140.4512 | 99.754 | 304.0965 | 286.7536 | 286.7536 | 286.7536 | 17.3429 | 304.0965 | 91.5558 | 81.4891 | 81.4891 | 81.4891 | 10.0667 | 91.5558 | 0 | 0 | 0 | 0 | 0 | 0 | 0 | 0 | 0 | 339.0924 | 271.3753 | 271.3753 | 271.3753 | 67.7171 | 339.0924 | 2708.4516 | 2708.4516 | 827.3249 | 827.3249 | 1312.3368 | 1312.3368 | 0 | 0 | 568.7899 | 568.7899 | 246173186.9156 | 1367064157.7746 | 134453492.2179 | 0 | 1747.6908 | 57.7664 | 0 | 0 | 0 | 695.3231 | 172 | 1824 | 2767.1539 | 456 | 114 | 0.14072
1091 | 566.5595 | 653.6 | 200 | 800 | 0 | 100% | 99.6918 | 144.5895 | 144.6963 | 144.6963 | 1 | 144.5895 | 99.8146 | 330.7297 | 311.8656 | 311.8656 | 311.8656 | 18.864 | 330.7297 | 91.5456 | 81.4789 | 81.4789 | 81.4789 | 10.0667 | 91.5456 | 0 | 0 | 0 | 0 | 0 | 0 | 0 | 0 | 0 | 343.1789 | 274.5746 | 274.5746 | 274.5746 | 68.6043 | 343.1789 | 2790.8414 | 2790.8414 | 909.9457 | 909.9457 | 1312.1756 | 1312.1756 | 0 | 0 | 568.72 | 568.72 | 248804151.9446 | 1367066482.2606 | 132880975.7157 | 0 | 1748.7516 | 59.0323 | 0 | 0 | 0 | 764.8554 | 172 | 1824 | 2767.1539 | 456 | 114 | 0.1391
1092 | 618.065 | 653.6 | 200 | 800 | 0 | 100% | 99.7831 | 148.7262 | 148.847 | 148.847 | 1 | 148.7262 | 99.8717 | 357.5967 | 337.198 | 337.198 | 337.198 | 20.3987 | 357.5967 | 91.5361 | 81.4694 | 81.4694 | 81.4694 | 10.0667 | 91.5361 | 0 | 0 | 0 | 0 | 0 | 0 | 0 | 0 | 0 | 345.9371 | 276.7115 | 276.7115 | 276.7115 | 69.2255 | 345.9371 | 2873.2323 | 2873.2323 | 992.5535 | 992.5535 | 1312.0243 | 1312.0243 | 0 | 0 | 568.6545 | 568.6545 | 250838055.1997 | 1367068303.0213 | 131845772.492 | 0 | 1749.7521 | 60.2242 | 0 | 0 | 0 | 834.3877 | 172 | 1824 | 2767.1539 | 456 | 114 | 0.13804
1093 | 669.5704 | 653.6 | 200 | 800 | 0 | 100% | 99.8402 | 152.8816 | 153.0014 | 153.0014 | 1 | 152.8816 | 99.9115 | 384.6014 | 362.66 | 362.66 | 362.66 | 21.9414 | 384.6014 | 91.5271 | 81.4605 | 81.4605 | 81.4605 | 10.0666 | 91.5271 | 0 | 0 | 0 | 0 | 0 | 0 | 0 | 0 | 0 | 348.2895 | 278.5398 | 278.5398 | 278.5398 | 69.7497 | 348.2895 | 2955.6243 | 2955.6243 | 1075.1496 | 1075.1496 | 1311.8819 | 1311.8819 | 0 | 0 | 568.5927 | 568.5927 | 252536293.8411 | 1367070076.6978 | 130843817.2891 | 0 | 1750.4502 | 61.3541 | 0 | 0 | 0 | 903.92 | 172 | 1824 | 2767.1539 | 456 | 114 | 0.13701
1094 | 721.0758 | 653.6 | 200 | 800 | 0 | 100% | 99.863 | 157.0288 | 157.1335 | 157.1335 | 1 | 157.0288 | 99.9292 | 411.6812 | 388.1926 | 388.1926 | 388.1926 | 23.4885 | 411.6812 | 91.5187 | 81.4521 | 81.4521 | 81.4521 | 10.0666 | 91.5187 | 0 | 0 | 0 | 0 | 0 | 0 | 0 | 0 | 0 | 350.2589 | 279.9843 | 279.9843 | 279.9843 | 70.2746 | 350.2589 | 3038.0172 | 3038.0172 | 1157.735 | 1157.735 | 1311.7477 | 1311.7477 | 0 | 0 | 568.5346 | 568.5346 | 253984577.1703 | 1367071850.3743 | 129703042.9605 | 0 | 1750.7595 | 62.4294 | 0 | 0 | 0 | 973.4523 | 172 | 1824 | 2767.1539 | 456 | 114 | 0.13584
1095 | 772.5812 | 653.6 | 200 | 800 | 0 | 100% | 99.8744 | 161.2283 | 161.3274 | 161.3274 | 1 | 161.2283 | 99.9375 | 438.7555 | 413.7199 | 413.7199 | 413.7199 | 25.0355 | 438.7555 | 91.5107 | 81.4441 | 81.4441 | 81.4441 | 10.0666 | 91.5107 | 0 | 0 | 0 | 0 | 0 | 0 | 0 | 0 | 0 | 352.8743 | 282.0295 | 282.0295 | 282.0295 | 70.8448 | 352.8743 | 3120.4111 | 3120.4111 | 1240.3105 | 1240.3105 | 1311.6209 | 1311.6209 | 0 | 0 | 568.4796 | 568.4796 | 255267784.5644 | 1367073490.7753 | 128564019.2043 | 0 | 1750.9053 | 63.4496 | 0 | 0 | 0 | 1042.9846 | 172 | 1824 | 2767.1539 | 456 | 114 | 0.13467
1096 | 824.0866 | 653.6 | 200 | 800 | 0 | 100% | 99.9087 | 165.4385 | 165.5465 | 165.5465 | 1 | 165.4385 | 99.9486 | 465.8066 | 439.2252 | 439.2252 | 439.2252 | 26.5814 | 465.8066 | 91.5032 | 81.4366 | 81.4366 | 81.4366 | 10.0666 | 91.5032 | 0 | 0 | 0 | 0 | 0 | 0 | 0 | 0 | 0 | 355.4411 | 284.044 | 284.044 | 284.044 | 71.3971 | 355.4411 | 3202.8057 | 3202.8057 | 1322.8769 | 1322.8769 | 1311.5011 | 1311.5011 | 0 | 0 | 568.4277 | 568.4277 | 256410401.4436 | 1367075031.8112 | 127613216.5541 | 0 | 1751.0986 | 64.4149 | 0 | 0 | 0 | 1112.5169 | 172 | 1824 | 2767.1539 | 456 | 114 | 0.13369
1097 | 875.592 | 653.6 | 200 | 800 | 0 | 100% | 99.9201 | 169.6496 | 169.7639 | 169.7639 | 1 | 169.6496 | 99.9592 | 492.8622 | 464.7346 | 464.7346 | 464.7346 | 28.1276 | 492.8622 | 91.496 | 81.4294 | 81.4294 | 81.4294 | 10.0666 | 91.496 | 0 | 0 | 0 | 0 | 0 | 0 | 0 | 0 | 0 | 357.7034 | 285.8188 | 285.8188 | 285.8188 | 71.8845 | 357.7034 | 3285.201 | 3285.201 | 1405.4351 | 1405.4351 | 1311.3875 | 1311.3875 | 0 | 0 | 568.3785 | 568.3785 | 257403376.3952 | 1367076448.9927 | 126804936.195 | 0 | 1751.2848 | 65.3303 | 0 | 0 | 0 | 1182.0492 | 172 | 1824 | 2767.1539 | 456 | 114 | 0.13286
1098 | 927.0974 | 653.6 | 200 | 800 | 0 | 100% | 99.9315 | 173.8631 | 173.9744 | 173.9744 | 1 | 173.8631 | 99.9649 | 519.9618 | 490.2853 | 490.2853 | 490.2853 | 29.6765 | 519.9618 | 91.4892 | 81.4226 | 81.4226 | 81.4226 | 10.0666 | 91.4892 | 0 | 0 | 0 | 0 | 0 | 0 | 0 | 0 | 0 | 359.6903 | 287.3784 | 287.3784 | 287.3784 | 72.3119 | 359.6903 | 3367.5971 | 3367.5971 | 1487.9855 | 1487.9855 | 1311.2798 | 1311.2798 | 0 | 0 | 568.3318 | 568.3318 | 258259618.7912 | 1367077816.8729 | 126047997.0458 | 0 | 1751.3854 | 66.2013 | 0 | 0 | 0 | 1251.5815 | 172 | 1824 | 2767.1539 | 456 | 114 | 0.13208
1099 | 978.6028 | 653.6 | 200 | 800 | 0 | 100% | 99.9315 | 178.0794 | 178.1915 | 178.1915 | 1 | 178.0794 | 99.9706 | 547.1126 | 515.8842 | 515.8842 | 515.8842 | 31.2284 | 547.1126 | 91.4828 | 81.4162 | 81.4162 | 81.4162 | 10.0666 | 91.4828 | 0 | 0 | 0 | 0 | 0 | 0 | 0 | 0 | 0 | 361.4562 | 288.7636 | 288.7636 | 288.7636 | 72.6927 | 361.4562 | 3449.9938 | 3449.9938 | 1570.5288 | 1570.5288 | 1311.1775 | 1311.1775 | 0 | 0 | 568.2874 | 568.2874 | 259023848.9935 | 1367078728.2287 | 125382837.7918 | 0 | 1751.4854 | 67.0294 | 0 | 0 | 0 | 1321.1138 | 172 | 1824 | 2767.1539 | 456 | 114 | 0.1314
1100 | 1030.1083 | 653.6 | 200 | 800 | 0 | 100% | 99.9429 | 182.2979 | 182.4125 | 182.4125 | 1 | 182.2979 | 99.9743 | 574.243 | 541.4637 | 541.4637 | 541.4637 | 32.7793 | 574.243 | 91.4767 | 81.4101 | 81.4101 | 81.4101 | 10.0666 | 91.4767 | 0 | 0 | 0 | 0 | 0 | 0 | 0 | 0 | 0 | 363.1238 | 290.0704 | 290.0704 | 290.0704 | 73.0534 | 363.1238 | 3532.391 | 3532.391 | 1653.0656 | 1653.0656 | 1311.0802 | 1311.0802 | 0 | 0 | 568.2453 | 568.2453 | 259750913.5679 | 1367079611.6911 | 124718944.8715 | 0 | 1751.5495 | 67.8184 | 0 | 0 | 0 | 1390.6462 | 172 | 1824 | 2767.1539 | 456 | 114 | 0.13072
1101 | 20.6022 | 703 | 200 | 800 | 0 | 100% | 94.3265 | 110.1651 | 110.2292 | 110.2292 | 1 | 110.1651 | 96.1004 | 120.0956 | 113.2559 | 113.2559 | 113.2559 | 6.8397 | 120.0956 | 97.5083 | 86.8011 | 86.8011 | 86.8011 | 10.7072 | 97.5083 | 0 | 0 | 0 | 0 | 0 | 0 | 0 | 0 | 0 | 173.152 | 139.837 | 139.837 | 139.837 | 33.315 | 173.152 | 2016.3532 | 2016.3532 | 33.1414 | 33.1414 | 1413.5898 | 1413.5898 | 0 | 0 | 569.6219 | 569.6219 | 25824247.7022 | 1382424539.6665 | 275430234.3018 | 0 | 1683.679 | 45.5133 | 0 | 0 | 0 | 27.8129 | 185 | 1824 | 2767.1539 | 456 | 114 | 0.28551
1102 | 51.5054 | 703 | 200 | 800 | 0 | 100% | 95.0685 | 111.9713 | 112.0076 | 112.0076 | 1 | 111.9713 | 96.8171 | 123.1438 | 116.1295 | 116.1295 | 116.1295 | 7.0143 | 123.1438 | 97.4933 | 86.7864 | 86.7864 | 86.7864 | 10.7069 | 97.4933 | 0 | 0 | 0 | 0 | 0 | 0 | 0 | 0 | 0 | 189.1968 | 152.7619 | 152.7619 | 152.7619 | 36.4348 | 189.1968 | 2065.7769 | 2065.7769 | 82.842 | 82.842 | 1413.3925 | 1413.3925 | 0 | 0 | 569.5424 | 569.5424 | 62890923.7931 | 1382466338.8812 | 250878720.517 | 0 | 1696.236 | 46.5057 | 0 | 0 | 0 | 69.5323 | 185 | 1824 | 2767.1539 | 456 | 114 | 0.26029
1103 | 154.5162 | 703 | 200 | 800 | 0 | 100% | 97.032 | 118.263 | 118.1469 | 118.1469 | 1 | 118.263 | 98.374 | 140.431 | 132.4289 | 132.4289 | 132.4289 | 8.0021 | 140.431 | 97.4512 | 86.7449 | 86.7449 | 86.7449 | 10.7063 | 97.4512 | 0 | 0 | 0 | 0 | 0 | 0 | 0 | 0 | 0 | 259.1268 | 208.2125 | 208.2125 | 208.2125 | 50.9143 | 259.1268 | 2230.5301 | 2230.5301 | 248.4222 | 248.4222 | 1412.803 | 1412.803 | 0 | 0 | 569.3049 | 569.3049 | 163913002.7932 | 1382551517.3922 | 177047672.623 | 0 | 1723.5122 | 49.8862 | 0 | 0 | 0 | 208.5969 | 185 | 1824 | 2767.1539 | 456 | 114 | 0.18446
1104 | 206.0217 | 703 | 200 | 800 | 0 | 100% | 98.0137 | 121.8147 | 121.7231 | 121.7231 | 1 | 121.8147 | 98.8492 | 155.9106 | 147.0249 | 147.0249 | 147.0249 | 8.8857 | 155.9106 | 97.4336 | 86.7275 | 86.7275 | 86.7275 | 10.7061 | 97.4336 | 0 | 0 | 0 | 0 | 0 | 0 | 0 | 0 | 0 | 296.3178 | 237.7591 | 237.7591 | 237.7591 | 58.5587 | 296.3178 | 2312.9103 | 2312.9103 | 331.1684 | 331.1684 | 1412.5421 | 1412.5421 | 0 | 0 | 569.1997 | 569.1997 | 195130040.0012 | 1382573276.0426 | 154134594.4909 | 0 | 1731.8379 | 51.5122 | 0 | 0 | 0 | 278.1292 | 185 | 1824 | 2767.1539 | 456 | 114 | 0.16093
1105 | 257.5271 | 703 | 200 | 800 | 0 | 100% | 98.7443 | 125.5424 | 125.5758 | 125.5758 | 1 | 125.5424 | 99.1925 | 179.2686 | 169.05 | 169.05 | 169.05 | 10.2186 | 179.2686 | 97.4178 | 86.7118 | 86.7118 | 86.7118 | 10.706 | 97.4178 | 0 | 0 | 0 | 0 | 0 | 0 | 0 | 0 | 0 | 316.225 | 253.4591 | 253.4591 | 253.4591 | 62.7659 | 316.225 | 2395.2927 | 2395.2927 | 413.8897 | 413.8897 | 1412.3005 | 1412.3005 | 0 | 0 | 569.1024 | 569.1024 | 210286430.9727 | 1382587100.877 | 144978925.6205 | 0 | 1737.8525 | 53.0639 | 0 | 0 | 0 | 347.6615 | 185 | 1824 | 2767.1539 | 456 | 114 | 0.15153
1106 | 309.0325 | 703 | 200 | 800 | 0 | 100% | 99.121 | 129.4681 | 129.5306 | 129.5306 | 1 | 129.4681 | 99.4044 | 205.8683 | 194.1317 | 194.1317 | 194.1317 | 11.7366 | 205.8683 | 97.4032 | 86.6973 | 86.6973 | 86.6973 | 10.7059 | 97.4032 | 0 | 0 | 0 | 0 | 0 | 0 | 0 | 0 | 0 | 327.434 | 262.3281 | 262.3281 | 262.3281 | 65.1059 | 327.434 | 2477.6769 | 2477.6769 | 496.5888 | 496.5888 | 1412.0762 | 1412.0762 | 0 | 0 | 569.012 | 569.012 | 218991350.885 | 1382597720.8619 | 139976730.8813 | 0 | 1741.5658 | 54.5668 | 0 | 0 | 0 | 417.1938 | 185 | 1824 | 2767.1539 | 456 | 114 | 0.14639
1107 | 360.5379 | 703 | 200 | 800 | 0 | 100% | 99.3037 | 133.4596 | 133.5093 | 133.5093 | 1 | 133.4596 | 99.5491 | 233.255 | 219.9553 | 219.9553 | 219.9553 | 13.2997 | 233.255 | 97.3899 | 86.684 | 86.684 | 86.684 | 10.7058 | 97.3899 | 0 | 0 | 0 | 0 | 0 | 0 | 0 | 0 | 0 | 335.0934 | 268.3408 | 268.3408 | 268.3408 | 66.7526 | 335.0934 | 2560.0628 | 2560.0628 | 579.2679 | 579.2679 | 1411.8672 | 1411.8672 | 0 | 0 | 568.9278 | 568.9278 | 225189994.5215 | 1382604517.4612 | 136306199.7684 | 0 | 1744.1007 | 55.9999 | 0 | 0 | 0 | 486.7262 | 185 | 1824 | 2767.1539 | 456 | 114 | 0.14262
1108 | 412.0433 | 703 | 200 | 800 | 0 | 100% | 99.4635 | 137.5331 | 137.598 | 137.598 | 1 | 137.5331 | 99.6473 | 260.6972 | 245.8308 | 245.8308 | 245.8308 | 14.8664 | 260.6972 | 97.3776 | 86.6717 | 86.6717 | 86.6717 | 10.7058 | 97.3776 | 0 | 0 | 0 | 0 | 0 | 0 | 0 | 0 | 0 | 342.5339 | 274.1902 | 274.1902 | 274.1902 | 68.3437 | 342.5339 | 2642.4503 | 2642.4503 | 661.9289 | 661.9289 | 1411.6721 | 1411.6721 | 0 | 0 | 568.8492 | 568.8492 | 230041006.9462 | 1382609459.0193 | 133170003.954 | 0 | 1745.8205 | 57.3612 | 0 | 0 | 0 | 556.2585 | 185 | 1824 | 2767.1539 | 456 | 114 | 0.1394
1109 | 463.5487 | 703 | 200 | 800 | 0 | 100% | 99.5776 | 141.6313 | 141.713 | 141.713 | 1 | 141.6313 | 99.73 | 288.2607 | 271.8205 | 271.8205 | 271.8205 | 16.4402 | 288.2607 | 97.3661 | 86.6603 | 86.6603 | 86.6603 | 10.7058 | 97.3661 | 0 | 0 | 0 | 0 | 0 | 0 | 0 | 0 | 0 | 348.4667 | 278.8467 | 278.8467 | 278.8467 | 69.6199 | 348.4667 | 2724.839 | 2724.839 | 744.5738 | 744.5738 | 1411.4896 | 1411.4896 | 0 | 0 | 568.7756 | 568.7756 | 233851715.3137 | 1382613406.4032 | 130804044.0969 | 0 | 1747.2692 | 58.6441 | 0 | 0 | 0 | 625.7908 | 185 | 1824 | 2767.1539 | 456 | 114 | 0.13697
1110 | 515.0541 | 703 | 200 | 800 | 0 | 100% | 99.6804 | 145.7267 | 145.8186 | 145.8186 | 1 | 145.7267 | 99.7906 | 315.9177 | 297.8981 | 297.8981 | 297.8981 | 18.0196 | 315.9177 | 97.3553 | 86.6496 | 86.6496 | 86.6496 | 10.7057 | 97.3553 | 0 | 0 | 0 | 0 | 0 | 0 | 0 | 0 | 0 | 353.1736 | 282.4497 | 282.4497 | 282.4497 | 70.7239 | 353.1736 | 2807.2291 | 2807.2291 | 827.2039 | 827.2039 | 1411.3185 | 1411.3185 | 0 | 0 | 568.7067 | 568.7067 | 236921292.2703 | 1382616497.7712 | 128793911.0457 | 0 | 1748.3317 | 59.8588 | 0 | 0 | 0 | 695.3231 | 185 | 1824 | 2767.1539 | 456 | 114 | 0.1349
1111 | 566.5595 | 703 | 200 | 800 | 0 | 100% | 99.7489 | 149.8624 | 149.9747 | 149.9747 | 1 | 149.8624 | 99.8502 | 343.6458 | 324.0425 | 324.0425 | 324.0425 | 19.6033 | 343.6458 | 97.3453 | 86.6395 | 86.6395 | 86.6395 | 10.7057 | 97.3453 | 0 | 0 | 0 | 0 | 0 | 0 | 0 | 0 | 0 | 357.2798 | 285.6627 | 285.6627 | 285.6627 | 71.6172 | 357.2798 | 2889.6202 | 2889.6202 | 909.8206 | 909.8206 | 1411.1577 | 1411.1577 | 0 | 0 | 568.6419 | 568.6419 | 239400113.4355 | 1382619103.5524 | 127356368.1745 | 0 | 1749.3756 | 61.003 | 0 | 0 | 0 | 764.8554 | 185 | 1824 | 2767.1539 | 456 | 114 | 0.13343
1112 | 618.065 | 703 | 200 | 800 | 0 | 100% | 99.8288 | 153.9989 | 154.1188 | 154.1188 | 1 | 153.9989 | 99.9033 | 371.6119 | 350.4111 | 350.4111 | 350.4111 | 21.2007 | 371.6119 | 97.3358 | 86.6301 | 86.6301 | 86.6301 | 10.7057 | 97.3358 | 0 | 0 | 0 | 0 | 0 | 0 | 0 | 0 | 0 | 360.0591 | 287.8199 | 287.8199 | 287.8199 | 72.2392 | 360.0591 | 2972.0124 | 2972.0124 | 992.4251 | 992.4251 | 1411.0064 | 1411.0064 | 0 | 0 | 568.5809 | 568.5809 | 241343135.5424 | 1382621068.2385 | 126341709.2599 | 0 | 1750.3059 | 62.0847 | 0 | 0 | 0 | 834.3877 | 185 | 1824 | 2767.1539 | 456 | 114 | 0.13239
1113 | 669.5704 | 703 | 200 | 800 | 0 | 100% | 99.8516 | 158.1614 | 158.2654 | 158.2654 | 1 | 158.1614 | 99.9298 | 399.7255 | 376.9186 | 376.9186 | 376.9186 | 22.8068 | 399.7255 | 97.3269 | 86.6212 | 86.6212 | 86.6212 | 10.7057 | 97.3269 | 0 | 0 | 0 | 0 | 0 | 0 | 0 | 0 | 0 | 362.6848 | 289.8658 | 289.8658 | 289.8658 | 72.8191 | 362.6848 | 3054.4056 | 3054.4056 | 1075.0185 | 1075.0185 | 1410.8637 | 1410.8637 | 0 | 0 | 568.5234 | 568.5234 | 242935154.2077 | 1382622629.7206 | 125211608.559 | 0 | 1750.7694 | 63.1168 | 0 | 0 | 0 | 903.92 | 185 | 1824 | 2767.1539 | 456 | 114 | 0.13123
1114 | 721.0758 | 703 | 200 | 800 | 0 | 100% | 99.8973 | 162.3479 | 162.4432 | 162.4432 | 1 | 162.3479 | 99.9434 | 427.9102 | 403.4931 | 403.4931 | 403.4931 | 24.4171 | 427.9102 | 97.3186 | 86.6129 | 86.6129 | 86.6129 | 10.7057 | 97.3186 | 0 | 0 | 0 | 0 | 0 | 0 | 0 | 0 | 0 | 365.4374 | 292.0129 | 292.0129 | 292.0129 | 73.4245 | 365.4374 | 3136.7995 | 3136.7995 | 1157.6016 | 1157.6016 | 1410.7289 | 1410.7289 | 0 | 0 | 568.4691 | 568.4691 | 244316108.4136 | 1382624185.5536 | 124067622.4413 | 0 | 1751.0079 | 64.0985 | 0 | 0 | 0 | 973.4523 | 185 | 1824 | 2767.1539 | 456 | 114 | 0.13005
1115 | 772.5812 | 703 | 200 | 800 | 0 | 100% | 99.9087 | 166.5531 | 166.6552 | 166.6552 | 1 | 166.5531 | 99.954 | 456.0668 | 430.0408 | 430.0408 | 430.0408 | 26.026 | 456.0668 | 97.3106 | 86.605 | 86.605 | 86.605 | 10.7057 | 97.3106 | 0 | 0 | 0 | 0 | 0 | 0 | 0 | 0 | 0 | 368.349 | 294.2947 | 294.2947 | 294.2947 | 74.0543 | 368.349 | 3219.1943 | 3219.1943 | 1240.1753 | 1240.1753 | 1410.6013 | 1410.6013 | 0 | 0 | 568.4177 | 568.4177 | 245554604.3265 | 1382625741.3866 | 123014210.6531 | 0 | 1751.1946 | 65.0301 | 0 | 0 | 0 | 1042.9846 | 185 | 1824 | 2767.1539 | 456 | 114 | 0.12897
1116 | 824.0866 | 703 | 200 | 800 | 0 | 100% | 99.9315 | 170.7624 | 170.8672 | 170.8672 | 1 | 170.7624 | 99.9615 | 484.1732 | 456.541 | 456.541 | 456.541 | 27.6322 | 484.1732 | 97.3031 | 86.5974 | 86.5974 | 86.5974 | 10.7057 | 97.3031 | 0 | 0 | 0 | 0 | 0 | 0 | 0 | 0 | 0 | 371.0622 | 296.4232 | 296.4232 | 296.4232 | 74.639 | 371.0622 | 3301.5898 | 3301.5898 | 1322.7404 | 1322.7404 | 1410.4805 | 1410.4805 | 0 | 0 | 568.369 | 568.369 | 246662656.4127 | 1382627297.2196 | 122035189.2526 | 0 | 1751.3251 | 65.9156 | 0 | 0 | 0 | 1112.5169 | 185 | 1824 | 2767.1539 | 456 | 114 | 0.12796
1117 | 875.592 | 703 | 200 | 800 | 0 | 100% | 99.9315 | 174.9753 | 175.0799 | 175.0799 | 1 | 174.9753 | 99.9672 | 512.2886 | 483.0496 | 483.0496 | 483.0496 | 29.239 | 512.2886 | 97.296 | 86.5903 | 86.5903 | 86.5903 | 10.7057 | 97.296 | 0 | 0 | 0 | 0 | 0 | 0 | 0 | 0 | 0 | 373.5227 | 298.3554 | 298.3554 | 298.3554 | 75.1673 | 373.5227 | 3383.986 | 3383.986 | 1405.2974 | 1405.2974 | 1410.3658 | 1410.3658 | 0 | 0 | 568.3228 | 568.3228 | 247620345.4912 | 1382628853.0526 | 121176443.3839 | 0 | 1751.4256 | 66.7577 | 0 | 0 | 0 | 1182.0492 | 185 | 1824 | 2767.1539 | 456 | 114 | 0.12708
1118 | 927.0974 | 703 | 200 | 800 | 0 | 100% | 99.9315 | 179.1923 | 179.298 | 179.298 | 1 | 179.1923 | 99.9729 | 540.4655 | 509.6161 | 509.6161 | 509.6161 | 30.8494 | 540.4655 | 97.2892 | 86.5835 | 86.5835 | 86.5835 | 10.7056 | 97.2892 | 0 | 0 | 0 | 0 | 0 | 0 | 0 | 0 | 0 | 375.7225 | 300.0832 | 300.0832 | 300.0832 | 75.6393 | 375.7225 | 3466.3828 | 3466.3828 | 1487.847 | 1487.847 | 1410.2569 | 1410.2569 | 0 | 0 | 568.2789 | 568.2789 | 248434328.1559 | 1382630283.3387 | 120461172.5485 | 0 | 1751.5258 | 67.5592 | 0 | 0 | 0 | 1251.5815 | 185 | 1824 | 2767.1539 | 456 | 114 | 0.12635
1119 | 978.6028 | 703 | 200 | 800 | 0 | 100% | 99.9429 | 183.4121 | 183.5153 | 183.5153 | 1 | 183.4121 | 99.9744 | 568.6973 | 536.2342 | 536.2342 | 536.2342 | 32.4631 | 568.6973 | 97.2827 | 86.5771 | 86.5771 | 86.5771 | 10.7056 | 97.2827 | 0 | 0 | 0 | 0 | 0 | 0 | 0 | 0 | 0 | 377.6835 | 301.6234 | 301.6234 | 301.6234 | 76.0601 | 377.6835 | 3548.7802 | 3548.7802 | 1570.3898 | 1570.3898 | 1410.1533 | 1410.1533 | 0 | 0 | 568.2371 | 568.2371 | 249172702.8673 | 1382631700.5201 | 119747036.1831 | 0 | 1751.5514 | 68.3241 | 0 | 0 | 0 | 1321.1138 | 185 | 1824 | 2767.1539 | 456 | 114 | 0.12561
1120 | 1030.1083 | 703 | 200 | 800 | 0 | 100% | 99.9429 | 187.6332 | 187.7372 | 187.7372 | 1 | 187.6332 | 99.9756 | 596.8898 | 562.8151 | 562.8151 | 562.8151 | 34.0747 | 596.8898 | 97.2766 | 86.5709 | 86.5709 | 86.5709 | 10.7056 | 97.2766 | 0 | 0 | 0 | 0 | 0 | 0 | 0 | 0 | 0 | 379.525 | 303.0711 | 303.0711 | 303.0711 | 76.4539 | 379.525 | 3631.1781 | 3631.1781 | 1652.9262 | 1652.9262 | 1410.0546 | 1410.0546 | 0 | 0 | 568.1974 | 568.1974 | 249881856.8278 | 1382632753.3438 | 119058393.1272 | 0 | 1751.573 | 69.0538 | 0 | 0 | 0 | 1390.6462 | 185 | 1824 | 2767.1539 | 456 | 114 | 0.12491
1121 | 20.6022 | 752.4 | 200 | 800 | 0 | 100% | 94.9543 | 115.1643 | 115.2245 | 115.2245 | 1 | 115.1643 | 96.5492 | 123.5215 | 116.4848 | 116.4848 | 116.4848 | 7.0367 | 123.5215 | 103.2905 | 91.9456 | 91.9456 | 91.9456 | 11.3449 | 103.2905 | 0 | 0 | 0 | 0 | 0 | 0 | 0 | 0 | 0 | 176.1661 | 142.1844 | 142.1844 | 142.1844 | 33.9817 | 176.1661 | 2115.1114 | 2115.1114 | 33.1324 | 33.1324 | 1512.5119 | 1512.5119 | 0 | 0 | 569.4671 | 569.4671 | 25101135.2623 | 1396403676.5737 | 270036502.9061 | 0 | 1691.5413 | 48.8521 | 0 | 0 | 0 | 27.8129 | 198 | 1824 | 2767.1539 | 456 | 114 | 0.27997
1122 | 51.5054 | 752.4 | 200 | 800 | 0 | 100% | 95.6621 | 116.9962 | 117.0208 | 117.0208 | 1 | 116.9962 | 97.171 | 126.7271 | 119.507 | 119.507 | 119.507 | 7.2201 | 126.7271 | 103.2763 | 91.9317 | 91.9317 | 91.9317 | 11.3446 | 103.2763 | 0 | 0 | 0 | 0 | 0 | 0 | 0 | 0 | 0 | 192.9668 | 155.6732 | 155.6732 | 155.6732 | 37.2937 | 192.9668 | 2164.5372 | 2164.5372 | 82.8206 | 82.8206 | 1512.3213 | 1512.3213 | 0 | 0 | 569.3953 | 569.3953 | 61079182.1964 | 1396440100.5362 | 244916368.435 | 0 | 1702.4357 | 49.7521 | 0 | 0 | 0 | 69.5323 | 198 | 1824 | 2767.1539 | 456 | 114 | 0.25417
1123 | 154.5162 | 752.4 | 200 | 800 | 0 | 100% | 97.3402 | 123.4611 | 123.3385 | 123.3385 | 1 | 123.4611 | 98.5403 | 145.4336 | 137.1447 | 137.1447 | 137.1447 | 8.2889 | 145.4336 | 103.2359 | 91.8919 | 91.8919 | 91.8919 | 11.344 | 103.2359 | 0 | 0 | 0 | 0 | 0 | 0 | 0 | 0 | 0 | 266.49 | 214.0109 | 214.0109 | 214.0109 | 52.4792 | 266.49 | 2329.2963 | 2329.2963 | 248.3676 | 248.3676 | 1511.7489 | 1511.7489 | 0 | 0 | 569.1798 | 569.1798 | 158218022.0006 | 1396516460.2246 | 171690811.0302 | 0 | 1726.4253 | 52.7832 | 0 | 0 | 0 | 208.5969 | 198 | 1824 | 2767.1539 | 456 | 114 | 0.17896
1124 | 206.0217 | 752.4 | 200 | 800 | 0 | 100% | 98.2648 | 127.0351 | 126.9454 | 126.9454 | 1 | 127.0351 | 98.9779 | 161.5252 | 152.3178 | 152.3178 | 152.3178 | 9.2075 | 161.5252 | 103.219 | 91.8752 | 91.8752 | 91.8752 | 11.3439 | 103.219 | 0 | 0 | 0 | 0 | 0 | 0 | 0 | 0 | 0 | 305.3104 | 244.833 | 244.833 | 244.833 | 60.4774 | 305.3104 | 2411.679 | 2411.679 | 331.101 | 331.101 | 1511.4941 | 1511.4941 | 0 | 0 | 569.0839 | 569.0839 | 188293666.2662 | 1396534831.7268 | 149263953.8709 | 0 | 1734.0925 | 54.2314 | 0 | 0 | 0 | 278.1292 | 198 | 1824 | 2767.1539 | 456 | 114 | 0.15593
1125 | 257.5271 | 752.4 | 200 | 800 | 0 | 100% | 98.8699 | 130.8209 | 130.8364 | 130.8364 | 1 | 130.8209 | 99.2783 | 185.7135 | 175.1257 | 175.1257 | 175.1257 | 10.5878 | 185.7135 | 103.2038 | 91.86 | 91.86 | 91.86 | 11.3438 | 103.2038 | 0 | 0 | 0 | 0 | 0 | 0 | 0 | 0 | 0 | 327.1244 | 262.1316 | 262.1316 | 262.1316 | 64.9928 | 327.1244 | 2494.0636 | 2494.0636 | 413.8115 | 413.8115 | 1511.2574 | 1511.2574 | 0 | 0 | 568.9948 | 568.9948 | 202948668.3068 | 1396546401.0772 | 139861049.7675 | 0 | 1739.3561 | 55.6266 | 0 | 0 | 0 | 347.6615 | 198 | 1824 | 2767.1539 | 456 | 114 | 0.14627
1126 | 309.0325 | 752.4 | 200 | 800 | 0 | 100% | 99.2009 | 134.7324 | 134.7811 | 134.7811 | 1 | 134.7324 | 99.4723 | 213.3191 | 201.1557 | 201.1557 | 201.1557 | 12.1633 | 213.3191 | 103.1897 | 91.846 | 91.846 | 91.846 | 11.3437 | 103.1897 | 0 | 0 | 0 | 0 | 0 | 0 | 0 | 0 | 0 | 338.8287 | 271.3229 | 271.3229 | 271.3229 | 67.5058 | 338.8287 | 2576.4498 | 2576.4498 | 496.5013 | 496.5013 | 1511.0368 | 1511.0368 | 0 | 0 | 568.9117 | 568.9117 | 211311686.106 | 1396556009.6295 | 134886255.9625 | 0 | 1742.754 | 56.9735 | 0 | 0 | 0 | 417.1938 | 198 | 1824 | 2767.1539 | 456 | 114 | 0.14116
1127 | 360.5379 | 752.4 | 200 | 800 | 0 | 100% | 99.3607 | 138.745 | 138.7832 | 138.7832 | 1 | 138.745 | 99.5959 | 241.706 | 227.9222 | 227.9222 | 227.9222 | 13.7837 | 241.706 | 103.1767 | 91.833 | 91.833 | 91.833 | 11.3436 | 103.1767 | 0 | 0 | 0 | 0 | 0 | 0 | 0 | 0 | 0 | 347.5451 | 278.178 | 278.178 | 278.178 | 69.367 | 347.5451 | 2658.8375 | 2658.8375 | 579.1725 | 579.1725 | 1510.8308 | 1510.8308 | 0 | 0 | 568.8342 | 568.8342 | 217284767.0094 | 1396561562.3363 | 131073668.3995 | 0 | 1744.92 | 58.2662 | 0 | 0 | 0 | 486.7262 | 198 | 1824 | 2767.1539 | 456 | 114 | 0.13725
1128 | 412.0433 | 752.4 | 200 | 800 | 0 | 100% | 99.4977 | 142.8075 | 142.8786 | 142.8786 | 1 | 142.8075 | 99.6881 | 270.1422 | 254.735 | 254.735 | 254.735 | 15.4072 | 270.1422 | 103.1646 | 91.821 | 91.821 | 91.821 | 11.3436 | 103.1646 | 0 | 0 | 0 | 0 | 0 | 0 | 0 | 0 | 0 | 355.4783 | 284.3506 | 284.3506 | 284.3506 | 71.1277 | 355.4783 | 2741.2266 | 2741.2266 | 661.827 | 661.827 | 1510.638 | 1510.638 | 0 | 0 | 568.7616 | 568.7616 | 221948129.9675 | 1396565872.8784 | 128021367.0664 | 0 | 1746.5354 | 59.4927 | 0 | 0 | 0 | 556.2585 | 198 | 1824 | 2767.1539 | 456 | 114 | 0.13411
1129 | 463.5487 | 752.4 | 200 | 800 | 0 | 100% | 99.6461 | 146.9048 | 146.9863 | 146.9863 | 1 | 146.9048 | 99.766 | 298.7338 | 281.694 | 281.694 | 281.694 | 17.0398 | 298.7338 | 103.1534 | 91.8098 | 91.8098 | 91.8098 | 11.3436 | 103.1534 | 0 | 0 | 0 | 0 | 0 | 0 | 0 | 0 | 0 | 361.588 | 289.1489 | 289.1489 | 289.1489 | 72.4391 | 361.588 | 2823.6169 | 2823.6169 | 744.4662 | 744.4662 | 1510.4572 | 1510.4572 | 0 | 0 | 568.6935 | 568.6935 | 225612879.5735 | 1396569157.3993 | 125718877.5823 | 0 | 1747.9009 | 60.6522 | 0 | 0 | 0 | 625.7908 | 198 | 1824 | 2767.1539 | 456 | 114 | 0.13175
1130 | 515.0541 | 752.4 | 200 | 800 | 0 | 100% | 99.726 | 151.0274 | 151.1235 | 151.1235 | 1 | 151.0274 | 99.8267 | 327.4251 | 308.7467 | 308.7467 | 308.7467 | 18.6784 | 327.4251 | 103.1429 | 91.7993 | 91.7993 | 91.7993 | 11.3436 | 103.1429 | 0 | 0 | 0 | 0 | 0 | 0 | 0 | 0 | 0 | 366.8409 | 293.2605 | 293.2605 | 293.2605 | 73.5805 | 366.8409 | 2906.0082 | 2906.0082 | 827.0916 | 827.0916 | 1510.2872 | 1510.2872 | 0 | 0 | 568.6295 | 568.6295 | 228558829.0512 | 1396571386.6732 | 123833507.0168 | 0 | 1748.9637 | 61.7519 | 0 | 0 | 0 | 695.3231 | 198 | 1824 | 2767.1539 | 456 | 114 | 0.12981
1131 | 566.5595 | 752.4 | 200 | 800 | 0 | 100% | 99.8288 | 155.1612 | 155.2743 | 155.2743 | 1 | 155.1612 | 99.8841 | 356.2064 | 335.8841 | 335.8841 | 335.8841 | 20.3222 | 356.2064 | 103.133 | 91.7895 | 91.7895 | 91.7895 | 11.3435 | 103.133 | 0 | 0 | 0 | 0 | 0 | 0 | 0 | 0 | 0 | 370.987 | 296.5075 | 296.5075 | 296.5075 | 74.4795 | 370.987 | 2988.4006 | 2988.4006 | 909.7043 | 909.7043 | 1510.1271 | 1510.1271 | 0 | 0 | 568.5692 | 568.5692 | 230913240.6544 | 1396573171.6131 | 122483808.6454 | 0 | 1749.9702 | 62.7914 | 0 | 0 | 0 | 764.8554 | 198 | 1824 | 2767.1539 | 456 | 114 | 0.12842
1132 | 618.065 | 752.4 | 200 | 800 | 0 | 100% | 99.863 | 159.3056 | 159.4044 | 159.4044 | 1 | 159.3056 | 99.9202 | 385.236 | 363.2555 | 363.2555 | 363.2555 | 21.9805 | 385.236 | 103.1237 | 91.7802 | 91.7802 | 91.7802 | 11.3435 | 103.1237 | 0 | 0 | 0 | 0 | 0 | 0 | 0 | 0 | 0 | 374.1006 | 298.9321 | 298.9321 | 298.9321 | 75.1685 | 374.1006 | 3070.7939 | 3070.7939 | 992.3055 | 992.3055 | 1509.9761 | 1509.9761 | 0 | 0 | 568.5123 | 568.5123 | 232765190.3554 | 1396574460.5865 | 121261556.5074 | 0 | 1750.6012 | 63.7827 | 0 | 0 | 0 | 834.3877 | 198 | 1824 | 2767.1539 | 456 | 114 | 0.12717
1133 | 669.5704 | 752.4 | 200 | 800 | 0 | 100% | 99.9087 | 163.4796 | 163.5835 | 163.5835 | 1 | 163.4796 | 99.9479 | 414.4322 | 390.7837 | 390.7837 | 390.7837 | 23.6485 | 414.4322 | 103.1149 | 91.7714 | 91.7714 | 91.7714 | 11.3435 | 103.1149 | 0 | 0 | 0 | 0 | 0 | 0 | 0 | 0 | 0 | 377.1704 | 301.3303 | 301.3303 | 301.3303 | 75.8401 | 377.1704 | 3153.1881 | 3153.1881 | 1074.896 | 1074.896 | 1509.8334 | 1509.8334 | 0 | 0 | 568.4586 | 568.4586 | 234278706.83 | 1396575713.7741 | 120233580.2879 | 0 | 1751.088 | 64.7246 | 0 | 0 | 0 | 903.92 | 198 | 1824 | 2767.1539 | 456 | 114 | 0.12611
1134 | 721.0758 | 752.4 | 200 | 800 | 0 | 100% | 99.9201 | 167.6705 | 167.7639 | 167.7639 | 1 | 167.6705 | 99.958 | 443.6767 | 418.3573 | 418.3573 | 418.3573 | 25.3194 | 443.6767 | 103.1067 | 91.7632 | 91.7632 | 91.7632 | 11.3435 | 103.1067 | 0 | 0 | 0 | 0 | 0 | 0 | 0 | 0 | 0 | 380.154 | 303.6637 | 303.6637 | 303.6637 | 76.4904 | 380.154 | 3235.583 | 3235.583 | 1157.4768 | 1157.4768 | 1509.6984 | 1509.6984 | 0 | 0 | 568.4078 | 568.4078 | 235615215.4954 | 1396576735.888 | 119071372.0218 | 0 | 1751.2633 | 65.6245 | 0 | 0 | 0 | 973.4523 | 198 | 1824 | 2767.1539 | 456 | 114 | 0.12492
1135 | 772.5812 | 752.4 | 200 | 800 | 0 | 100% | 99.9315 | 171.8793 | 171.9729 | 171.9729 | 1 | 171.8793 | 99.9637 | 472.8462 | 445.86 | 445.86 | 445.86 | 26.9861 | 472.8462 | 103.0988 | 91.7553 | 91.7553 | 91.7553 | 11.3435 | 103.0988 | 0 | 0 | 0 | 0 | 0 | 0 | 0 | 0 | 0 | 383.3425 | 306.1706 | 306.1706 | 306.1706 | 77.1719 | 383.3425 | 3317.9786 | 3317.9786 | 1240.0486 | 1240.0486 | 1509.5704 | 1509.5704 | 0 | 0 | 568.3596 | 568.3596 | 236826789.3685 | 1396577758.0019 | 117959790.2984 | 0 | 1751.3643 | 66.4811 | 0 | 0 | 0 | 1042.9846 | 198 | 1824 | 2767.1539 | 456 | 114 | 0.12378
1136 | 824.0866 | 752.4 | 200 | 800 | 0 | 100% | 99.9315 | 176.0937 | 176.191 | 176.191 | 1 | 176.0937 | 99.9695 | 501.9736 | 473.3229 | 473.3229 | 473.3229 | 28.6507 | 501.9736 | 103.0914 | 91.7479 | 91.7479 | 91.7479 | 11.3435 | 103.0914 | 0 | 0 | 0 | 0 | 0 | 0 | 0 | 0 | 0 | 386.3578 | 308.5433 | 308.5433 | 308.5433 | 77.8145 | 386.3578 | 3400.3749 | 3400.3749 | 1322.6121 | 1322.6121 | 1509.449 | 1509.449 | 0 | 0 | 568.3139 | 568.3139 | 237890941.1822 | 1396578780.1158 | 116995629.5625 | 0 | 1751.4654 | 67.2959 | 0 | 0 | 0 | 1112.5169 | 198 | 1824 | 2767.1539 | 456 | 114 | 0.12279
1137 | 875.592 | 752.4 | 200 | 800 | 0 | 100% | 99.9429 | 180.3113 | 180.4093 | 180.4093 | 1 | 180.3113 | 99.9733 | 531.1354 | 500.8181 | 500.8181 | 500.8181 | 30.3173 | 531.1354 | 103.0843 | 91.7408 | 91.7408 | 91.7408 | 11.3435 | 103.0843 | 0 | 0 | 0 | 0 | 0 | 0 | 0 | 0 | 0 | 389.0692 | 310.6772 | 310.6772 | 310.6772 | 78.392 | 389.0692 | 3482.7719 | 3482.7719 | 1405.1679 | 1405.1679 | 1509.3335 | 1509.3335 | 0 | 0 | 568.2704 | 568.2704 | 238806426.9938 | 1396579802.2297 | 116145623.4458 | 0 | 1751.5319 | 68.0726 | 0 | 0 | 0 | 1182.0492 | 198 | 1824 | 2767.1539 | 456 | 114 | 0.12191
1138 | 927.0974 | 752.4 | 200 | 800 | 0 | 100% | 99.9429 | 184.5317 | 184.6254 | 184.6254 | 1 | 184.5317 | 99.9745 | 560.3615 | 528.3738 | 528.3738 | 528.3738 | 31.9877 | 560.3615 | 103.0775 | 91.734 | 91.734 | 91.734 | 11.3435 | 103.0775 | 0 | 0 | 0 | 0 | 0 | 0 | 0 | 0 | 0 | 391.4534 | 312.5552 | 312.5552 | 312.5552 | 78.8982 | 391.4534 | 3565.1693 | 3565.1693 | 1487.7166 | 1487.7166 | 1509.2237 | 1509.2237 | 0 | 0 | 568.2291 | 568.2291 | 239597734.5514 | 1396580824.3437 | 115374858.3747 | 0 | 1751.5534 | 68.8138 | 0 | 0 | 0 | 1251.5815 | 198 | 1824 | 2767.1539 | 456 | 114 | 0.12112
1139 | 978.6028 | 752.4 | 200 | 800 | 0 | 100% | 99.9429 | 188.753 | 188.8461 | 188.8461 | 1 | 188.753 | 99.9757 | 589.6223 | 555.9621 | 555.9621 | 555.9621 | 33.6603 | 589.6223 | 103.0711 | 91.7276 | 91.7276 | 91.7276 | 11.3435 | 103.0711 | 0 | 0 | 0 | 0 | 0 | 0 | 0 | 0 | 0 | 393.5807 | 314.2279 | 314.2279 | 314.2279 | 79.3528 | 393.5807 | 3647.5674 | 3647.5674 | 1570.2586 | 1570.2586 | 1509.1191 | 1509.1191 | 0 | 0 | 568.1897 | 568.1897 | 240318189.8353 | 1396581748.8124 | 114675042.1866 | 0 | 1751.575 | 69.5214 | 0 | 0 | 0 | 1321.1138 | 198 | 1824 | 2767.1539 | 456 | 114 | 0.1204
1140 | 1030.1083 | 752.4 | 200 | 800 | 0 | 100% | 99.9429 | 192.9762 | 193.0728 | 193.0728 | 1 | 192.9762 | 99.977 | 618.841 | 583.5105 | 583.5105 | 583.5105 | 35.3305 | 618.841 | 103.065 | 91.7215 | 91.7215 | 91.7215 | 11.3435 | 103.065 | 0 | 0 | 0 | 0 | 0 | 0 | 0 | 0 | 0 | 395.62 | 315.829 | 315.829 | 315.829 | 79.791 | 395.62 | 3729.9659 | 3729.9659 | 1652.7945 | 1652.7945 | 1509.0193 | 1509.0193 | 0 | 0 | 568.1521 | 568.1521 | 241000224.149 | 1396582632.2748 | 114013687.2833 | 0 | 1751.5965 | 70.1975 | 0 | 0 | 0 | 1390.6462 | 198 | 1824 | 2767.1539 | 456 | 114 | 0.11972
1141 | 20.6022 | 801.8 | 200 | 800 | 0 | 100% | 95.5822 | 120.2161 | 120.267 | 120.267 | 1 | 120.2161 | 96.912 | 127.2533 | 120.0024 | 120.0024 | 120.0024 | 7.2509 | 127.2533 | 109.0697 | 97.0874 | 97.0874 | 97.0874 | 11.9823 | 109.0697 | 0 | 0 | 0 | 0 | 0 | 0 | 0 | 0 | 0 | 179.2436 | 144.5859 | 144.5859 | 144.5859 | 34.6576 | 179.2436 | 2213.8736 | 2213.8736 | 33.1243 | 33.1243 | 1611.4222 | 1611.4222 | 0 | 0 | 569.3271 | 569.3271 | 24356244.8763 | 1408929690.4498 | 264613062.4495 | 0 | 1697.899 | 51.823 | 0 | 0 | 0 | 27.8129 | 211 | 1824 | 2767.1539 | 456 | 114 | 0.2744
1142 | 51.5054 | 801.8 | 200 | 800 | 0 | 100% | 96.1187 | 122.088 | 122.1014 | 122.1014 | 1 | 122.088 | 97.4675 | 130.6002 | 123.1578 | 123.1578 | 123.1578 | 7.4424 | 130.6002 | 109.0562 | 97.0742 | 97.0742 | 97.0742 | 11.982 | 109.0562 | 0 | 0 | 0 | 0 | 0 | 0 | 0 | 0 | 0 | 196.7626 | 158.647 | 158.647 | 158.647 | 38.1156 | 196.7626 | 2263.3012 | 2263.3012 | 82.8012 | 82.8012 | 1611.2379 | 1611.2379 | 0 | 0 | 569.2621 | 569.2621 | 59229721.3962 | 1408962131.749 | 239438201.7356 | 0 | 1707.6301 | 52.6343 | 0 | 0 | 0 | 69.5323 | 211 | 1824 | 2767.1539 | 456 | 114 | 0.24854
1143 | 154.5162 | 801.8 | 200 | 800 | 0 | 100% | 97.6598 | 128.6496 | 128.5342 | 128.5342 | 1 | 128.6496 | 98.6869 | 150.4045 | 141.8307 | 141.8307 | 141.8307 | 8.5738 | 150.4045 | 109.0177 | 97.0362 | 97.0362 | 97.0362 | 11.9815 | 109.0177 | 0 | 0 | 0 | 0 | 0 | 0 | 0 | 0 | 0 | 273.1503 | 219.1798 | 219.1798 | 219.1798 | 53.9705 | 273.1503 | 2428.0654 | 2428.0654 | 248.3178 | 248.3178 | 1610.682 | 1610.682 | 0 | 0 | 569.0656 | 569.0656 | 152941594.5213 | 1409027511.3398 | 167024990.8912 | 0 | 1728.9941 | 55.363 | 0 | 0 | 0 | 208.5969 | 211 | 1824 | 2767.1539 | 456 | 114 | 0.17417
1144 | 206.0217 | 801.8 | 200 | 800 | 0 | 100% | 98.4932 | 132.2638 | 132.1762 | 132.1762 | 1 | 132.2638 | 99.0976 | 167.0516 | 157.5275 | 157.5275 | 157.5275 | 9.5242 | 167.0516 | 109.0015 | 97.0201 | 97.0201 | 97.0201 | 11.9813 | 109.0015 | 0 | 0 | 0 | 0 | 0 | 0 | 0 | 0 | 0 | 313.4459 | 251.2334 | 251.2334 | 251.2334 | 62.2124 | 313.4459 | 2510.4504 | 2510.4504 | 331.0393 | 331.0393 | 1610.4333 | 1610.4333 | 0 | 0 | 568.9778 | 568.9778 | 182025947.3666 | 1409043475.8872 | 145120867.7943 | 0 | 1736.1903 | 56.6593 | 0 | 0 | 0 | 278.1292 | 211 | 1824 | 2767.1539 | 456 | 114 | 0.15167
1145 | 257.5271 | 801.8 | 200 | 800 | 0 | 100% | 99.0183 | 136.0843 | 136.0903 | 136.0903 | 1 | 136.0843 | 99.3567 | 192.0308 | 181.081 | 181.081 | 181.081 | 10.9498 | 192.0308 | 108.9867 | 97.0054 | 97.0054 | 97.0054 | 11.9813 | 108.9867 | 0 | 0 | 0 | 0 | 0 | 0 | 0 | 0 | 0 | 337.0105 | 269.9346 | 269.9346 | 269.9346 | 67.0759 | 337.0105 | 2592.8369 | 2592.8369 | 413.7395 | 413.7395 | 1610.2015 | 1610.2015 | 0 | 0 | 568.8959 | 568.8959 | 196233624.7679 | 1409053615.8277 | 135442277.4323 | 0 | 1740.7295 | 57.9219 | 0 | 0 | 0 | 347.6615 | 211 | 1824 | 2767.1539 | 456 | 114 | 0.14173
1146 | 309.0325 | 801.8 | 200 | 800 | 0 | 100% | 99.2922 | 139.9823 | 140.03 | 140.03 | 1 | 139.9823 | 99.5385 | 220.5852 | 208.0056 | 208.0056 | 208.0056 | 12.5796 | 220.5852 | 108.973 | 96.9919 | 96.9919 | 96.9919 | 11.9812 | 108.973 | 0 | 0 | 0 | 0 | 0 | 0 | 0 | 0 | 0 | 349.1849 | 279.432 | 279.432 | 279.432 | 69.753 | 349.1849 | 2675.2249 | 2675.2249 | 496.4207 | 496.4207 | 1609.9849 | 1609.9849 | 0 | 0 | 568.8193 | 568.8193 | 204317333.9533 | 1409061120.2663 | 130536003.4055 | 0 | 1743.9145 | 59.1358 | 0 | 0 | 0 | 417.1938 | 211 | 1824 | 2767.1539 | 456 | 114 | 0.13669
1147 | 360.5379 | 801.8 | 200 | 800 | 0 | 100% | 99.4064 | 144.0274 | 144.0669 | 144.0669 | 1 | 144.0274 | 99.6368 | 249.9095 | 235.6559 | 235.6559 | 235.6559 | 14.2536 | 249.9095 | 108.9604 | 96.9793 | 96.9793 | 96.9793 | 11.9811 | 108.9604 | 0 | 0 | 0 | 0 | 0 | 0 | 0 | 0 | 0 | 359.3977 | 287.4842 | 287.4842 | 287.4842 | 71.9135 | 359.3977 | 2757.6142 | 2757.6142 | 579.0845 | 579.0845 | 1609.782 | 1609.782 | 0 | 0 | 568.7477 | 568.7477 | 210128692.149 | 1409065622.1828 | 126441591.1901 | 0 | 1745.6359 | 60.3107 | 0 | 0 | 0 | 486.7262 | 211 | 1824 | 2767.1539 | 456 | 114 | 0.13249
1148 | 412.0433 | 801.8 | 200 | 800 | 0 | 100% | 99.589 | 148.115 | 148.1896 | 148.1896 | 1 | 148.115 | 99.7283 | 279.3019 | 263.3701 | 263.3701 | 263.3701 | 15.9318 | 279.3019 | 108.9487 | 96.9676 | 96.9676 | 96.9676 | 11.9811 | 108.9487 | 0 | 0 | 0 | 0 | 0 | 0 | 0 | 0 | 0 | 367.9801 | 294.2494 | 294.2494 | 294.2494 | 73.7307 | 367.9801 | 2840.0047 | 2840.0047 | 661.7326 | 661.7326 | 1609.5917 | 1609.5917 | 0 | 0 | 568.6804 | 568.6804 | 214640472.8631 | 1409068450.1566 | 123531405.6705 | 0 | 1747.2403 | 61.4197 | 0 | 0 | 0 | 556.2585 | 211 | 1824 | 2767.1539 | 456 | 114 | 0.1295
1149 | 463.5487 | 801.8 | 200 | 800 | 0 | 100% | 99.7032 | 152.2099 | 152.2903 | 152.2903 | 1 | 152.2099 | 99.8013 | 308.875 | 291.2545 | 291.2545 | 291.2545 | 17.6205 | 308.875 | 108.9378 | 96.9567 | 96.9567 | 96.9567 | 11.9811 | 108.9378 | 0 | 0 | 0 | 0 | 0 | 0 | 0 | 0 | 0 | 374.2962 | 299.2062 | 299.2062 | 299.2062 | 75.09 | 374.2962 | 2922.3962 | 2922.3962 | 744.3664 | 744.3664 | 1609.4127 | 1609.4127 | 0 | 0 | 568.6172 | 568.6172 | 218164121.6421 | 1409070795.7552 | 121283699.8921 | 0 | 1748.5186 | 62.4731 | 0 | 0 | 0 | 625.7908 | 211 | 1824 | 2767.1539 | 456 | 114 | 0.12719
1150 | 515.0541 | 801.8 | 200 | 800 | 0 | 100% | 99.7831 | 156.3345 | 156.4264 | 156.4264 | 1 | 156.3345 | 99.8577 | 338.5922 | 319.2745 | 319.2745 | 319.2745 | 19.3177 | 338.5922 | 108.9274 | 96.9464 | 96.9464 | 96.9464 | 11.9811 | 108.9274 | 0 | 0 | 0 | 0 | 0 | 0 | 0 | 0 | 0 | 379.726 | 303.4618 | 303.4618 | 303.4618 | 76.2642 | 379.726 | 3004.7888 | 3004.7888 | 826.9871 | 826.9871 | 1609.2441 | 1609.2441 | 0 | 0 | 568.5576 | 568.5576 | 220972784.8851 | 1409072605.083 | 119461915.0747 | 0 | 1749.5073 | 63.4748 | 0 | 0 | 0 | 695.3231 | 211 | 1824 | 2767.1539 | 456 | 114 | 0.12532
1151 | 566.5595 | 801.8 | 200 | 800 | 0 | 100% | 99.863 | 160.4654 | 160.5676 | 160.5676 | 1 | 160.4654 | 99.9106 | 368.4253 | 347.4036 | 347.4036 | 347.4036 | 21.0217 | 368.4253 | 108.9177 | 96.9367 | 96.9367 | 96.9367 | 11.9811 | 108.9177 | 0 | 0 | 0 | 0 | 0 | 0 | 0 | 0 | 0 | 383.8673 | 306.6985 | 306.6985 | 306.6985 | 77.1688 | 383.8673 | 3087.1823 | 3087.1823 | 909.5959 | 909.5959 | 1609.085 | 1609.085 | 0 | 0 | 568.5014 | 568.5014 | 223219868.6502 | 1409073975.0516 | 118139245.8422 | 0 | 1750.4331 | 64.4243 | 0 | 0 | 0 | 764.8554 | 211 | 1824 | 2767.1539 | 456 | 114 | 0.12396
1152 | 618.065 | 801.8 | 200 | 800 | 0 | 100% | 99.8858 | 164.626 | 164.7202 | 164.7202 | 1 | 164.626 | 99.9384 | 398.4921 | 375.7528 | 375.7528 | 375.7528 | 22.7393 | 398.4921 | 108.9086 | 96.9275 | 96.9275 | 96.9275 | 11.9811 | 108.9086 | 0 | 0 | 0 | 0 | 0 | 0 | 0 | 0 | 0 | 387.6146 | 309.63 | 309.63 | 309.63 | 77.9846 | 387.6146 | 3169.5766 | 3169.5766 | 992.1937 | 992.1937 | 1608.9346 | 1608.9346 | 0 | 0 | 568.4483 | 568.4483 | 224984109.9668 | 1409075125.3735 | 116861808.628 | 0 | 1750.921 | 65.3337 | 0 | 0 | 0 | 834.3877 | 211 | 1824 | 2767.1539 | 456 | 114 | 0.12265
1153 | 669.5704 | 801.8 | 200 | 800 | 0 | 100% | 99.9315 | 168.8048 | 168.898 | 168.898 | 1 | 168.8048 | 99.9602 | 428.7222 | 404.2558 | 404.2558 | 404.2558 | 24.4664 | 428.7222 | 108.8999 | 96.9189 | 96.9189 | 96.9189 | 11.981 | 108.8999 | 0 | 0 | 0 | 0 | 0 | 0 | 0 | 0 | 0 | 390.9196 | 312.2192 | 312.2192 | 312.2192 | 78.7004 | 390.9196 | 3251.9717 | 3251.9717 | 1074.7814 | 1074.7814 | 1608.7923 | 1608.7923 | 0 | 0 | 568.398 | 568.398 | 226447696.4289 | 1409076275.6954 | 115778467.0241 | 0 | 1751.3024 | 66.1992 | 0 | 0 | 0 | 903.92 | 211 | 1824 | 2767.1539 | 456 | 114 | 0.12154
1154 | 721.0758 | 801.8 | 200 | 800 | 0 | 100% | 99.9315 | 173.0031 | 173.0855 | 173.0855 | 1 | 173.0031 | 99.966 | 458.9658 | 432.7715 | 432.7715 | 432.7715 | 26.1944 | 458.9658 | 108.8917 | 96.9107 | 96.9107 | 96.9107 | 11.981 | 108.8917 | 0 | 0 | 0 | 0 | 0 | 0 | 0 | 0 | 0 | 394.2882 | 314.8631 | 314.8631 | 314.8631 | 79.4251 | 394.2882 | 3334.3675 | 3334.3675 | 1157.3598 | 1157.3598 | 1608.6573 | 1608.6573 | 0 | 0 | 568.3503 | 568.3503 | 227752340.6627 | 1409077348.7963 | 114573755.9399 | 0 | 1751.4034 | 67.0277 | 0 | 0 | 0 | 973.4523 | 211 | 1824 | 2767.1539 | 456 | 114 | 0.1203
1155 | 772.5812 | 801.8 | 200 | 800 | 0 | 100% | 99.9315 | 177.2164 | 177.3051 | 177.3051 | 1 | 177.2164 | 99.9717 | 489.1464 | 461.2275 | 461.2275 | 461.2275 | 27.919 | 489.1464 | 108.8839 | 96.9029 | 96.9029 | 96.9029 | 11.981 | 108.8839 | 0 | 0 | 0 | 0 | 0 | 0 | 0 | 0 | 0 | 397.78 | 317.6096 | 317.6096 | 317.6096 | 80.1704 | 397.78 | 3416.7639 | 3416.7639 | 1239.9296 | 1239.9296 | 1608.5292 | 1608.5292 | 0 | 0 | 568.3051 | 568.3051 | 228906067.7641 | 1409078232.2586 | 113520149.8881 | 0 | 1751.5044 | 67.8164 | 0 | 0 | 0 | 1042.9846 | 211 | 1824 | 2767.1539 | 456 | 114 | 0.11922
1156 | 824.0866 | 801.8 | 200 | 800 | 0 | 100% | 99.9429 | 181.4338 | 181.5217 | 181.5217 | 1 | 181.4338 | 99.9734 | 519.3016 | 489.6594 | 489.6594 | 489.6594 | 29.6422 | 519.3016 | 108.8765 | 96.8955 | 96.8955 | 96.8955 | 11.981 | 108.8765 | 0 | 0 | 0 | 0 | 0 | 0 | 0 | 0 | 0 | 401.0032 | 320.1476 | 320.1476 | 320.1476 | 80.8556 | 401.0032 | 3499.1609 | 3499.1609 | 1322.4914 | 1322.4914 | 1608.4075 | 1608.4075 | 0 | 0 | 568.262 | 568.262 | 229929148.6335 | 1409079115.721 | 112525555.3256 | 0 | 1751.5338 | 68.5696 | 0 | 0 | 0 | 1112.5169 | 211 | 1824 | 2767.1539 | 456 | 114 | 0.1182
1157 | 875.592 | 801.8 | 200 | 800 | 0 | 100% | 99.9429 | 185.6543 | 185.7399 | 185.7399 | 1 | 185.6543 | 99.9746 | 549.4787 | 518.1118 | 518.1118 | 518.1118 | 31.3669 | 549.4787 | 108.8695 | 96.8885 | 96.8885 | 96.8885 | 11.981 | 108.8695 | 0 | 0 | 0 | 0 | 0 | 0 | 0 | 0 | 0 | 403.898 | 322.4317 | 322.4317 | 322.4317 | 81.4663 | 403.898 | 3581.5585 | 3581.5585 | 1405.0459 | 1405.0459 | 1608.2916 | 1608.2916 | 0 | 0 | 568.2211 | 568.2211 | 230818119.5541 | 1409079850.9626 | 111657415.3583 | 0 | 1751.5554 | 69.2882 | 0 | 0 | 0 | 1182.0492 | 211 | 1824 | 2767.1539 | 456 | 114 | 0.1173
1158 | 927.0974 | 801.8 | 200 | 800 | 0 | 100% | 99.9429 | 189.8765 | 189.9611 | 189.9611 | 1 | 189.8765 | 99.9759 | 579.7008 | 546.6065 | 546.6065 | 546.6065 | 33.0943 | 579.7008 | 108.8628 | 96.8818 | 96.8818 | 96.8818 | 11.981 | 108.8628 | 0 | 0 | 0 | 0 | 0 | 0 | 0 | 0 | 0 | 406.4849 | 324.4691 | 324.4691 | 324.4691 | 82.0158 | 406.4849 | 3663.9567 | 3663.9567 | 1487.5935 | 1487.5935 | 1608.1811 | 1608.1811 | 0 | 0 | 568.1821 | 568.1821 | 231592434.1255 | 1409080569.9969 | 110903945.5681 | 0 | 1751.5769 | 69.9747 | 0 | 0 | 0 | 1251.5815 | 211 | 1824 | 2767.1539 | 456 | 114 | 0.11653
1159 | 978.6028 | 801.8 | 200 | 800 | 0 | 100% | 99.9429 | 194.1012 | 194.1892 | 194.1892 | 1 | 194.1012 | 99.9771 | 609.9587 | 575.1349 | 575.1349 | 575.1349 | 34.8238 | 609.9587 | 108.8564 | 96.8754 | 96.8754 | 96.8754 | 11.981 | 108.8564 | 0 | 0 | 0 | 0 | 0 | 0 | 0 | 0 | 0 | 408.8516 | 326.3305 | 326.3305 | 326.3305 | 82.5212 | 408.8516 | 3746.3553 | 3746.3553 | 1570.1347 | 1570.1347 | 1608.0757 | 1608.0757 | 0 | 0 | 568.1448 | 568.1448 | 232290332.7114 | 1409081289.0313 | 110226890.2132 | 0 | 1751.5985 | 70.6312 | 0 | 0 | 0 | 1321.1138 | 211 | 1824 | 2767.1539 | 456 | 114 | 0.11583
1160 | 1030.1083 | 801.8 | 200 | 800 | 0 | 100% | 99.9429 | 198.3275 | 198.4229 | 198.4229 | 1 | 198.3275 | 99.9783 | 640.1753 | 603.6242 | 603.6242 | 603.6242 | 36.5511 | 640.1753 | 108.8503 | 96.8693 | 96.8693 | 96.8693 | 11.981 | 108.8503 | 0 | 0 | 0 | 0 | 0 | 0 | 0 | 0 | 0 | 411.1052 | 328.1011 | 328.1011 | 328.1011 | 83.0041 | 411.1052 | 3828.7543 | 3828.7543 | 1652.6699 | 1652.6699 | 1607.9751 | 1607.9751 | 0 | 0 | 568.1093 | 568.1093 | 232956778.4854 | 1409081938.3221 | 109581357.4827 | 0 | 1751.6201 | 71.2593 | 0 | 0 | 0 | 1390.6462 | 211 | 1824 | 2767.1539 | 456 | 114 | 0.11517
1161 | 20.6022 | 851.2 | 200 | 800 | 0 | 100% | 96.0845 | 125.3092 | 125.3514 | 125.3514 | 1 | 125.3092 | 97.2226 | 130.3441 | 122.9155 | 122.9155 | 122.9155 | 7.4286 | 130.3441 | 114.8529 | 102.2328 | 102.2328 | 102.2328 | 12.6201 | 114.8529 | 0 | 0 | 0 | 0 | 0 | 0 | 0 | 0 | 0 | 182.365 | 147.0337 | 147.0337 | 147.0337 | 35.3313 | 182.365 | 2312.6392 | 2312.6392 | 33.1169 | 33.1169 | 1710.3223 | 1710.3223 | 0 | 0 | 569.2001 | 569.2001 | 23777672.844 | 1420138768.4602 | 259422650.3357 | 0 | 1703.3391 | 54.4738 | 0 | 0 | 0 | 27.8129 | 224 | 1824 | 2767.1539 | 456 | 114 | 0.26907
1162 | 51.5054 | 851.2 | 200 | 800 | 0 | 100% | 96.4954 | 127.2502 | 127.2566 | 127.2566 | 1 | 127.2502 | 97.6975 | 134.4636 | 126.7995 | 126.7995 | 126.7995 | 7.6641 | 134.4636 | 114.8401 | 102.2202 | 102.2202 | 102.2202 | 12.6199 | 114.8401 | 0 | 0 | 0 | 0 | 0 | 0 | 0 | 0 | 0 | 200.8488 | 161.8633 | 161.8633 | 161.8633 | 38.9855 | 200.8488 | 2362.0684 | 2362.0684 | 82.7835 | 82.7835 | 1710.1441 | 1710.1441 | 0 | 0 | 569.1408 | 569.1408 | 57514433.4891 | 1420166534.0685 | 233979461.0295 | 0 | 1711.6604 | 55.22 | 0 | 0 | 0 | 69.5323 | 224 | 1824 | 2767.1539 | 456 | 114 | 0.24294
1163 | 154.5162 | 851.2 | 200 | 800 | 0 | 100% | 97.8653 | 133.8795 | 133.7631 | 133.7631 | 1 | 133.8795 | 98.8197 | 155.2292 | 146.3788 | 146.3788 | 146.3788 | 8.8504 | 155.2292 | 114.8033 | 102.1839 | 102.1839 | 102.1839 | 12.6194 | 114.8033 | 0 | 0 | 0 | 0 | 0 | 0 | 0 | 0 | 0 | 279.5013 | 224.1833 | 224.1833 | 224.1833 | 55.318 | 279.5013 | 2526.8372 | 2526.8372 | 248.2722 | 248.2722 | 1709.604 | 1709.604 | 0 | 0 | 568.961 | 568.961 | 148156606.1646 | 1420222441.2198 | 162941473.4605 | 0 | 1731.3205 | 57.6749 | 0 | 0 | 0 | 208.5969 | 224 | 1824 | 2767.1539 | 456 | 114 | 0.16998
1164 | 206.0217 | 851.2 | 200 | 800 | 0 | 100% | 98.6416 | 137.5321 | 137.4266 | 137.4266 | 1 | 137.5321 | 99.1995 | 172.4026 | 162.5718 | 162.5718 | 162.5718 | 9.8308 | 172.4026 | 114.7877 | 102.1684 | 102.1684 | 102.1684 | 12.6193 | 114.7877 | 0 | 0 | 0 | 0 | 0 | 0 | 0 | 0 | 0 | 321.2238 | 257.4393 | 257.4393 | 257.4393 | 63.7846 | 321.2238 | 2609.224 | 2609.224 | 330.9825 | 330.9825 | 1709.3612 | 1709.3612 | 0 | 0 | 568.8802 | 568.8802 | 176364514.2728 | 1420236698.731 | 141373974.9479 | 0 | 1737.9752 | 58.8448 | 0 | 0 | 0 | 278.1292 | 224 | 1824 | 2767.1539 | 456 | 114 | 0.14783
1165 | 257.5271 | 851.2 | 200 | 800 | 0 | 100% | 99.0639 | 141.3338 | 141.3241 | 141.3241 | 1 | 141.3338 | 99.4249 | 198.12 | 186.8213 | 186.8213 | 186.8213 | 11.2987 | 198.12 | 114.7733 | 102.1541 | 102.1541 | 102.1541 | 12.6192 | 114.7733 | 0 | 0 | 0 | 0 | 0 | 0 | 0 | 0 | 0 | 345.9476 | 276.9277 | 276.9277 | 276.9277 | 69.0199 | 345.9476 | 2691.6123 | 2691.6123 | 413.6733 | 413.6733 | 1709.1343 | 1709.1343 | 0 | 0 | 568.8047 | 568.8047 | 190181326.527 | 1420245973.7873 | 131496255.8354 | 0 | 1741.9236 | 59.993 | 0 | 0 | 0 | 347.6615 | 224 | 1824 | 2767.1539 | 456 | 114 | 0.13768
1166 | 309.0325 | 851.2 | 200 | 800 | 0 | 100% | 99.3265 | 145.2773 | 145.2919 | 145.2919 | 1 | 145.2773 | 99.5817 | 227.5266 | 214.5494 | 214.5494 | 214.5494 | 12.9773 | 227.5266 | 114.7601 | 102.141 | 102.141 | 102.141 | 12.6191 | 114.7601 | 0 | 0 | 0 | 0 | 0 | 0 | 0 | 0 | 0 | 359.5772 | 287.6652 | 287.6652 | 287.6652 | 71.912 | 359.5772 | 2774.0018 | 2774.0018 | 496.3462 | 496.3462 | 1708.9217 | 1708.9217 | 0 | 0 | 568.734 | 568.734 | 198072643.5629 | 1420251873.1564 | 126347633.9291 | 0 | 1744.6722 | 61.0979 | 0 | 0 | 0 | 417.1938 | 224 | 1824 | 2767.1539 | 456 | 114 | 0.13239
1167 | 360.5379 | 851.2 | 200 | 800 | 0 | 100% | 99.5091 | 149.3424 | 149.3847 | 149.3847 | 1 | 149.3424 | 99.6778 | 257.7379 | 243.0358 | 243.0358 | 243.0358 | 14.702 | 257.7379 | 114.7478 | 102.1287 | 102.1287 | 102.1287 | 12.6191 | 114.7478 | 0 | 0 | 0 | 0 | 0 | 0 | 0 | 0 | 0 | 370.9958 | 296.6767 | 296.6767 | 296.6767 | 74.3191 | 370.9958 | 2856.3925 | 2856.3925 | 579.0029 | 579.0029 | 1708.7221 | 1708.7221 | 0 | 0 | 568.6675 | 568.6675 | 203726771.6997 | 1420256281.1597 | 122371521.1684 | 0 | 1746.3546 | 62.1628 | 0 | 0 | 0 | 486.7262 | 224 | 1824 | 2767.1539 | 456 | 114 | 0.12831
1168 | 412.0433 | 851.2 | 200 | 800 | 0 | 100% | 99.6689 | 153.4243 | 153.503 | 153.503 | 1 | 153.4243 | 99.7683 | 288.0784 | 271.644 | 271.644 | 271.644 | 16.4344 | 288.0784 | 114.7364 | 102.1173 | 102.1173 | 102.1173 | 12.6191 | 114.7364 | 0 | 0 | 0 | 0 | 0 | 0 | 0 | 0 | 0 | 379.7078 | 303.5389 | 303.5389 | 303.5389 | 76.1689 | 379.7078 | 2938.7843 | 2938.7843 | 661.6449 | 661.6449 | 1708.5344 | 1708.5344 | 0 | 0 | 568.6051 | 568.6051 | 208064450.1585 | 1420258751.5432 | 119618285.0534 | 0 | 1747.9415 | 63.1703 | 0 | 0 | 0 | 556.2585 | 224 | 1824 | 2767.1539 | 456 | 114 | 0.12548
1169 | 463.5487 | 851.2 | 200 | 800 | 0 | 100% | 99.7489 | 157.5191 | 157.5937 | 157.5937 | 1 | 157.5191 | 99.8329 | 318.6471 | 300.467 | 300.467 | 300.467 | 18.1801 | 318.6471 | 114.7256 | 102.1066 | 102.1066 | 102.1066 | 12.6191 | 114.7256 | 0 | 0 | 0 | 0 | 0 | 0 | 0 | 0 | 0 | 386.1863 | 308.6191 | 308.6191 | 308.6191 | 77.5672 | 386.1863 | 3021.1771 | 3021.1771 | 744.2734 | 744.2734 | 1708.3575 | 1708.3575 | 0 | 0 | 568.5462 | 568.5462 | 211430371.5753 | 1420260645.5694 | 117380520.3826 | 0 | 1749.0715 | 64.1326 | 0 | 0 | 0 | 625.7908 | 224 | 1824 | 2767.1539 | 456 | 114 | 0.12318
1170 | 515.0541 | 851.2 | 200 | 800 | 0 | 100% | 99.8288 | 161.6438 | 161.7365 | 161.7365 | 1 | 161.6438 | 99.8901 | 349.3876 | 329.4517 | 329.4517 | 329.4517 | 19.9358 | 349.3876 | 114.7155 | 102.0965 | 102.0965 | 102.0965 | 12.619 | 114.7155 | 0 | 0 | 0 | 0 | 0 | 0 | 0 | 0 | 0 | 391.6743 | 312.9202 | 312.9202 | 312.9202 | 78.7541 | 391.6743 | 3103.5707 | 3103.5707 | 826.8896 | 826.8896 | 1708.1905 | 1708.1905 | 0 | 0 | 568.4906 | 568.4906 | 214115145.3963 | 1420262192.602 | 115697647.946 | 0 | 1750.075 | 65.0476 | 0 | 0 | 0 | 695.3231 | 224 | 1824 | 2767.1539 | 456 | 114 | 0.12145
1171 | 566.5595 | 851.2 | 200 | 800 | 0 | 100% | 99.8858 | 165.7863 | 165.8702 | 165.8702 | 1 | 165.7863 | 99.9278 | 380.188 | 358.4928 | 358.4928 | 358.4928 | 21.6952 | 380.188 | 114.706 | 102.0869 | 102.0869 | 102.0869 | 12.619 | 114.706 | 0 | 0 | 0 | 0 | 0 | 0 | 0 | 0 | 0 | 396.3083 | 316.5609 | 316.5609 | 316.5609 | 79.7474 | 396.3083 | 3185.9652 | 3185.9652 | 909.4945 | 909.4945 | 1708.0326 | 1708.0326 | 0 | 0 | 568.4381 | 568.4381 | 216282009.0009 | 1420263293.5076 | 114189691.6209 | 0 | 1750.735 | 65.9224 | 0 | 0 | 0 | 764.8554 | 224 | 1824 | 2767.1539 | 456 | 114 | 0.1199
1172 | 618.065 | 851.2 | 200 | 800 | 0 | 100% | 99.9201 | 169.9591 | 170.0428 | 170.0428 | 1 | 169.9591 | 99.9507 | 411.2619 | 387.7915 | 387.7915 | 387.7915 | 23.4703 | 411.2619 | 114.697 | 102.078 | 102.078 | 102.078 | 12.619 | 114.697 | 0 | 0 | 0 | 0 | 0 | 0 | 0 | 0 | 0 | 400.5702 | 319.9029 | 319.9029 | 319.9029 | 80.6673 | 400.5702 | 3268.3604 | 3268.3604 | 992.089 | 992.089 | 1707.8831 | 1707.8831 | 0 | 0 | 568.3883 | 568.3883 | 217972168.9428 | 1420263914.0358 | 112900068.8858 | 0 | 1751.1362 | 66.7589 | 0 | 0 | 0 | 834.3877 | 224 | 1824 | 2767.1539 | 456 | 114 | 0.11858
1173 | 669.5704 | 851.2 | 200 | 800 | 0 | 100% | 99.9315 | 174.1432 | 174.2247 | 174.2247 | 1 | 174.1432 | 99.9681 | 442.4689 | 417.2157 | 417.2157 | 417.2157 | 25.2532 | 442.4689 | 114.6885 | 102.0694 | 102.0694 | 102.0694 | 12.619 | 114.6885 | 0 | 0 | 0 | 0 | 0 | 0 | 0 | 0 | 0 | 404.1875 | 322.7413 | 322.7413 | 322.7413 | 81.4462 | 404.1875 | 3350.7563 | 3350.7563 | 1074.6739 | 1074.6739 | 1707.7413 | 1707.7413 | 0 | 0 | 568.3411 | 568.3411 | 219397075.9915 | 1420264483.9749 | 111780241.9086 | 0 | 1751.4418 | 67.5565 | 0 | 0 | 0 | 903.92 | 224 | 1824 | 2767.1539 | 456 | 114 | 0.11743
1174 | 721.0758 | 851.2 | 200 | 800 | 0 | 100% | 99.9429 | 178.3487 | 178.4247 | 178.4247 | 1 | 178.3487 | 99.9723 | 473.68 | 446.6434 | 446.6434 | 446.6434 | 27.0366 | 473.68 | 114.6804 | 102.0614 | 102.0614 | 102.0614 | 12.619 | 114.6804 | 0 | 0 | 0 | 0 | 0 | 0 | 0 | 0 | 0 | 407.9534 | 325.703 | 325.703 | 325.703 | 82.2504 | 407.9534 | 3433.1529 | 3433.1529 | 1157.2498 | 1157.2498 | 1707.6067 | 1707.6067 | 0 | 0 | 568.2963 | 568.2963 | 220652506.2751 | 1420265053.9141 | 110596702.2857 | 0 | 1751.5143 | 68.321 | 0 | 0 | 0 | 973.4523 | 224 | 1824 | 2767.1539 | 456 | 114 | 0.11621
1175 | 772.5812 | 851.2 | 200 | 800 | 0 | 100% | 99.9429 | 182.564 | 182.6393 | 182.6393 | 1 | 182.564 | 99.9735 | 504.8482 | 476.0306 | 476.0306 | 476.0306 | 28.8176 | 504.8482 | 114.6727 | 102.0537 | 102.0537 | 102.0537 | 12.619 | 114.6727 | 0 | 0 | 0 | 0 | 0 | 0 | 0 | 0 | 0 | 411.6348 | 328.5993 | 328.5993 | 328.5993 | 83.0355 | 411.6348 | 3515.55 | 3515.55 | 1239.8176 | 1239.8176 | 1707.4787 | 1707.4787 | 0 | 0 | 568.2537 | 568.2537 | 221762606.045 | 1420265505.1971 | 109507710.3228 | 0 | 1751.5358 | 69.0511 | 0 | 0 | 0 | 1042.9846 | 224 | 1824 | 2767.1539 | 456 | 114 | 0.1151
1176 | 824.0866 | 851.2 | 200 | 800 | 0 | 100% | 99.9429 | 186.7835 | 186.8593 | 186.8593 | 1 | 186.7835 | 99.9747 | 535.9868 | 505.3897 | 505.3897 | 505.3897 | 30.5971 | 535.9868 | 114.6654 | 102.0464 | 102.0464 | 102.0464 | 12.619 | 114.6654 | 0 | 0 | 0 | 0 | 0 | 0 | 0 | 0 | 0 | 415.0298 | 331.2756 | 331.2756 | 331.2756 | 83.7541 | 415.0298 | 3597.9477 | 3597.9477 | 1322.3777 | 1322.3777 | 1707.3568 | 1707.3568 | 0 | 0 | 568.2132 | 568.2132 | 222753640.68 | 1420265808.2768 | 108537931.1251 | 0 | 1751.5574 | 69.7483 | 0 | 0 | 0 | 1112.5169 | 224 | 1824 | 2767.1539 | 456 | 114 | 0.1141
1177 | 875.592 | 851.2 | 200 | 800 | 0 | 100% | 99.9429 | 191.0073 | 191.0855 | 191.0855 | 1 | 191.0073 | 99.976 | 567.1284 | 534.7514 | 534.7514 | 534.7514 | 32.3769 | 567.1284 | 114.6584 | 102.0394 | 102.0394 | 102.0394 | 12.619 | 114.6584 | 0 | 0 | 0 | 0 | 0 | 0 | 0 | 0 | 0 | 418.1744 | 333.7577 | 333.7577 | 333.7577 | 84.4167 | 418.1744 | 3680.346 | 3680.346 | 1404.9308 | 1404.9308 | 1707.2407 | 1707.2407 | 0 | 0 | 568.1745 | 568.1745 | 223622051.4257 | 1420266111.3564 | 107690782.5719 | 0 | 1751.5789 | 70.4146 | 0 | 0 | 0 | 1182.0492 | 224 | 1824 | 2767.1539 | 456 | 114 | 0.11323
1178 | 927.0974 | 851.2 | 200 | 800 | 0 | 100% | 99.9429 | 195.2334 | 195.3153 | 195.3153 | 1 | 195.2334 | 99.9772 | 598.3087 | 564.1496 | 564.1496 | 564.1496 | 34.1591 | 598.3087 | 114.6517 | 102.0327 | 102.0327 | 102.0327 | 12.619 | 114.6517 | 0 | 0 | 0 | 0 | 0 | 0 | 0 | 0 | 0 | 421.0258 | 336.0055 | 336.0055 | 336.0055 | 85.0203 | 421.0258 | 3762.7446 | 3762.7446 | 1487.4772 | 1487.4772 | 1707.1299 | 1707.1299 | 0 | 0 | 568.1376 | 568.1376 | 224376455.8179 | 1420266414.436 | 106957637.9501 | 0 | 1751.6005 | 71.0521 | 0 | 0 | 0 | 1251.5815 | 224 | 1824 | 2767.1539 | 456 | 114 | 0.11248
1179 | 978.6028 | 851.2 | 200 | 800 | 0 | 100% | 99.9429 | 199.4607 | 199.549 | 199.549 | 1 | 199.4607 | 99.9784 | 629.526 | 593.5825 | 593.5825 | 593.5825 | 35.9435 | 629.526 | 114.6454 | 102.0264 | 102.0264 | 102.0264 | 12.619 | 114.6454 | 0 | 0 | 0 | 0 | 0 | 0 | 0 | 0 | 0 | 423.5936 | 338.028 | 338.028 | 338.028 | 85.5656 | 423.5936 | 3845.1438 | 3845.1438 | 1570.0174 | 1570.0174 | 1707.024 | 1707.024 | 0 | 0 | 568.1024 | 568.1024 | 225061534.5117 | 1420266717.5156 | 106293817.4371 | 0 | 1751.6221 | 71.6628 | 0 | 0 | 0 | 1321.1138 | 224 | 1824 | 2767.1539 | 456 | 114 | 0.1118
1180 | 1030.1083 | 851.2 | 200 | 800 | 0 | 100% | 99.9429 | 203.6885 | 203.7846 | 203.7846 | 1 | 203.6885 | 99.9797 | 660.6915 | 622.9665 | 622.9665 | 622.9665 | 37.725 | 660.6915 | 114.6393 | 102.0203 | 102.0203 | 102.0203 | 12.619 | 114.6393 | 0 | 0 | 0 | 0 | 0 | 0 | 0 | 0 | 0 | 426.0045 | 339.9268 | 339.9268 | 339.9268 | 86.0777 | 426.0045 | 3927.5434 | 3927.5434 | 1652.5519 | 1652.5519 | 1706.9227 | 1706.9227 | 0 | 0 | 568.0687 | 568.0687 | 225711715.4116 | 1420267020.5952 | 105664897.7867 | 0 | 1751.6436 | 72.2481 | 0 | 0 | 0 | 1390.6462 | 224 | 1824 | 2767.1539 | 456 | 114 | 0.11115
1181 | 20.6022 | 900.6 | 200 | 800 | 0 | 100% | 96.3927 | 130.5214 | 130.5568 | 130.5568 | 1 | 130.5214 | 97.4441 | 133.2519 | 125.6561 | 125.6561 | 125.6561 | 7.5958 | 133.2519 | 120.6289 | 107.3717 | 107.3717 | 107.3717 | 13.2572 | 120.6289 | 0 | 0 | 0 | 0 | 0 | 0 | 0 | 0 | 0 | 186.3001 | 150.177 | 150.177 | 150.177 | 36.1231 | 186.3001 | 2411.4079 | 2411.4079 | 33.1101 | 33.1101 | 1809.2136 | 1809.2136 | 0 | 0 | 569.0842 | 569.0842 | 23246340.4181 | 1430352326.6858 | 253621563.8248 | 0 | 1707.2202 | 56.8742 | 0 | 0 | 0 | 27.8129 | 237 | 1824 | 2767.1539 | 456 | 114 | 0.26311
1182 | 51.5054 | 900.6 | 200 | 800 | 0 | 100% | 96.8037 | 132.4588 | 132.4604 | 132.4604 | 1 | 132.4588 | 97.882 | 138.2961 | 130.4121 | 130.4121 | 130.4121 | 7.884 | 138.2961 | 120.6167 | 107.3597 | 107.3597 | 107.3597 | 13.257 | 120.6167 | 0 | 0 | 0 | 0 | 0 | 0 | 0 | 0 | 0 | 205.139 | 165.249 | 165.249 | 165.249 | 39.8901 | 205.139 | 2460.8385 | 2460.8385 | 82.7674 | 82.7674 | 1809.0411 | 1809.0411 | 0 | 0 | 569.0299 | 569.0299 | 55912497.8354 | 1430376047.6098 | 228604421.8222 | 0 | 1714.893 | 57.5482 | 0 | 0 | 0 | 69.5323 | 237 | 1824 | 2767.1539 | 456 | 114 | 0.23742
1183 | 154.5162 | 900.6 | 200 | 800 | 0 | 100% | 98.105 | 139.105 | 138.9935 | 138.9935 | 1 | 139.105 | 98.9494 | 160.0285 | 150.9031 | 150.9031 | 150.9031 | 9.1255 | 160.0285 | 120.5815 | 107.3249 | 107.3249 | 107.3249 | 13.2565 | 120.5815 | 0 | 0 | 0 | 0 | 0 | 0 | 0 | 0 | 0 | 285.186 | 228.6493 | 228.6493 | 228.6493 | 56.5367 | 285.186 | 2625.6112 | 2625.6112 | 248.2302 | 248.2302 | 1808.5162 | 1808.5162 | 0 | 0 | 568.8648 | 568.8648 | 143690417.4936 | 1430425243.9479 | 159478043.4302 | 0 | 1733.5937 | 59.7548 | 0 | 0 | 0 | 208.5969 | 237 | 1824 | 2767.1539 | 456 | 114 | 0.16642
1184 | 206.0217 | 900.6 | 200 | 800 | 0 | 100% | 98.8128 | 142.7982 | 142.6826 | 142.6826 | 1 | 142.7982 | 99.2842 | 177.6526 | 167.5209 | 167.5209 | 167.5209 | 10.1317 | 177.6526 | 120.5663 | 107.3099 | 107.3099 | 107.3099 | 13.2564 | 120.5663 | 0 | 0 | 0 | 0 | 0 | 0 | 0 | 0 | 0 | 328.7392 | 263.379 | 263.379 | 263.379 | 65.3602 | 328.7392 | 2707.9997 | 2707.9997 | 330.9302 | 330.9302 | 1808.2792 | 1808.2792 | 0 | 0 | 568.7903 | 568.7903 | 171154967.7635 | 1430438611.5548 | 137865518.0411 | 0 | 1739.4591 | 60.8237 | 0 | 0 | 0 | 278.1292 | 237 | 1824 | 2767.1539 | 456 | 114 | 0.14422
1185 | 257.5271 | 900.6 | 200 | 800 | 0 | 100% | 99.2123 | 146.6153 | 146.5962 | 146.5962 | 1 | 146.6153 | 99.4898 | 204.065 | 192.4256 | 192.4256 | 192.4256 | 11.6394 | 204.065 | 120.5523 | 107.296 | 107.296 | 107.296 | 13.2563 | 120.5523 | 0 | 0 | 0 | 0 | 0 | 0 | 0 | 0 | 0 | 354.7813 | 283.9096 | 283.9096 | 283.9096 | 70.8716 | 354.7813 | 2790.3895 | 2790.3895 | 413.6119 | 413.6119 | 1808.0571 | 1808.0571 | 0 | 0 | 568.7204 | 568.7204 | 184633365.9472 | 1430447719.8107 | 127980798.4722 | 0 | 1743.0619 | 61.8681 | 0 | 0 | 0 | 347.6615 | 237 | 1824 | 2767.1539 | 456 | 114 | 0.13407
1186 | 309.0325 | 900.6 | 200 | 800 | 0 | 100% | 99.4064 | 150.5842 | 150.5918 | 150.5918 | 1 | 150.5842 | 99.6221 | 234.2994 | 220.9341 | 220.9341 | 220.9341 | 13.3653 | 234.2994 | 120.5394 | 107.2831 | 107.2831 | 107.2831 | 13.2563 | 120.5394 | 0 | 0 | 0 | 0 | 0 | 0 | 0 | 0 | 0 | 369.9069 | 295.8325 | 295.8325 | 295.8325 | 74.0744 | 369.9069 | 2872.7804 | 2872.7804 | 496.2771 | 496.2771 | 1807.8485 | 1807.8485 | 0 | 0 | 568.6548 | 568.6548 | 192317284.0308 | 1430453247.2103 | 122609017.5681 | 0 | 1745.3795 | 62.8793 | 0 | 0 | 0 | 417.1938 | 237 | 1824 | 2767.1539 | 456 | 114 | 0.12855
1187 | 360.5379 | 900.6 | 200 | 800 | 0 | 100% | 99.5776 | 154.6534 | 154.6975 | 154.6975 | 1 | 154.6534 | 99.7165 | 265.4368 | 250.2937 | 250.2937 | 250.2937 | 15.1431 | 265.4368 | 120.5274 | 107.2712 | 107.2712 | 107.2712 | 13.2562 | 120.5274 | 0 | 0 | 0 | 0 | 0 | 0 | 0 | 0 | 0 | 381.794 | 305.2192 | 305.2192 | 305.2192 | 76.5748 | 381.794 | 2955.1724 | 2955.1724 | 578.9271 | 578.9271 | 1807.6523 | 1807.6523 | 0 | 0 | 568.5931 | 568.5931 | 197788402.5766 | 1430457780.068 | 118786455.3657 | 0 | 1747.0326 | 63.8488 | 0 | 0 | 0 | 486.7262 | 237 | 1824 | 2767.1539 | 456 | 114 | 0.12463
1188 | 412.0433 | 900.6 | 200 | 800 | 0 | 100% | 99.7146 | 158.7313 | 158.809 | 158.809 | 1 | 158.7313 | 99.8042 | 296.7245 | 279.7949 | 279.7949 | 279.7949 | 16.9297 | 296.7245 | 120.5162 | 107.26 | 107.26 | 107.26 | 13.2562 | 120.5162 | 0 | 0 | 0 | 0 | 0 | 0 | 0 | 0 | 0 | 390.6148 | 312.1632 | 312.1632 | 312.1632 | 78.4516 | 390.6148 | 3037.5654 | 3037.5654 | 661.5632 | 661.5632 | 1807.4673 | 1807.4673 | 0 | 0 | 568.5349 | 568.5349 | 201970174.9834 | 1430460251.3416 | 116138631.572 | 0 | 1748.5691 | 64.7687 | 0 | 0 | 0 | 556.2585 | 237 | 1824 | 2767.1539 | 456 | 114 | 0.12191
1189 | 463.5487 | 900.6 | 200 | 800 | 0 | 100% | 99.7945 | 162.8283 | 162.9014 | 162.9014 | 1 | 162.8283 | 99.8641 | 328.2827 | 309.5508 | 309.5508 | 309.5508 | 18.7319 | 328.2827 | 120.5056 | 107.2494 | 107.2494 | 107.2494 | 13.2562 | 120.5056 | 0 | 0 | 0 | 0 | 0 | 0 | 0 | 0 | 0 | 397.272 | 317.3837 | 317.3837 | 317.3837 | 79.8883 | 397.272 | 3119.9592 | 3119.9592 | 744.1867 | 744.1867 | 1807.2926 | 1807.2926 | 0 | 0 | 568.4799 | 568.4799 | 205186813.5007 | 1430462103.7805 | 113970949.467 | 0 | 1749.6199 | 65.6509 | 0 | 0 | 0 | 625.7908 | 237 | 1824 | 2767.1539 | 456 | 114 | 0.11968
1190 | 515.0541 | 900.6 | 200 | 800 | 0 | 100% | 99.863 | 166.9567 | 167.0344 | 167.0344 | 1 | 166.9567 | 99.9142 | 359.982 | 339.4395 | 339.4395 | 339.4395 | 20.5425 | 359.982 | 120.4957 | 107.2395 | 107.2395 | 107.2395 | 13.2562 | 120.4957 | 0 | 0 | 0 | 0 | 0 | 0 | 0 | 0 | 0 | 402.9477 | 321.8474 | 321.8474 | 321.8474 | 81.1003 | 402.9477 | 3202.3538 | 3202.3538 | 826.7985 | 826.7985 | 1807.1273 | 1807.1273 | 0 | 0 | 568.428 | 568.428 | 207798467.859 | 1430463589.982 | 112235042.641 | 0 | 1750.4971 | 66.4922 | 0 | 0 | 0 | 695.3231 | 237 | 1824 | 2767.1539 | 456 | 114 | 0.1179
1191 | 566.5595 | 900.6 | 200 | 800 | 0 | 100% | 99.8973 | 171.1149 | 171.1838 | 171.1838 | 1 | 171.1149 | 99.938 | 391.7426 | 369.3858 | 369.3858 | 369.3858 | 22.3567 | 391.7426 | 120.4863 | 107.2302 | 107.2302 | 107.2302 | 13.2562 | 120.4863 | 0 | 0 | 0 | 0 | 0 | 0 | 0 | 0 | 0 | 408.4084 | 326.1311 | 326.1311 | 326.1311 | 82.2773 | 408.4084 | 3284.7492 | 3284.7492 | 909.3996 | 909.3996 | 1806.9708 | 1806.9708 | 0 | 0 | 568.3787 | 568.3787 | 209862946.1922 | 1430464626.6204 | 110586811.3348 | 0 | 1750.9144 | 67.3009 | 0 | 0 | 0 | 764.8554 | 237 | 1824 | 2767.1539 | 456 | 114 | 0.1162
1192 | 618.065 | 900.6 | 200 | 800 | 0 | 100% | 99.9201 | 175.296 | 175.3756 | 175.3756 | 1 | 175.296 | 99.9609 | 423.797 | 399.6091 | 399.6091 | 399.6091 | 24.1879 | 423.797 | 120.4774 | 107.2213 | 107.2213 | 107.2213 | 13.2562 | 120.4774 | 0 | 0 | 0 | 0 | 0 | 0 | 0 | 0 | 0 | 413.0411 | 329.7734 | 329.7734 | 329.7734 | 83.2677 | 413.0411 | 3367.1452 | 3367.1452 | 991.9908 | 991.9908 | 1806.8224 | 1806.8224 | 0 | 0 | 568.332 | 568.332 | 211507652.0609 | 1430465215.814 | 109341980.3197 | 0 | 1751.3148 | 68.0716 | 0 | 0 | 0 | 834.3877 | 237 | 1824 | 2767.1539 | 456 | 114 | 0.11493
1193 | 669.5704 | 900.6 | 200 | 800 | 0 | 100% | 99.9429 | 179.4843 | 179.5544 | 179.5544 | 1 | 179.4843 | 99.9724 | 455.9652 | 429.9394 | 429.9394 | 429.9394 | 26.0258 | 455.9652 | 120.469 | 107.2129 | 107.2129 | 107.2129 | 13.2562 | 120.469 | 0 | 0 | 0 | 0 | 0 | 0 | 0 | 0 | 0 | 416.9318 | 332.8295 | 332.8295 | 332.8295 | 84.1023 | 416.9318 | 3449.5419 | 3449.5419 | 1074.5728 | 1074.5728 | 1806.6814 | 1806.6814 | 0 | 0 | 568.2877 | 568.2877 | 212877851.1457 | 1430465482.6735 | 108172930.7588 | 0 | 1751.5163 | 68.8099 | 0 | 0 | 0 | 903.92 | 237 | 1824 | 2767.1539 | 456 | 114 | 0.11373
1194 | 721.0758 | 900.6 | 200 | 800 | 0 | 100% | 99.9429 | 183.6932 | 183.7563 | 183.7563 | 1 | 183.6932 | 99.9736 | 488.1601 | 460.2947 | 460.2947 | 460.2947 | 27.8654 | 488.1601 | 120.4611 | 107.2049 | 107.2049 | 107.2049 | 13.2562 | 120.4611 | 0 | 0 | 0 | 0 | 0 | 0 | 0 | 0 | 0 | 420.9195 | 335.9661 | 335.9661 | 335.9661 | 84.9534 | 420.9195 | 3531.9391 | 3531.9391 | 1157.1464 | 1157.1464 | 1806.5473 | 1806.5473 | 0 | 0 | 568.2455 | 568.2455 | 214084758.9279 | 1430465749.5331 | 106987315.1863 | 0 | 1751.5378 | 69.5179 | 0 | 0 | 0 | 973.4523 | 237 | 1824 | 2767.1539 | 456 | 114 | 0.11251
1195 | 772.5812 | 900.6 | 200 | 800 | 0 | 100% | 99.9429 | 187.9128 | 187.9786 | 187.9786 | 1 | 187.9128 | 99.9749 | 520.3028 | 490.6007 | 490.6007 | 490.6007 | 29.7022 | 520.3028 | 120.4535 | 107.1973 | 107.1973 | 107.1973 | 13.2562 | 120.4535 | 0 | 0 | 0 | 0 | 0 | 0 | 0 | 0 | 0 | 424.82 | 339.0423 | 339.0423 | 339.0423 | 85.7777 | 424.82 | 3614.337 | 3614.337 | 1239.712 | 1239.712 | 1806.4196 | 1806.4196 | 0 | 0 | 568.2053 | 568.2053 | 215160540.2908 | 1430466016.3926 | 105932824.2566 | 0 | 1751.5594 | 70.1944 | 0 | 0 | 0 | 1042.9846 | 237 | 1824 | 2767.1539 | 456 | 114 | 0.11142
1196 | 824.0866 | 900.6 | 200 | 800 | 0 | 100% | 99.9429 | 192.1372 | 192.2087 | 192.2087 | 1 | 192.1372 | 99.9761 | 552.3777 | 520.8425 | 520.8425 | 520.8425 | 31.5352 | 552.3777 | 120.4462 | 107.1901 | 107.1901 | 107.1901 | 13.2562 | 120.4462 | 0 | 0 | 0 | 0 | 0 | 0 | 0 | 0 | 0 | 428.525 | 341.9688 | 341.9688 | 341.9688 | 86.5562 | 428.525 | 3696.7353 | 3696.7353 | 1322.2704 | 1322.2704 | 1806.2979 | 1806.2979 | 0 | 0 | 568.167 | 568.167 | 216136524.4472 | 1430466123.161 | 104978292.5064 | 0 | 1751.5809 | 70.8415 | 0 | 0 | 0 | 1112.5169 | 237 | 1824 | 2767.1539 | 456 | 114 | 0.11044
1197 | 875.592 | 900.6 | 200 | 800 | 0 | 100% | 99.9429 | 196.3902 | 196.4669 | 196.4669 | 1 | 196.3902 | 99.9773 | 584.4393 | 551.0716 | 551.0716 | 551.0716 | 33.3676 | 584.4393 | 120.4393 | 107.1832 | 107.1832 | 107.1832 | 13.2562 | 120.4393 | 0 | 0 | 0 | 0 | 0 | 0 | 0 | 0 | 0 | 432.3703 | 345.1006 | 345.1006 | 345.1006 | 87.2697 | 432.3703 | 3779.1341 | 3779.1341 | 1404.8219 | 1404.8219 | 1806.1817 | 1806.1817 | 0 | 0 | 568.1305 | 568.1305 | 216991269.003 | 1430466123.161 | 104145111.5032 | 0 | 1751.6025 | 71.461 | 0 | 0 | 0 | 1182.0492 | 237 | 1824 | 2767.1539 | 456 | 114 | 0.10959
1198 | 927.0974 | 900.6 | 200 | 800 | 0 | 100% | 99.9429 | 200.6177 | 200.6994 | 200.6994 | 1 | 200.6177 | 99.9785 | 616.5411 | 581.3386 | 581.3386 | 581.3386 | 35.2025 | 616.5411 | 120.4327 | 107.1766 | 107.1766 | 107.1766 | 13.2562 | 120.4327 | 0 | 0 | 0 | 0 | 0 | 0 | 0 | 0 | 0 | 435.4224 | 347.5097 | 347.5097 | 347.5097 | 87.9128 | 435.4224 | 3861.5333 | 3861.5333 | 1487.3671 | 1487.3671 | 1806.0707 | 1806.0707 | 0 | 0 | 568.0956 | 568.0956 | 217732954.5819 | 1430466123.161 | 103424987.807 | 0 | 1751.6241 | 72.0547 | 0 | 0 | 0 | 1251.5815 | 237 | 1824 | 2767.1539 | 456 | 114 | 0.10885
1199 | 978.6028 | 900.6 | 200 | 800 | 0 | 100% | 99.9429 | 204.8459 | 204.9342 | 204.9342 | 1 | 204.8459 | 99.9798 | 648.6805 | 611.6409 | 611.6409 | 611.6409 | 37.0396 | 648.6805 | 120.4264 | 107.1703 | 107.1703 | 107.1703 | 13.2562 | 120.4264 | 0 | 0 | 0 | 0 | 0 | 0 | 0 | 0 | 0 | 438.1471 | 349.6597 | 349.6597 | 349.6597 | 88.4875 | 438.1471 | 3943.9329 | 3943.9329 | 1569.9063 | 1569.9063 | 1805.9645 | 1805.9645 | 0 | 0 | 568.0622 | 568.0622 | 218408276.4771 | 1430466123.161 | 102771223.6683 | 0 | 1751.6456 | 72.6242 | 0 | 0 | 0 | 1321.1138 | 237 | 1824 | 2767.1539 | 456 | 114 | 0.10818
1200 | 1030.1083 | 900.6 | 200 | 800 | 0 | 100% | 99.9429 | 209.0736 | 209.1688 | 209.1688 | 1 | 209.0736 | 99.981 | 680.7845 | 641.9097 | 641.9097 | 641.9097 | 38.8748 | 680.7845 | 120.4204 | 107.1643 | 107.1643 | 107.1643 | 13.2562 | 120.4204 | 0 | 0 | 0 | 0 | 0 | 0 | 0 | 0 | 0 | 440.6671 | 351.6451 | 351.6451 | 351.6451 | 89.022 | 440.6671 | 4026.333 | 4026.333 | 1652.4399 | 1652.4399 | 1805.8628 | 1805.8628 | 0 | 0 | 568.0302 | 568.0302 | 219034886.6989 | 1430466123.161 | 102166172.1417 | 0 | 1751.6672 | 73.1708 | 0 | 0 | 0 | 1390.6462 | 237 | 1824 | 2767.1539 | 456 | 114 | 0.10756
1201 | 20.6022 | 950 | 200 | 800 | 0 | 100% | 96.7009 | 135.7255 | 135.758 | 135.758 | 1 | 135.7255 | 97.6417 | 137.1766 | 129.3557 | 129.3557 | 129.3557 | 7.8209 | 137.1766 | 126.3918 | 112.4989 | 112.4989 | 112.4989 | 13.8929 | 126.3918 | 0 | 0 | 0 | 0 | 0 | 0 | 0 | 0 | 0 | 189.9313 | 153.0417 | 153.0417 | 153.0417 | 36.8896 | 189.9313 | 2510.1792 | 2510.1792 | 33.1039 | 33.1039 | 1908.0973 | 1908.0973 | 0 | 0 | 568.9781 | 568.9781 | 22570244.9038 | 1439776366.0433 | 248335642.7334 | 0 | 1710.6823 | 59.0345 | 0 | 0 | 0 | 27.8129 | 250 | 1824 | 2767.1539 | 456 | 114 | 0.25768
1202 | 51.5054 | 950 | 200 | 800 | 0 | 100% | 97.0091 | 137.6881 | 137.6852 | 137.6852 | 1 | 137.6881 | 98.0375 | 142.4449 | 134.323 | 134.323 | 134.323 | 8.1219 | 142.4449 | 126.3802 | 112.4875 | 112.4875 | 112.4875 | 13.8927 | 126.3802 | 0 | 0 | 0 | 0 | 0 | 0 | 0 | 0 | 0 | 209.3432 | 168.5641 | 168.5641 | 168.5641 | 40.7791 | 209.3432 | 2559.611 | 2559.611 | 82.7526 | 82.7526 | 1907.9301 | 1907.9301 | 0 | 0 | 568.9282 | 568.9282 | 54275927.7218 | 1439797250.4229 | 223543248.8661 | 0 | 1717.6164 | 59.6502 | 0 | 0 | 0 | 69.5323 | 250 | 1824 | 2767.1539 | 456 | 114 | 0.23222
1203 | 154.5162 | 950 | 200 | 800 | 0 | 100% | 98.3105 | 144.3456 | 144.2289 | 144.2289 | 1 | 144.3456 | 99.0578 | 164.8697 | 155.4668 | 155.4668 | 155.4668 | 9.4029 | 164.8697 | 126.3464 | 112.4541 | 112.4541 | 112.4541 | 13.8923 | 126.3464 | 0 | 0 | 0 | 0 | 0 | 0 | 0 | 0 | 0 | 290.6263 | 232.935 | 232.935 | 232.935 | 57.6912 | 290.6263 | 2724.3872 | 2724.3872 | 248.1914 | 248.1914 | 1907.4197 | 1907.4197 | 0 | 0 | 568.776 | 568.776 | 139435279.0478 | 1439839777.594 | 156218395.3337 | 0 | 1735.4935 | 61.6432 | 0 | 0 | 0 | 208.5969 | 250 | 1824 | 2767.1539 | 456 | 114 | 0.16307
1204 | 206.0217 | 950 | 200 | 800 | 0 | 100% | 98.9612 | 148.0713 | 147.9358 | 147.9358 | 1 | 148.0713 | 99.3508 | 182.9001 | 172.4677 | 172.4677 | 172.4677 | 10.4324 | 182.9001 | 126.3317 | 112.4396 | 112.4396 | 112.4396 | 13.8922 | 126.3317 | 0 | 0 | 0 | 0 | 0 | 0 | 0 | 0 | 0 | 335.9406 | 269.0601 | 269.0601 | 269.0601 | 66.8805 | 335.9406 | 2806.7772 | 2806.7772 | 330.8818 | 330.8818 | 1907.1884 | 1907.1884 | 0 | 0 | 568.707 | 568.707 | 166234080.1472 | 1439851337.5181 | 134540987.4446 | 0 | 1740.6264 | 62.6246 | 0 | 0 | 0 | 278.1292 | 250 | 1824 | 2767.1539 | 456 | 114 | 0.14081
1205 | 257.5271 | 950 | 200 | 800 | 0 | 100% | 99.2808 | 151.9122 | 151.8892 | 151.8892 | 1 | 151.9122 | 99.5426 | 209.9901 | 198.0112 | 198.0112 | 198.0112 | 11.9789 | 209.9901 | 126.3182 | 112.4261 | 112.4261 | 112.4261 | 13.8921 | 126.3182 | 0 | 0 | 0 | 0 | 0 | 0 | 0 | 0 | 0 | 363.5261 | 290.8183 | 290.8183 | 290.8183 | 72.7078 | 363.5261 | 2889.1684 | 2889.1684 | 413.5551 | 413.5551 | 1906.9711 | 1906.9711 | 0 | 0 | 568.6422 | 568.6422 | 179409563.8228 | 1439859197.2952 | 124717643.408 | 0 | 1743.9864 | 63.5777 | 0 | 0 | 0 | 347.6615 | 250 | 1824 | 2767.1539 | 456 | 114 | 0.13072
1206 | 309.0325 | 950 | 200 | 800 | 0 | 100% | 99.4635 | 155.9034 | 155.9115 | 155.9115 | 1 | 155.9034 | 99.6579 | 241.1014 | 227.3463 | 227.3463 | 227.3463 | 13.755 | 241.1014 | 126.3057 | 112.4137 | 112.4137 | 112.4137 | 13.892 | 126.3057 | 0 | 0 | 0 | 0 | 0 | 0 | 0 | 0 | 0 | 379.8446 | 303.6936 | 303.6936 | 303.6936 | 76.1509 | 379.8446 | 2971.5605 | 2971.5605 | 496.2129 | 496.2129 | 1906.7665 | 1906.7665 | 0 | 0 | 568.5812 | 568.5812 | 186870739.8759 | 1439864170.7014 | 119271705.5001 | 0 | 1746.0066 | 64.5049 | 0 | 0 | 0 | 417.1938 | 250 | 1824 | 2767.1539 | 456 | 114 | 0.12512
1207 | 360.5379 | 950 | 200 | 800 | 0 | 100% | 99.6233 | 159.9712 | 160.0172 | 160.0172 | 1 | 159.9712 | 99.751 | 273.1403 | 257.5559 | 257.5559 | 257.5559 | 15.5843 | 273.1403 | 126.294 | 112.402 | 112.402 | 112.402 | 13.892 | 126.294 | 0 | 0 | 0 | 0 | 0 | 0 | 0 | 0 | 0 | 392.0268 | 313.3172 | 313.3172 | 313.3172 | 78.7095 | 392.0268 | 3053.9537 | 3053.9537 | 578.8564 | 578.8564 | 1906.5735 | 1906.5735 | 0 | 0 | 568.5237 | 568.5237 | 192189469.0057 | 1439867929.5003 | 115580988.5513 | 0 | 1747.6384 | 65.391 | 0 | 0 | 0 | 486.7262 | 250 | 1824 | 2767.1539 | 456 | 114 | 0.12133
1208 | 412.0433 | 950 | 200 | 800 | 0 | 100% | 99.7603 | 164.0434 | 164.1168 | 164.1168 | 1 | 164.0434 | 99.8347 | 305.3779 | 287.9526 | 287.9526 | 287.9526 | 17.4253 | 305.3779 | 126.2829 | 112.391 | 112.391 | 112.391 | 13.892 | 126.2829 | 0 | 0 | 0 | 0 | 0 | 0 | 0 | 0 | 0 | 400.8802 | 320.278 | 320.278 | 320.278 | 80.6022 | 400.8802 | 3136.3477 | 3136.3477 | 661.487 | 661.487 | 1906.3913 | 1906.3913 | 0 | 0 | 568.4694 | 568.4694 | 196215876.03 | 1439870978.2182 | 113016671.4584 | 0 | 1749.1035 | 66.2349 | 0 | 0 | 0 | 556.2585 | 250 | 1824 | 2767.1539 | 456 | 114 | 0.1187
1209 | 463.5487 | 950 | 200 | 800 | 0 | 100% | 99.8402 | 168.1476 | 168.211 | 168.211 | 1 | 168.1476 | 99.8876 | 337.9044 | 318.6215 | 318.6215 | 318.6215 | 19.2829 | 337.9044 | 126.2726 | 112.3807 | 112.3807 | 112.3807 | 13.8919 | 126.2726 | 0 | 0 | 0 | 0 | 0 | 0 | 0 | 0 | 0 | 407.8623 | 325.7656 | 325.7656 | 325.7656 | 82.0968 | 407.8623 | 3218.7424 | 3218.7424 | 744.1055 | 744.1055 | 1906.2189 | 1906.2189 | 0 | 0 | 568.418 | 568.418 | 199318237.1742 | 1439873070.3429 | 110839919.2414 | 0 | 1750.0312 | 67.0473 | 0 | 0 | 0 | 625.7908 | 250 | 1824 | 2767.1539 | 456 | 114 | 0.11646
1210 | 515.0541 | 950 | 200 | 800 | 0 | 100% | 99.8744 | 172.2904 | 172.3453 | 172.3453 | 1 | 172.2904 | 99.9216 | 370.5453 | 349.3979 | 349.3979 | 349.3979 | 21.1473 | 370.5453 | 126.2628 | 112.3709 | 112.3709 | 112.3709 | 13.8919 | 126.2628 | 0 | 0 | 0 | 0 | 0 | 0 | 0 | 0 | 0 | 414.2705 | 330.8111 | 330.8111 | 330.8111 | 83.4594 | 414.2705 | 3301.1379 | 3301.1379 | 826.7131 | 826.7131 | 1906.0556 | 1906.0556 | 0 | 0 | 568.3692 | 568.3692 | 201841909.5406 | 1439874628.0599 | 108909401.0348 | 0 | 1750.6259 | 67.8269 | 0 | 0 | 0 | 695.3231 | 250 | 1824 | 2767.1539 | 456 | 114 | 0.11448
1211 | 566.5595 | 950 | 200 | 800 | 0 | 100% | 99.9087 | 176.4629 | 176.5294 | 176.5294 | 1 | 176.4629 | 99.9452 | 403.2952 | 380.277 | 380.277 | 380.277 | 23.0181 | 403.2952 | 126.2536 | 112.3617 | 112.3617 | 112.3617 | 13.8919 | 126.2536 | 0 | 0 | 0 | 0 | 0 | 0 | 0 | 0 | 0 | 420.341 | 335.582 | 335.582 | 335.582 | 84.759 | 420.341 | 3383.5341 | 3383.5341 | 909.3105 | 909.3105 | 1905.9006 | 1905.9006 | 0 | 0 | 568.323 | 568.323 | 203826924.9681 | 1439875929.8343 | 107336816.7253 | 0 | 1751.0397 | 68.573 | 0 | 0 | 0 | 764.8554 | 250 | 1824 | 2767.1539 | 456 | 114 | 0.11287
1212 | 618.065 | 950 | 200 | 800 | 0 | 100% | 99.9315 | 180.6461 | 180.7222 | 180.7222 | 1 | 180.6461 | 99.9666 | 436.3047 | 411.4007 | 411.4007 | 411.4007 | 24.904 | 436.3047 | 126.2448 | 112.3529 | 112.3529 | 112.3529 | 13.8919 | 126.2448 | 0 | 0 | 0 | 0 | 0 | 0 | 0 | 0 | 0 | 425.1571 | 339.3747 | 339.3747 | 339.3747 | 85.7825 | 425.1571 | 3465.9309 | 3465.9309 | 991.8984 | 991.8984 | 1905.7534 | 1905.7534 | 0 | 0 | 568.2791 | 568.2791 | 205425264.216 | 1439876855.9812 | 106112956.5191 | 0 | 1751.4151 | 69.2856 | 0 | 0 | 0 | 834.3877 | 250 | 1824 | 2767.1539 | 456 | 114 | 0.11161
1213 | 669.5704 | 950 | 200 | 800 | 0 | 100% | 99.9429 | 184.8633 | 184.9222 | 184.9222 | 1 | 184.8633 | 99.9737 | 469.4322 | 442.6355 | 442.6355 | 442.6355 | 26.7967 | 469.4322 | 126.2365 | 112.3446 | 112.3446 | 112.3446 | 13.8919 | 126.2365 | 0 | 0 | 0 | 0 | 0 | 0 | 0 | 0 | 0 | 429.6751 | 343.022 | 343.022 | 343.022 | 86.6531 | 429.6751 | 3548.3283 | 3548.3283 | 1074.4776 | 1074.4776 | 1905.6133 | 1905.6133 | 0 | 0 | 568.2374 | 568.2374 | 206751388.4065 | 1439877224.8131 | 104911194.2035 | 0 | 1751.5398 | 69.9705 | 0 | 0 | 0 | 903.92 | 250 | 1824 | 2767.1539 | 456 | 114 | 0.11038
1214 | 721.0758 | 950 | 200 | 800 | 0 | 100% | 99.9429 | 189.0772 | 189.1338 | 189.1338 | 1 | 189.0772 | 99.975 | 502.5764 | 473.8858 | 473.8858 | 473.8858 | 28.6906 | 502.5764 | 126.2286 | 112.3367 | 112.3367 | 112.3367 | 13.8919 | 126.2286 | 0 | 0 | 0 | 0 | 0 | 0 | 0 | 0 | 0 | 433.9624 | 346.402 | 346.402 | 346.402 | 87.5604 | 433.9624 | 3630.7262 | 3630.7262 | 1157.0488 | 1157.0488 | 1905.4799 | 1905.4799 | 0 | 0 | 568.1976 | 568.1976 | 207927823.6144 | 1439877491.6726 | 103756049.8333 | 0 | 1751.5614 | 70.6274 | 0 | 0 | 0 | 973.4523 | 250 | 1824 | 2767.1539 | 456 | 114 | 0.10919
1215 | 772.5812 | 950 | 200 | 800 | 0 | 100% | 99.9429 | 193.3005 | 193.3632 | 193.3632 | 1 | 193.3005 | 99.9762 | 535.6485 | 505.0679 | 505.0679 | 505.0679 | 30.5805 | 535.6485 | 126.2211 | 112.3292 | 112.3292 | 112.3292 | 13.8919 | 126.2211 | 0 | 0 | 0 | 0 | 0 | 0 | 0 | 0 | 0 | 438.1392 | 349.7039 | 349.7039 | 349.7039 | 88.4353 | 438.1392 | 3713.1246 | 3713.1246 | 1239.6123 | 1239.6123 | 1905.3527 | 1905.3527 | 0 | 0 | 568.1596 | 568.1596 | 208989964.7752 | 1439877758.5321 | 102715197.5831 | 0 | 1751.5829 | 71.2562 | 0 | 0 | 0 | 1042.9846 | 250 | 1824 | 2767.1539 | 456 | 114 | 0.10812
1216 | 824.0866 | 950 | 200 | 800 | 0 | 100% | 99.9429 | 197.5266 | 197.5971 | 197.5971 | 1 | 197.5266 | 99.9774 | 568.6442 | 536.178 | 536.178 | 536.178 | 32.4662 | 568.6442 | 126.2139 | 112.322 | 112.322 | 112.322 | 13.8919 | 126.2139 | 0 | 0 | 0 | 0 | 0 | 0 | 0 | 0 | 0 | 442.0801 | 352.819 | 352.819 | 352.819 | 89.2611 | 442.0801 | 3795.5235 | 3795.5235 | 1322.1689 | 1322.1689 | 1905.2312 | 1905.2312 | 0 | 0 | 568.1234 | 568.1234 | 209943822.1716 | 1439878025.3917 | 101782633.3957 | 0 | 1751.6045 | 71.8583 | 0 | 0 | 0 | 1112.5169 | 250 | 1824 | 2767.1539 | 456 | 114 | 0.10716
1217 | 875.592 | 950 | 200 | 800 | 0 | 100% | 99.9429 | 201.7535 | 201.831 | 201.831 | 1 | 201.7535 | 99.9787 | 601.6249 | 567.2737 | 567.2737 | 567.2737 | 34.3512 | 601.6249 | 126.207 | 112.3151 | 112.3151 | 112.3151 | 13.8919 | 126.207 | 0 | 0 | 0 | 0 | 0 | 0 | 0 | 0 | 0 | 445.6716 | 355.6554 | 355.6554 | 355.6554 | 90.0162 | 445.6716 | 3877.9228 | 3877.9228 | 1404.7188 | 1404.7188 | 1905.1151 | 1905.1151 | 0 | 0 | 568.0888 | 568.0888 | 210784394.3452 | 1439878090.725 | 100963558.5497 | 0 | 1751.626 | 72.4358 | 0 | 0 | 0 | 1182.0492 | 250 | 1824 | 2767.1539 | 456 | 114 | 0.10632
1218 | 927.0974 | 950 | 200 | 800 | 0 | 100% | 99.9429 | 205.9811 | 206.0637 | 206.0637 | 1 | 205.9811 | 99.9799 | 634.6494 | 598.4106 | 598.4106 | 598.4106 | 36.2388 | 634.6494 | 126.2005 | 112.3086 | 112.3086 | 112.3086 | 13.8919 | 126.2005 | 0 | 0 | 0 | 0 | 0 | 0 | 0 | 0 | 0 | 448.864 | 358.176 | 358.176 | 358.176 | 90.688 | 448.864 | 3960.3225 | 3960.3225 | 1487.2627 | 1487.2627 | 1905.0041 | 1905.0041 | 0 | 0 | 568.0557 | 568.0557 | 211510214.3252 | 1439878090.725 | 100259299.2201 | 0 | 1751.6476 | 72.99 | 0 | 0 | 0 | 1251.5815 | 250 | 1824 | 2767.1539 | 456 | 114 | 0.1056
1219 | 978.6028 | 950 | 200 | 800 | 0 | 100% | 99.9429 | 210.2087 | 210.2974 | 210.2974 | 1 | 210.2087 | 99.9811 | 667.7243 | 629.5949 | 629.5949 | 629.5949 | 38.1294 | 667.7243 | 126.1942 | 112.3023 | 112.3023 | 112.3023 | 13.8919 | 126.1942 | 0 | 0 | 0 | 0 | 0 | 0 | 0 | 0 | 0 | 451.684 | 360.3991 | 360.3991 | 360.3991 | 91.285 | 451.684 | 4042.7226 | 4042.7226 | 1569.8008 | 1569.8008 | 1904.8978 | 1904.8978 | 0 | 0 | 568.024 | 568.024 | 212165184.235 | 1439878090.725 | 99625882.9134 | 0 | 1751.6692 | 73.5223 | 0 | 0 | 0 | 1321.1138 | 250 | 1824 | 2767.1539 | 456 | 114 | 0.10495
1220 | 1030.1083 | 950 | 200 | 800 | 0 | 100% | 99.9429 | 214.4369 | 214.5324 | 214.5324 | 1 | 214.4369 | 99.9823 | 700.7832 | 660.764 | 660.764 | 660.764 | 40.0192 | 700.7832 | 126.1882 | 112.2963 | 112.2963 | 112.2963 | 13.8919 | 126.1882 | 0 | 0 | 0 | 0 | 0 | 0 | 0 | 0 | 0 | 454.282 | 362.4476 | 362.4476 | 362.4476 | 91.8345 | 454.282 | 4125.1231 | 4125.1231 | 1652.3335 | 1652.3335 | 1904.7959 | 1904.7959 | 0 | 0 | 567.9936 | 567.9936 | 212769355.5553 | 1439878090.725 | 99043271.6478 | 0 | 1751.6907 | 74.034 | 0 | 0 | 0 | 1390.6462 | 250 | 1824 | 2767.1539 | 456 | 114 | 0.10435
1221 | 20.6022 | 1003.2 | 200 | 800 | 0 | 100% | 96.9749 | 141.3348 | 141.3602 | 141.3602 | 1 | 141.3348 | 97.828 | 142.2603 | 134.1481 | 134.1481 | 134.1481 | 8.1121 | 142.2603 | 132.5947 | 118.0176 | 118.0176 | 118.0176 | 14.5771 | 132.5947 | 0 | 0 | 0 | 0 | 0 | 0 | 0 | 0 | 0 | 193.5195 | 155.8668 | 155.8668 | 155.8668 | 37.6527 | 193.5195 | 2616.551 | 2616.551 | 33.0979 | 33.0979 | 2014.5798 | 2014.5798 | 0 | 0 | 568.8733 | 568.8733 | 21765980.122 | 1449040762.0024 | 243139134.1975 | 0 | 1713.9459 | 61.1335 | 0 | 0 | 0 | 27.8129 | 264 | 1824 | 2767.1539 | 456 | 114 | 0.25235
1222 | 51.5054 | 1003.2 | 200 | 800 | 0 | 100% | 97.2831 | 143.3367 | 143.3335 | 143.3335 | 1 | 143.3367 | 98.1922 | 146.9058 | 138.5281 | 138.5281 | 138.5281 | 8.3777 | 146.9058 | 132.5837 | 118.0068 | 118.0068 | 118.0068 | 14.5769 | 132.5837 | 0 | 0 | 0 | 0 | 0 | 0 | 0 | 0 | 0 | 213.7191 | 172.0219 | 172.0219 | 172.0219 | 41.6973 | 213.7191 | 2665.9838 | 2665.9838 | 82.738 | 82.738 | 2014.4182 | 2014.4182 | 0 | 0 | 568.8277 | 568.8277 | 52628483.774 | 1449058097.1237 | 218641145.6682 | 0 | 1720.3277 | 61.6914 | 0 | 0 | 0 | 69.5323 | 264 | 1824 | 2767.1539 | 456 | 114 | 0.22718
1223 | 154.5162 | 1003.2 | 200 | 800 | 0 | 100% | 98.5616 | 149.9967 | 149.8705 | 149.8705 | 1 | 149.9967 | 99.1614 | 169.9939 | 160.2974 | 160.2974 | 160.2974 | 9.6966 | 169.9939 | 132.5512 | 117.9747 | 117.9747 | 117.9747 | 14.5765 | 132.5512 | 0 | 0 | 0 | 0 | 0 | 0 | 0 | 0 | 0 | 296.1346 | 237.2722 | 237.2722 | 237.2722 | 58.8624 | 296.1346 | 2830.7633 | 2830.7633 | 248.1529 | 248.1529 | 2013.9227 | 2013.9227 | 0 | 0 | 568.6878 | 568.6878 | 135227990.1075 | 1449096107.0587 | 152983748.1579 | 0 | 1737.3078 | 63.4892 | 0 | 0 | 0 | 208.5969 | 264 | 1824 | 2767.1539 | 456 | 114 | 0.15975
1224 | 206.0217 | 1003.2 | 200 | 800 | 0 | 100% | 99.0639 | 153.7653 | 153.6155 | 153.6155 | 1 | 153.7653 | 99.4167 | 188.4352 | 177.6856 | 177.6856 | 177.6856 | 10.7496 | 188.4352 | 132.537 | 117.9606 | 117.9606 | 117.9606 | 14.5764 | 132.537 | 0 | 0 | 0 | 0 | 0 | 0 | 0 | 0 | 0 | 343.4305 | 274.9834 | 274.9834 | 274.9834 | 68.4471 | 343.4305 | 2913.1548 | 2913.1548 | 330.8335 | 330.8335 | 2013.6972 | 2013.6972 | 0 | 0 | 568.6241 | 568.6241 | 161353266.6163 | 1449106963.7873 | 131321099.7271 | 0 | 1741.7813 | 64.3873 | 0 | 0 | 0 | 278.1292 | 264 | 1824 | 2767.1539 | 456 | 114 | 0.1375
1225 | 257.5271 | 1003.2 | 200 | 800 | 0 | 100% | 99.3607 | 157.6281 | 157.5874 | 157.5874 | 1 | 157.6281 | 99.5864 | 216.2099 | 203.8746 | 203.8746 | 203.8746 | 12.3353 | 216.2099 | 132.5239 | 117.9475 | 117.9475 | 117.9475 | 14.5763 | 132.5239 | 0 | 0 | 0 | 0 | 0 | 0 | 0 | 0 | 0 | 372.616 | 298.0123 | 298.0123 | 298.0123 | 74.6038 | 372.616 | 2995.5473 | 2995.5473 | 413.4983 | 413.4983 | 2013.4849 | 2013.4849 | 0 | 0 | 568.5641 | 568.5641 | 174233112.101 | 1449114176.9146 | 121406556.0775 | 0 | 1744.7538 | 65.258 | 0 | 0 | 0 | 347.6615 | 264 | 1824 | 2767.1539 | 456 | 114 | 0.12732
1226 | 309.0325 | 1003.2 | 200 | 800 | 0 | 100% | 99.5434 | 161.636 | 161.6473 | 161.6473 | 1 | 161.636 | 99.6956 | 248.2356 | 234.0718 | 234.0718 | 234.0718 | 14.1638 | 248.2356 | 132.5118 | 117.9355 | 117.9355 | 117.9355 | 14.5763 | 132.5118 | 0 | 0 | 0 | 0 | 0 | 0 | 0 | 0 | 0 | 390.0084 | 311.741 | 311.741 | 311.741 | 78.2674 | 390.0084 | 3077.9407 | 3077.9407 | 496.1486 | 496.1486 | 2013.2845 | 2013.2845 | 0 | 0 | 568.5076 | 568.5076 | 181471688.7797 | 1449117596.6308 | 116077020.5087 | 0 | 1746.6663 | 66.1026 | 0 | 0 | 0 | 417.1938 | 264 | 1824 | 2767.1539 | 456 | 114 | 0.12184
1227 | 360.5379 | 1003.2 | 200 | 800 | 0 | 100% | 99.6804 | 165.6991 | 165.7403 | 165.7403 | 1 | 165.6991 | 99.7836 | 281.2206 | 265.1734 | 265.1734 | 265.1734 | 16.0472 | 281.2206 | 132.5004 | 117.9241 | 117.9241 | 117.9241 | 14.5763 | 132.5004 | 0 | 0 | 0 | 0 | 0 | 0 | 0 | 0 | 0 | 402.4273 | 321.5467 | 321.5467 | 321.5467 | 80.8806 | 402.4273 | 3160.3349 | 3160.3349 | 578.7856 | 578.7856 | 2013.0952 | 2013.0952 | 0 | 0 | 568.4541 | 568.4541 | 186638137.4303 | 1449120953.1463 | 112450240.0886 | 0 | 1748.2093 | 66.9115 | 0 | 0 | 0 | 486.7262 | 264 | 1824 | 2767.1539 | 456 | 114 | 0.11812
1228 | 412.0433 | 1003.2 | 200 | 800 | 0 | 100% | 99.8059 | 169.7731 | 169.8251 | 169.8251 | 1 | 169.7731 | 99.8571 | 314.4755 | 296.5292 | 296.5292 | 296.5292 | 17.9464 | 314.4755 | 132.4896 | 117.9134 | 117.9134 | 117.9134 | 14.5762 | 132.4896 | 0 | 0 | 0 | 0 | 0 | 0 | 0 | 0 | 0 | 411.4587 | 328.6526 | 328.6526 | 328.6526 | 82.8061 | 411.4587 | 3242.7299 | 3242.7299 | 661.4103 | 661.4103 | 2012.916 | 2012.916 | 0 | 0 | 568.4035 | 568.4035 | 190512654.0563 | 1449123926.9021 | 109860559.3302 | 0 | 1749.4971 | 67.6857 | 0 | 0 | 0 | 556.2585 | 264 | 1824 | 2767.1539 | 456 | 114 | 0.11546
1229 | 463.5487 | 1003.2 | 200 | 800 | 0 | 100% | 99.8516 | 173.889 | 173.9355 | 173.9355 | 1 | 173.889 | 99.9036 | 348.0129 | 328.1511 | 328.1511 | 328.1511 | 19.8618 | 348.0129 | 132.4795 | 117.9033 | 117.9033 | 117.9033 | 14.5762 | 132.4795 | 0 | 0 | 0 | 0 | 0 | 0 | 0 | 0 | 0 | 419.0153 | 334.6006 | 334.6006 | 334.6006 | 84.4148 | 419.0153 | 3325.1256 | 3325.1256 | 744.0239 | 744.0239 | 2012.7462 | 2012.7462 | 0 | 0 | 568.3555 | 568.3555 | 193508485.9547 | 1449125954.2011 | 107676978.2443 | 0 | 1750.3114 | 68.4319 | 0 | 0 | 0 | 625.7908 | 264 | 1824 | 2767.1539 | 456 | 114 | 0.11322
1230 | 515.0541 | 1003.2 | 200 | 800 | 0 | 100% | 99.8858 | 178.0541 | 178.1049 | 178.1049 | 1 | 178.0541 | 99.9285 | 381.6345 | 359.8522 | 359.8522 | 359.8522 | 21.7823 | 381.6345 | 132.4699 | 117.8937 | 117.8937 | 117.8937 | 14.5762 | 132.4699 | 0 | 0 | 0 | 0 | 0 | 0 | 0 | 0 | 0 | 426.5164 | 340.5149 | 340.5149 | 340.5149 | 86.0015 | 426.5164 | 3407.5219 | 3407.5219 | 826.627 | 826.627 | 2012.585 | 2012.585 | 0 | 0 | 568.31 | 568.31 | 195954530.798 | 1449127526.6657 | 105665352.3326 | 0 | 1750.7474 | 69.1503 | 0 | 0 | 0 | 695.3231 | 264 | 1824 | 2767.1539 | 456 | 114 | 0.11115
1231 | 566.5595 | 1003.2 | 200 | 800 | 0 | 100% | 99.9087 | 182.2577 | 182.3217 | 182.3217 | 1 | 182.2577 | 99.9519 | 415.3877 | 391.6771 | 391.6771 | 391.6771 | 23.7105 | 415.3877 | 132.4608 | 117.8846 | 117.8846 | 117.8846 | 14.5762 | 132.4608 | 0 | 0 | 0 | 0 | 0 | 0 | 0 | 0 | 0 | 433.2677 | 345.9319 | 345.9319 | 345.9319 | 87.3358 | 433.2677 | 3489.9189 | 3489.9189 | 909.2204 | 909.2204 | 2012.4317 | 2012.4317 | 0 | 0 | 568.2668 | 568.2668 | 197876969.1207 | 1449128777.8369 | 104151572.0703 | 0 | 1751.1573 | 69.8366 | 0 | 0 | 0 | 764.8554 | 264 | 1824 | 2767.1539 | 456 | 114 | 0.10959
1232 | 618.065 | 1003.2 | 200 | 800 | 0 | 100% | 99.9315 | 186.4404 | 186.5102 | 186.5102 | 1 | 186.4404 | 99.9712 | 449.3888 | 423.7357 | 423.7357 | 423.7357 | 25.6531 | 449.3888 | 132.4522 | 117.876 | 117.876 | 117.876 | 14.5762 | 132.4522 | 0 | 0 | 0 | 0 | 0 | 0 | 0 | 0 | 0 | 438.2344 | 349.8436 | 349.8436 | 349.8436 | 88.3907 | 438.2344 | 3572.3164 | 3572.3164 | 991.805 | 991.805 | 2012.2859 | 2012.2859 | 0 | 0 | 568.2256 | 568.2256 | 199423826.6797 | 1449129597.7526 | 102941738.5617 | 0 | 1751.4952 | 70.494 | 0 | 0 | 0 | 834.3877 | 264 | 1824 | 2767.1539 | 456 | 114 | 0.10835
1233 | 669.5704 | 1003.2 | 200 | 800 | 0 | 100% | 99.9429 | 190.635 | 190.6877 | 190.6877 | 1 | 190.635 | 99.9752 | 483.5266 | 455.923 | 455.923 | 455.923 | 27.6036 | 483.5266 | 132.444 | 117.8678 | 117.8678 | 117.8678 | 14.5762 | 132.444 | 0 | 0 | 0 | 0 | 0 | 0 | 0 | 0 | 0 | 442.6142 | 353.2865 | 353.2865 | 353.2865 | 89.3277 | 442.6142 | 3654.7145 | 3654.7145 | 1074.3812 | 1074.3812 | 2012.147 | 2012.147 | 0 | 0 | 568.1863 | 568.1863 | 200705035.327 | 1449130079.804 | 101730034.9409 | 0 | 1751.5652 | 71.1276 | 0 | 0 | 0 | 903.92 | 264 | 1824 | 2767.1539 | 456 | 114 | 0.10711
1234 | 721.0758 | 1003.2 | 200 | 800 | 0 | 100% | 99.9429 | 194.8522 | 194.9069 | 194.9069 | 1 | 194.8522 | 99.9764 | 517.6689 | 488.1143 | 488.1143 | 488.1143 | 29.5546 | 517.6689 | 132.4362 | 117.86 | 117.86 | 117.86 | 14.5762 | 132.4362 | 0 | 0 | 0 | 0 | 0 | 0 | 0 | 0 | 0 | 447.1628 | 356.8746 | 356.8746 | 356.8746 | 90.2882 | 447.1628 | 3737.1131 | 3737.1131 | 1156.9497 | 1156.9497 | 2012.0145 | 2012.0145 | 0 | 0 | 568.1489 | 568.1489 | 201851038.2675 | 1449130133.5544 | 100605534.5852 | 0 | 1751.5867 | 71.7352 | 0 | 0 | 0 | 973.4523 | 264 | 1824 | 2767.1539 | 456 | 114 | 0.10595
1235 | 772.5812 | 1003.2 | 200 | 800 | 0 | 100% | 99.9429 | 199.0761 | 199.1389 | 199.1389 | 1 | 199.0761 | 99.9776 | 551.7185 | 520.2181 | 520.2181 | 520.2181 | 31.5004 | 551.7185 | 132.4288 | 117.8526 | 117.8526 | 117.8526 | 14.5762 | 132.4288 | 0 | 0 | 0 | 0 | 0 | 0 | 0 | 0 | 0 | 451.5433 | 360.3352 | 360.3352 | 360.3352 | 91.2081 | 451.5433 | 3819.5121 | 3819.5121 | 1239.511 | 1239.511 | 2011.8879 | 2011.8879 | 0 | 0 | 568.1132 | 568.1132 | 202892313.0075 | 1449130133.5544 | 99585814.449 | 0 | 1751.6083 | 72.3178 | 0 | 0 | 0 | 1042.9846 | 264 | 1824 | 2767.1539 | 456 | 114 | 0.10491
1236 | 824.0866 | 1003.2 | 200 | 800 | 0 | 100% | 99.9429 | 203.3024 | 203.374 | 203.374 | 1 | 203.3024 | 99.9789 | 585.6807 | 552.2393 | 552.2393 | 552.2393 | 33.4414 | 585.6807 | 132.4217 | 117.8455 | 117.8455 | 117.8455 | 14.5762 | 132.4217 | 0 | 0 | 0 | 0 | 0 | 0 | 0 | 0 | 0 | 455.6683 | 363.595 | 363.595 | 363.595 | 92.0732 | 455.6683 | 3901.9115 | 3901.9115 | 1322.0655 | 1322.0655 | 2011.7669 | 2011.7669 | 0 | 0 | 568.079 | 568.079 | 203828901.7846 | 1449130133.5544 | 98670787.18 | 0 | 1751.6298 | 72.8768 | 0 | 0 | 0 | 1112.5169 | 264 | 1824 | 2767.1539 | 456 | 114 | 0.10397
1237 | 875.592 | 1003.2 | 200 | 800 | 0 | 100% | 99.9429 | 207.5301 | 207.6085 | 207.6085 | 1 | 207.5301 | 99.9801 | 619.6326 | 584.2507 | 584.2507 | 584.2507 | 35.3819 | 619.6326 | 132.4149 | 117.8387 | 117.8387 | 117.8387 | 14.5762 | 132.4149 | 0 | 0 | 0 | 0 | 0 | 0 | 0 | 0 | 0 | 459.4185 | 366.56 | 366.56 | 366.56 | 92.8585 | 459.4185 | 3984.3113 | 3984.3113 | 1404.6138 | 1404.6138 | 2011.6512 | 2011.6512 | 0 | 0 | 568.0463 | 568.0463 | 204648080.7528 | 1449130133.5544 | 97873170.5623 | 0 | 1751.6514 | 73.4137 | 0 | 0 | 0 | 1182.0492 | 264 | 1824 | 2767.1539 | 456 | 114 | 0.10315
1238 | 927.0974 | 1003.2 | 200 | 800 | 0 | 100% | 99.9429 | 211.7583 | 211.842 | 211.842 | 1 | 211.7583 | 99.9813 | 653.6309 | 616.3058 | 616.3058 | 616.3058 | 37.3252 | 653.6309 | 132.4084 | 117.8322 | 117.8322 | 117.8322 | 14.5762 | 132.4084 | 0 | 0 | 0 | 0 | 0 | 0 | 0 | 0 | 0 | 462.751 | 369.1939 | 369.1939 | 369.1939 | 93.5571 | 462.751 | 4066.7115 | 4066.7115 | 1487.1562 | 1487.1562 | 2011.5403 | 2011.5403 | 0 | 0 | 568.015 | 568.015 | 205359180.3844 | 1449130133.5544 | 97183627.7929 | 0 | 1751.6729 | 73.9295 | 0 | 0 | 0 | 1251.5815 | 264 | 1824 | 2767.1539 | 456 | 114 | 0.10244
1239 | 978.6028 | 1003.2 | 200 | 800 | 0 | 100% | 99.9429 | 215.9857 | 216.0752 | 216.0752 | 1 | 215.9857 | 99.9826 | 687.6798 | 648.4083 | 648.4083 | 648.4083 | 39.2715 | 687.6798 | 132.4022 | 117.826 | 117.826 | 117.826 | 14.5762 | 132.4022 | 0 | 0 | 0 | 0 | 0 | 0 | 0 | 0 | 0 | 465.6856 | 371.5072 | 371.5072 | 371.5072 | 94.1783 | 465.6856 | 4149.1121 | 4149.1121 | 1569.693 | 1569.693 | 2011.434 | 2011.434 | 0 | 0 | 567.985 | 567.985 | 205995836.7353 | 1449130133.5544 | 96568528.0073 | 0 | 1751.6945 | 74.4258 | 0 | 0 | 0 | 1321.1138 | 264 | 1824 | 2767.1539 | 456 | 114 | 0.10181
1240 | 1030.1083 | 1003.2 | 200 | 800 | 0 | 100% | 99.9429 | 220.2135 | 220.3106 | 220.3106 | 1 | 220.2135 | 99.9838 | 721.7091 | 680.4923 | 680.4923 | 680.4923 | 41.2168 | 721.7091 | 132.3962 | 117.82 | 117.82 | 117.82 | 14.5762 | 132.3962 | 0 | 0 | 0 | 0 | 0 | 0 | 0 | 0 | 0 | 468.3899 | 373.6388 | 373.6388 | 373.6388 | 94.7511 | 468.3899 | 4231.513 | 4231.513 | 1652.2247 | 1652.2247 | 2011.3321 | 2011.3321 | 0 | 0 | 567.9562 | 567.9562 | 206593264.1922 | 1449130133.5544 | 95992660.348 | 0 | 1751.7161 | 74.9035 | 0 | 0 | 0 | 1390.6462 | 264 | 1824 | 2767.1539 | 456 | 114 | 0.10122
1241 | 206.0217 | 22.8 | 200 | 800 | 0 | 100% | 10.7763 | 163.4852 | 235.327 | 235.327 | 1 | 163.4852 | 34.8054 | 62.0406 | 58.5251 | 58.5251 | 58.5251 | 3.5156 | 62.0406 | 43.8918 | 39.095 | 39.095 | 39.095 | 4.7968 | 43.8918 | 0 | 0 | 0 | 0 | 0 | 0 | 0 | 0 | 0 | 10240.3554 | 8230.5347 | 8230.5347 | 8230.5347 | 2009.8207 | 10240.3554 | 1142.7247 | 1142.7247 | 333.1922 | 333.1922 | 46.0921 | 46.0921 | 0 | 0 | 763.4404 | 763.4404 | 499150072.8883 | 100080123.8448 | 10560163.1703 | 0 | 609.7904 | 0.21699 | 0 | 0 | 0 | 278.1292 | 6 | 2432 | 3689.5386 | 608 | 152 | 0.0081346
1242 | 257.5271 | 22.8 | 200 | 800 | 0 | 100% | 25.7078 | 147.4123 | 166.2474 | 166.2474 | 1 | 147.4123 | 41.8263 | 67.7493 | 63.907 | 63.907 | 63.907 | 3.8422 | 67.7493 | 43.8577 | 39.061 | 39.061 | 39.061 | 4.7968 | 43.8577 | 0 | 0 | 0 | 0 | 0 | 0 | 0 | 0 | 0 | 1132.8454 | 912.4619 | 912.4619 | 912.4619 | 220.3836 | 1132.8454 | 1224.9536 | 1224.9536 | 416.127 | 416.127 | 46.0519 | 46.0519 | 0 | 0 | 762.7746 | 762.7746 | 562704015.3665 | 100080123.8448 | 70012637.8471 | 0 | 732.7968 | 0.059583 | 0 | 0 | 0 | 347.6615 | 6 | 2432 | 3689.5386 | 608 | 152 | 0.053932
1243 | 309.0325 | 22.8 | 200 | 800 | 0 | 100% | 34.0297 | 136.2959 | 144.3096 | 144.3096 | 1 | 136.2959 | 48.7393 | 75.895 | 71.5878 | 71.5878 | 71.5878 | 4.3072 | 75.895 | 43.8288 | 39.032 | 39.032 | 39.032 | 4.7968 | 43.8288 | 0 | 0 | 0 | 0 | 0 | 0 | 0 | 0 | 0 | 475.3285 | 383.6583 | 383.6583 | 383.6583 | 91.6701 | 475.3285 | 1307.2096 | 1307.2096 | 498.9824 | 498.9824 | 46.0178 | 46.0178 | 0 | 0 | 762.2094 | 762.2094 | 599541076.8467 | 100080123.8448 | 154291685.0048 | 0 | 853.9129 | 0.032558 | 0 | 0 | 0 | 417.1938 | 6 | 2432 | 3689.5386 | 608 | 152 | 0.11885
1244 | 360.5379 | 22.8 | 200 | 800 | 0 | 100% | 41.3584 | 127.9246 | 132.0547 | 132.0547 | 1 | 127.9246 | 55.6147 | 84.4682 | 79.6715 | 79.6715 | 79.6715 | 4.7966 | 84.4682 | 43.8039 | 39.0071 | 39.0071 | 39.0071 | 4.7968 | 43.8039 | 0 | 0 | 0 | 0 | 0 | 0 | 0 | 0 | 0 | 288.4736 | 233.2313 | 233.2313 | 233.2313 | 55.2423 | 288.4736 | 1389.4871 | 1389.4871 | 581.7751 | 581.7751 | 45.9885 | 45.9885 | 0 | 0 | 761.7235 | 761.7235 | 627057798.3245 | 100080123.8448 | 247231501.2939 | 0 | 974.3694 | 0.031842 | 0 | 0 | 0 | 486.7262 | 6 | 2432 | 3689.5386 | 608 | 152 | 0.19045
1245 | 412.0433 | 22.8 | 200 | 800 | 0 | 100% | 49.4521 | 121.4493 | 123.7244 | 123.7244 | 1 | 121.4493 | 62.463 | 93.0683 | 87.7805 | 87.7805 | 87.7805 | 5.2878 | 93.0683 | 43.7823 | 38.9855 | 38.9855 | 38.9855 | 4.7968 | 43.7823 | 0 | 0 | 0 | 0 | 0 | 0 | 0 | 0 | 0 | 204.6247 | 165.7236 | 165.7236 | 165.7236 | 38.9011 | 204.6247 | 1471.7818 | 1471.7818 | 664.5173 | 664.5173 | 45.963 | 45.963 | 0 | 0 | 761.3014 | 761.3014 | 649323630.8699 | 100080123.8448 | 344947805.8824 | 0 | 1094.3516 | 0.027394 | 0 | 0 | 0 | 556.2585 | 6 | 2432 | 3689.5386 | 608 | 152 | 0.26572
1246 | 463.5487 | 22.8 | 200 | 800 | 0 | 100% | 58.3447 | 117.0835 | 118.2607 | 118.2607 | 1 | 117.0835 | 69.0517 | 101.6547 | 95.8764 | 95.8764 | 95.8764 | 5.7783 | 101.6547 | 43.7633 | 38.9666 | 38.9666 | 38.9666 | 4.7968 | 43.7633 | 0 | 0 | 0 | 0 | 0 | 0 | 0 | 0 | 0 | 160.2402 | 130.3167 | 130.3167 | 130.3167 | 29.9236 | 160.2402 | 1554.0905 | 1554.0905 | 747.2185 | 747.2185 | 45.9406 | 45.9406 | 0 | 0 | 760.9313 | 760.9313 | 667898491.2506 | 100080123.8448 | 441807527.7178 | 0 | 1209.7861 | 0.37285 | 0 | 0 | 0 | 625.7908 | 6 | 2432 | 3689.5386 | 608 | 152 | 0.34036
1247 | 515.0541 | 22.8 | 200 | 800 | 0 | 100% | 65.9932 | 113.9072 | 114.3839 | 114.3839 | 1 | 113.9072 | 74.6751 | 110.2505 | 103.9811 | 103.9811 | 103.9811 | 6.2694 | 110.2505 | 43.7466 | 38.9498 | 38.9498 | 38.9498 | 4.7968 | 43.7466 | 0 | 0 | 0 | 0 | 0 | 0 | 0 | 0 | 0 | 133.2337 | 108.4826 | 108.4826 | 108.4826 | 24.7511 | 133.2337 | 1636.4108 | 1636.4108 | 829.8858 | 829.8858 | 45.9209 | 45.9209 | 0 | 0 | 760.6041 | 760.6041 | 683342515.1055 | 100080123.8448 | 524884242.4791 | 0 | 1308.3069 | 1.9859 | 0 | 0 | 0 | 695.3231 | 6 | 2432 | 3689.5386 | 608 | 152 | 0.40455
1248 | 566.5595 | 22.8 | 200 | 800 | 0 | 100% | 71.7808 | 112.9753 | 113.0988 | 113.0988 | 1 | 112.9753 | 78.8263 | 118.8854 | 112.1225 | 112.1225 | 112.1225 | 6.7629 | 118.8854 | 43.7317 | 38.9349 | 38.9349 | 38.9349 | 4.7968 | 43.7317 | 0 | 0 | 0 | 0 | 0 | 0 | 0 | 0 | 0 | 118.0814 | 96.2611 | 96.2611 | 96.2611 | 21.8203 | 118.0814 | 1718.7408 | 1718.7408 | 912.5247 | 912.5247 | 45.9033 | 45.9033 | 0 | 0 | 760.3128 | 760.3128 | 696244015.488 | 100080123.8448 | 584713236.9852 | 0 | 1381.0374 | 5.2479 | 0 | 0 | 0 | 764.8554 | 6 | 2432 | 3689.5386 | 608 | 152 | 0.45088
1249 | 618.065 | 22.8 | 200 | 800 | 0 | 100% | 76.1187 | 113.4282 | 113.3957 | 113.3957 | 1 | 113.4282 | 82.0997 | 127.5554 | 120.297 | 120.297 | 120.297 | 7.2584 | 127.5554 | 43.7183 | 38.9215 | 38.9215 | 38.9215 | 4.7968 | 43.7183 | 0 | 0 | 0 | 0 | 0 | 0 | 0 | 0 | 0 | 108.5788 | 88.5382 | 88.5382 | 88.5382 | 20.0407 | 108.5788 | 1801.079 | 1801.079 | 995.1397 | 995.1397 | 45.8875 | 45.8875 | 0 | 0 | 760.0517 | 760.0517 | 707173576.0329 | 100080123.8448 | 631133600.8871 | 0 | 1438.3873 | 9.0687 | 0 | 0 | 0 | 834.3877 | 6 | 2432 | 3689.5386 | 608 | 152 | 0.48687
1250 | 669.5704 | 22.8 | 200 | 800 | 0 | 100% | 79.8402 | 114.7187 | 114.5959 | 114.5959 | 1 | 114.7187 | 84.785 | 136.2578 | 128.5019 | 128.5019 | 128.5019 | 7.7559 | 136.2578 | 43.7063 | 38.9095 | 38.9095 | 38.9095 | 4.7968 | 43.7063 | 0 | 0 | 0 | 0 | 0 | 0 | 0 | 0 | 0 | 101.9957 | 83.1836 | 83.1836 | 83.1836 | 18.8122 | 101.9957 | 1883.4241 | 1883.4241 | 1077.7343 | 1077.7343 | 45.8733 | 45.8733 | 0 | 0 | 759.8164 | 759.8164 | 716546716.1863 | 100080123.8448 | 668805995.5401 | 0 | 1485.4328 | 12.9898 | 0 | 0 | 0 | 903.92 | 6 | 2432 | 3689.5386 | 608 | 152 | 0.51613
1251 | 721.0758 | 22.8 | 200 | 800 | 0 | 100% | 82.8425 | 116.5293 | 116.3596 | 116.3596 | 1 | 116.5293 | 86.9797 | 144.9783 | 136.7238 | 136.7238 | 136.7238 | 8.2544 | 144.9783 | 43.6953 | 38.8986 | 38.8986 | 38.8986 | 4.7968 | 43.6953 | 0 | 0 | 0 | 0 | 0 | 0 | 0 | 0 | 0 | 97.096 | 79.1931 | 79.1931 | 79.1931 | 17.9029 | 97.096 | 1965.7752 | 1965.7752 | 1160.3114 | 1160.3114 | 45.8605 | 45.8605 | 0 | 0 | 759.6033 | 759.6033 | 724693073.2629 | 100080123.8448 | 699112022.1961 | 0 | 1523.8852 | 16.8803 | 0 | 0 | 0 | 973.4523 | 6 | 2432 | 3689.5386 | 608 | 152 | 0.53971
1252 | 772.5812 | 22.8 | 200 | 800 | 0 | 100% | 85.3881 | 118.7345 | 118.5302 | 118.5302 | 1 | 118.7345 | 88.8404 | 153.732 | 144.977 | 144.977 | 144.977 | 8.7549 | 153.732 | 43.6854 | 38.8886 | 38.8886 | 38.8886 | 4.7968 | 43.6854 | 0 | 0 | 0 | 0 | 0 | 0 | 0 | 0 | 0 | 93.329 | 76.1184 | 76.1184 | 76.1184 | 17.2106 | 93.329 | 2048.1315 | 2048.1315 | 1242.8734 | 1242.8734 | 45.8488 | 45.8488 | 0 | 0 | 759.4094 | 759.4094 | 731644565.155 | 100080123.8448 | 724758763.0265 | 0 | 1556.4835 | 20.591 | 0 | 0 | 0 | 1042.9846 | 6 | 2432 | 3689.5386 | 608 | 152 | 0.5597
1253 | 824.0866 | 22.8 | 200 | 800 | 0 | 100% | 87.1918 | 121.3112 | 121.1098 | 121.1098 | 1 | 121.3112 | 90.2891 | 162.5271 | 153.2693 | 153.2693 | 153.2693 | 9.2579 | 162.5271 | 43.6763 | 38.8795 | 38.8795 | 38.8795 | 4.7968 | 43.6763 | 0 | 0 | 0 | 0 | 0 | 0 | 0 | 0 | 0 | 90.4629 | 73.7734 | 73.7734 | 73.7734 | 16.6895 | 90.4629 | 2130.4923 | 2130.4923 | 1325.4221 | 1325.4221 | 45.8381 | 45.8381 | 0 | 0 | 759.2321 | 759.2321 | 737698988.7131 | 100080123.8448 | 744086362.2327 | 0 | 1581.8655 | 24.2233 | 0 | 0 | 0 | 1112.5169 | 6 | 2432 | 3689.5386 | 608 | 152 | 0.57482
1254 | 875.592 | 22.8 | 200 | 800 | 0 | 100% | 88.7671 | 124.2296 | 124.0174 | 124.0174 | 1 | 124.2296 | 91.4926 | 171.3568 | 161.594 | 161.594 | 161.594 | 9.7628 | 171.3568 | 43.668 | 38.8712 | 38.8712 | 38.8712 | 4.7968 | 43.668 | 0 | 0 | 0 | 0 | 0 | 0 | 0 | 0 | 0 | 88.3175 | 72.012 | 72.012 | 72.012 | 16.3055 | 88.3175 | 2212.857 | 2212.857 | 1407.9594 | 1407.9594 | 45.8282 | 45.8282 | 0 | 0 | 759.0695 | 759.0695 | 742946514.6608 | 100080123.8448 | 759923300.3609 | 0 | 1602.9499 | 27.6566 | 0 | 0 | 0 | 1182.0492 | 6 | 2432 | 3689.5386 | 608 | 152 | 0.58703
1255 | 927.0974 | 22.8 | 200 | 800 | 0 | 100% | 90.1484 | 127.3052 | 127.0699 | 127.0699 | 1 | 127.3052 | 92.5823 | 180.2203 | 169.9506 | 169.9506 | 169.9506 | 10.2697 | 180.2203 | 43.6603 | 38.8635 | 38.8635 | 38.8635 | 4.7968 | 43.6603 | 0 | 0 | 0 | 0 | 0 | 0 | 0 | 0 | 0 | 86.5409 | 70.5554 | 70.5554 | 70.5554 | 15.9855 | 86.5409 | 2295.2253 | 2295.2253 | 1490.4864 | 1490.4864 | 45.8192 | 45.8192 | 0 | 0 | 758.9197 | 758.9197 | 747563107.9995 | 100080123.8448 | 774399408.7983 | 0 | 1622.0426 | 30.8087 | 0 | 0 | 0 | 1251.5815 | 6 | 2432 | 3689.5386 | 608 | 152 | 0.59819
1256 | 978.6028 | 22.8 | 200 | 800 | 0 | 100% | 91.4726 | 130.4631 | 130.2123 | 130.2123 | 1 | 130.4631 | 93.5553 | 189.1063 | 178.3284 | 178.3284 | 178.3284 | 10.7779 | 189.1063 | 43.6532 | 38.8565 | 38.8565 | 38.8565 | 4.7968 | 43.6532 | 0 | 0 | 0 | 0 | 0 | 0 | 0 | 0 | 0 | 84.989 | 69.283 | 69.283 | 69.283 | 15.706 | 84.989 | 2377.5966 | 2377.5966 | 1573.0044 | 1573.0044 | 45.8108 | 45.8108 | 0 | 0 | 758.7814 | 758.7814 | 751670225.242 | 100080123.8448 | 787337671.0379 | 0 | 1639.088 | 33.7194 | 0 | 0 | 0 | 1321.1138 | 6 | 2432 | 3689.5386 | 608 | 152 | 0.60815
1257 | 1030.1083 | 22.8 | 200 | 800 | 0 | 100% | 92.5457 | 133.7172 | 133.4696 | 133.4696 | 1 | 133.7172 | 94.3887 | 198.0062 | 186.7193 | 186.7193 | 186.7193 | 11.2869 | 198.0062 | 43.6467 | 38.8499 | 38.8499 | 38.8499 | 4.7968 | 43.6467 | 0 | 0 | 0 | 0 | 0 | 0 | 0 | 0 | 0 | 83.6579 | 68.1905 | 68.1905 | 68.1905 | 15.4675 | 83.6579 | 2459.9706 | 2459.9706 | 1655.5144 | 1655.5144 | 45.8031 | 45.8031 | 0 | 0 | 758.6532 | 758.6532 | 755388895.4893 | 100080123.8448 | 798221454.69 | 0 | 1653.6905 | 36.4434 | 0 | 0 | 0 | 1390.6462 | 6 | 2432 | 3689.5386 | 608 | 152 | 0.61654
1258 | 154.5162 | 53.2 | 200 | 800 | 0 | 100% | 1.3584 | 157.4628 | 54.5804 | 54.5804 | 1 | 157.4628 | 35.211 | 61.175 | 57.7093 | 57.7093 | 57.7093 | 3.4657 | 61.175 | 43.9098 | 39.1121 | 39.1121 | 39.1121 | 4.7977 | 43.9098 | 0 | 0 | 0 | 0 | 0 | 0 | 0 | 0 | 0 | 0 | 0 | 0 | 0 | 0 | 0 | 1121.1686 | 1121.1686 | 249.9578 | 249.9578 | 107.5757 | 107.5757 | 0 | 0 | 763.635 | 763.635 | 382807649.5644 | 233483169.7634 | 605877.1922 | 0 | 616.8967 | 0.090073 | 0 | 0 | 0 | 208.5969 | 14 | 2432 | 3689.5386 | 608 | 152 | 0.00046671
1259 | 206.0217 | 53.2 | 200 | 800 | 0 | 100% | 15.2854 | 141.7442 | 174.4442 | 174.4442 | 1 | 141.7442 | 42.3984 | 63.2917 | 59.703 | 59.703 | 59.703 | 3.5887 | 63.2917 | 43.8689 | 39.0718 | 39.0718 | 39.0718 | 4.7971 | 43.8689 | 0 | 0 | 0 | 0 | 0 | 0 | 0 | 0 | 0 | 3973.2607 | 3196.3512 | 3196.3512 | 3196.3512 | 776.9096 | 3973.2607 | 1203.3891 | 1203.3891 | 332.9731 | 332.9731 | 107.4776 | 107.4776 | 0 | 0 | 762.9384 | 762.9384 | 487033792.2725 | 233508680.5512 | 22276803.6599 | 0 | 742.8193 | 0.098824 | 0 | 0 | 0 | 278.1292 | 14 | 2432 | 3689.5386 | 608 | 152 | 0.01716
1260 | 257.5271 | 53.2 | 200 | 800 | 0 | 100% | 28.5959 | 131.4226 | 144.0183 | 144.0183 | 1 | 131.4226 | 49.3851 | 70.2085 | 66.2247 | 66.2247 | 66.2247 | 3.9838 | 70.2085 | 43.8365 | 39.0397 | 39.0397 | 39.0397 | 4.7968 | 43.8365 | 0 | 0 | 0 | 0 | 0 | 0 | 0 | 0 | 0 | 849.6103 | 685.0283 | 685.0283 | 685.0283 | 164.582 | 849.6103 | 1285.6387 | 1285.6387 | 415.8949 | 415.8949 | 107.3946 | 107.3946 | 0 | 0 | 762.3492 | 762.3492 | 541869075.5867 | 233518502.3749 | 89838872.234 | 0 | 865.2265 | 0.029433 | 0 | 0 | 0 | 347.6615 | 14 | 2432 | 3689.5386 | 608 | 152 | 0.069204
1261 | 309.0325 | 53.2 | 200 | 800 | 0 | 100% | 37.4543 | 123.8663 | 129.9439 | 129.9439 | 1 | 123.8663 | 56.2849 | 79.009 | 74.523 | 74.523 | 74.523 | 4.486 | 79.009 | 43.8102 | 39.0134 | 39.0134 | 39.0134 | 4.7968 | 43.8102 | 0 | 0 | 0 | 0 | 0 | 0 | 0 | 0 | 0 | 408.7291 | 330.2869 | 330.2869 | 330.2869 | 78.4422 | 408.7291 | 1367.911 | 1367.911 | 498.7433 | 498.7433 | 107.3235 | 107.3235 | 0 | 0 | 761.8442 | 761.8442 | 575328307.9893 | 233520109.2585 | 177262815.5571 | 0 | 986.1112 | 0.019445 | 0 | 0 | 0 | 417.1938 | 14 | 2432 | 3689.5386 | 608 | 152 | 0.13655
1262 | 360.5379 | 53.2 | 200 | 800 | 0 | 100% | 45.9703 | 117.9265 | 121.3225 | 121.3225 | 1 | 117.9265 | 63.1475 | 88.1418 | 83.1346 | 83.1346 | 83.1346 | 5.0072 | 88.1418 | 43.7877 | 38.9909 | 38.9909 | 38.9909 | 4.7968 | 43.7877 | 0 | 0 | 0 | 0 | 0 | 0 | 0 | 0 | 0 | 260.8384 | 211.1633 | 211.1633 | 211.1633 | 49.6751 | 260.8384 | 1450.2015 | 1450.2015 | 581.533 | 581.533 | 107.2618 | 107.2618 | 0 | 0 | 761.4067 | 761.4067 | 600283367.7758 | 233520288.9712 | 272540407.7898 | 0 | 1106.3441 | 0.017715 | 0 | 0 | 0 | 486.7262 | 14 | 2432 | 3689.5386 | 608 | 152 | 0.20994
1263 | 412.0433 | 53.2 | 200 | 800 | 0 | 100% | 55.5936 | 113.2334 | 115.166 | 115.166 | 1 | 113.2334 | 69.9307 | 97.2955 | 91.7657 | 91.7657 | 91.7657 | 5.5298 | 97.2955 | 43.7681 | 38.9713 | 38.9713 | 38.9713 | 4.7968 | 43.7681 | 0 | 0 | 0 | 0 | 0 | 0 | 0 | 0 | 0 | 189.9773 | 154.0899 | 154.0899 | 154.0899 | 35.8873 | 189.9773 | 1532.5068 | 1532.5068 | 664.2751 | 664.2751 | 107.2079 | 107.2079 | 0 | 0 | 761.0239 | 761.0239 | 620563203.039 | 233520288.9712 | 371102587.3778 | 0 | 1225.1861 | 0.073945 | 0 | 0 | 0 | 556.2585 | 14 | 2432 | 3689.5386 | 608 | 152 | 0.28595
1264 | 463.5487 | 53.2 | 200 | 800 | 0 | 100% | 64.4178 | 110.5638 | 111.5582 | 111.5582 | 1 | 110.5638 | 75.9069 | 106.4478 | 100.3952 | 100.3952 | 100.3952 | 6.0525 | 106.4478 | 43.7508 | 38.954 | 38.954 | 38.954 | 4.7968 | 43.7508 | 0 | 0 | 0 | 0 | 0 | 0 | 0 | 0 | 0 | 153.1362 | 124.6827 | 124.6827 | 124.6827 | 28.4535 | 153.1362 | 1614.8243 | 1614.8243 | 746.9778 | 746.9778 | 107.1603 | 107.1603 | 0 | 0 | 760.6862 | 760.6862 | 637212836.8462 | 233520288.9712 | 459156623.7742 | 0 | 1329.8897 | 1.205 | 0 | 0 | 0 | 625.7908 | 14 | 2432 | 3689.5386 | 608 | 152 | 0.35399
1265 | 515.0541 | 53.2 | 200 | 800 | 0 | 100% | 71.3242 | 109.2552 | 109.6913 | 109.6913 | 1 | 109.2552 | 80.4603 | 115.632 | 109.0548 | 109.0548 | 109.0548 | 6.5772 | 115.632 | 43.7354 | 38.9386 | 38.9386 | 38.9386 | 4.7968 | 43.7354 | 0 | 0 | 0 | 0 | 0 | 0 | 0 | 0 | 0 | 131.6553 | 107.2857 | 107.2857 | 107.2857 | 24.3696 | 131.6553 | 1697.1519 | 1697.1519 | 829.6479 | 829.6479 | 107.118 | 107.118 | 0 | 0 | 760.386 | 760.386 | 650977889.8306 | 233520288.9712 | 525166815.6378 | 0 | 1409.665 | 3.9865 | 0 | 0 | 0 | 695.3231 | 14 | 2432 | 3689.5386 | 608 | 152 | 0.40507
1266 | 566.5595 | 53.2 | 200 | 800 | 0 | 100% | 76.4384 | 109.7336 | 109.9341 | 109.9341 | 1 | 109.7336 | 83.8552 | 124.851 | 117.747 | 117.747 | 117.747 | 7.1039 | 124.851 | 43.7217 | 38.9249 | 38.9249 | 38.9249 | 4.7968 | 43.7217 | 0 | 0 | 0 | 0 | 0 | 0 | 0 | 0 | 0 | 119.6701 | 97.581 | 97.581 | 97.581 | 22.0891 | 119.6701 | 1779.4881 | 1779.4881 | 912.2904 | 912.2904 | 107.0802 | 107.0802 | 0 | 0 | 760.1175 | 760.1175 | 662414638.1678 | 233520288.9712 | 573207472.0274 | 0 | 1469.1424 | 7.7323 | 0 | 0 | 0 | 764.8554 | 14 | 2432 | 3689.5386 | 608 | 152 | 0.44232
1267 | 618.065 | 53.2 | 200 | 800 | 0 | 100% | 80.5137 | 111.0682 | 111.1421 | 111.1421 | 1 | 111.0682 | 86.6206 | 134.1165 | 126.4831 | 126.4831 | 126.4831 | 7.6334 | 134.1165 | 43.7093 | 38.9125 | 38.9125 | 38.9125 | 4.7968 | 43.7093 | 0 | 0 | 0 | 0 | 0 | 0 | 0 | 0 | 0 | 111.6429 | 91.0731 | 91.0731 | 91.0731 | 20.5698 | 111.6429 | 1861.8315 | 1861.8315 | 994.9095 | 994.9095 | 107.0462 | 107.0462 | 0 | 0 | 759.8758 | 759.8758 | 672074166.7928 | 233520288.9712 | 611997796.8623 | 0 | 1517.5923 | 11.634 | 0 | 0 | 0 | 834.3877 | 14 | 2432 | 3689.5386 | 608 | 152 | 0.47243
1268 | 669.5704 | 53.2 | 200 | 800 | 0 | 100% | 83.7215 | 112.9115 | 112.9097 | 112.9097 | 1 | 112.9115 | 88.8015 | 143.4058 | 135.2414 | 135.2414 | 135.2414 | 8.1644 | 143.4058 | 43.6981 | 38.9013 | 38.9013 | 38.9013 | 4.7968 | 43.6981 | 0 | 0 | 0 | 0 | 0 | 0 | 0 | 0 | 0 | 105.767 | 86.2849 | 86.2849 | 86.2849 | 19.482 | 105.767 | 1944.1811 | 1944.1811 | 1077.5085 | 1077.5085 | 107.0154 | 107.0154 | 0 | 0 | 759.6572 | 759.6572 | 680336136.794 | 233520288.9712 | 641946085.4532 | 0 | 1555.8025 | 15.6102 | 0 | 0 | 0 | 903.92 | 14 | 2432 | 3689.5386 | 608 | 152 | 0.49573
1269 | 721.0758 | 53.2 | 200 | 800 | 0 | 100% | 86.3699 | 115.2071 | 115.1582 | 115.1582 | 1 | 115.2071 | 90.6043 | 152.7412 | 144.0432 | 144.0432 | 144.0432 | 8.698 | 152.7412 | 43.6879 | 38.8911 | 38.8911 | 38.8911 | 4.7968 | 43.6879 | 0 | 0 | 0 | 0 | 0 | 0 | 0 | 0 | 0 | 101.4436 | 82.7554 | 82.7554 | 82.7554 | 18.6883 | 101.4436 | 2026.5361 | 2026.5361 | 1160.0902 | 1160.0902 | 106.9874 | 106.9874 | 0 | 0 | 759.4585 | 759.4585 | 687314488.9515 | 233520288.9712 | 666552330.7552 | 0 | 1587.3871 | 19.437 | 0 | 0 | 0 | 973.4523 | 14 | 2432 | 3689.5386 | 608 | 152 | 0.51492
1270 | 772.5812 | 53.2 | 200 | 800 | 0 | 100% | 88.4361 | 117.8425 | 117.7705 | 117.7705 | 1 | 117.8425 | 92.0466 | 162.1213 | 152.887 | 152.887 | 152.887 | 9.2342 | 162.1213 | 43.6786 | 38.8818 | 38.8818 | 38.8818 | 4.7968 | 43.6786 | 0 | 0 | 0 | 0 | 0 | 0 | 0 | 0 | 0 | 98.1632 | 80.07 | 80.07 | 80.07 | 18.0932 | 98.1632 | 2108.8958 | 2108.8958 | 1242.6569 | 1242.6569 | 106.9618 | 106.9618 | 0 | 0 | 759.2771 | 759.2771 | 693314874.9793 | 233520288.9712 | 685820661.9873 | 0 | 1612.6558 | 23.1262 | 0 | 0 | 0 | 1042.9846 | 14 | 2432 | 3689.5386 | 608 | 152 | 0.53
1271 | 824.0866 | 53.2 | 200 | 800 | 0 | 100% | 90.1256 | 120.7798 | 120.6925 | 120.6925 | 1 | 120.7798 | 93.2206 | 171.5319 | 161.7597 | 161.7597 | 161.7597 | 9.7723 | 171.5319 | 43.6701 | 38.8733 | 38.8733 | 38.8733 | 4.7968 | 43.6701 | 0 | 0 | 0 | 0 | 0 | 0 | 0 | 0 | 0 | 95.6954 | 78.0441 | 78.0441 | 78.0441 | 17.6514 | 95.6954 | 2191.2595 | 2191.2595 | 1325.2104 | 1325.2104 | 106.9384 | 106.9384 | 0 | 0 | 759.1108 | 759.1108 | 698539973.8514 | 233520288.9712 | 701164387.8884 | 0 | 1633.2247 | 26.6272 | 0 | 0 | 0 | 1112.5169 | 14 | 2432 | 3689.5386 | 608 | 152 | 0.54191
1272 | 875.592 | 53.2 | 200 | 800 | 0 | 100% | 91.4155 | 123.905 | 123.8116 | 123.8116 | 1 | 123.905 | 94.2008 | 180.9718 | 170.6598 | 170.6598 | 170.6598 | 10.312 | 180.9718 | 43.6623 | 38.8655 | 38.8655 | 38.8655 | 4.7968 | 43.6623 | 0 | 0 | 0 | 0 | 0 | 0 | 0 | 0 | 0 | 93.7262 | 76.426 | 76.426 | 76.426 | 17.3003 | 93.7262 | 2273.6269 | 2273.6269 | 1407.7523 | 1407.7523 | 106.9168 | 106.9168 | 0 | 0 | 758.9578 | 758.9578 | 703115587.0218 | 233520288.9712 | 713761435.7184 | 0 | 1650.3973 | 29.9081 | 0 | 0 | 0 | 1182.0492 | 14 | 2432 | 3689.5386 | 608 | 152 | 0.55161
1273 | 927.0974 | 53.2 | 200 | 800 | 0 | 100% | 92.7511 | 127.1443 | 127.0342 | 127.0342 | 1 | 127.1443 | 95.1015 | 190.4323 | 179.5793 | 179.5793 | 179.5793 | 10.853 | 190.4323 | 43.6551 | 38.8583 | 38.8583 | 38.8583 | 4.7968 | 43.6551 | 0 | 0 | 0 | 0 | 0 | 0 | 0 | 0 | 0 | 92.0757 | 75.0704 | 75.0704 | 75.0704 | 17.0054 | 92.0757 | 2355.9974 | 2355.9974 | 1490.2839 | 1490.2839 | 106.8969 | 106.8969 | 0 | 0 | 758.8166 | 758.8166 | 707163556.5635 | 233520288.9712 | 725495140.8101 | 0 | 1666.179 | 32.9092 | 0 | 0 | 0 | 1251.5815 | 14 | 2432 | 3689.5386 | 608 | 152 | 0.56065
1274 | 978.6028 | 53.2 | 200 | 800 | 0 | 100% | 93.8356 | 130.4823 | 130.389 | 130.389 | 1 | 130.4823 | 95.8153 | 199.9074 | 188.5126 | 188.5126 | 188.5126 | 11.3948 | 199.9074 | 43.6484 | 38.8516 | 38.8516 | 38.8516 | 4.7968 | 43.6484 | 0 | 0 | 0 | 0 | 0 | 0 | 0 | 0 | 0 | 90.6856 | 73.9285 | 73.9285 | 73.9285 | 16.757 | 90.6856 | 2438.3708 | 2438.3708 | 1572.8064 | 1572.8064 | 106.8785 | 106.8785 | 0 | 0 | 758.6859 | 758.6859 | 710788473.7641 | 233520288.9712 | 734374548.1126 | 0 | 1678.6833 | 35.7476 | 0 | 0 | 0 | 1321.1138 | 14 | 2432 | 3689.5386 | 608 | 152 | 0.56749
1275 | 1030.1083 | 53.2 | 200 | 800 | 0 | 100% | 94.6918 | 133.9865 | 133.9247 | 133.9247 | 1 | 133.9865 | 96.3671 | 209.3835 | 197.4467 | 197.4467 | 197.4467 | 11.9368 | 209.3835 | 43.6421 | 38.8454 | 38.8454 | 38.8454 | 4.7968 | 43.6421 | 0 | 0 | 0 | 0 | 0 | 0 | 0 | 0 | 0 | 89.6338 | 73.0625 | 73.0625 | 73.0625 | 16.5713 | 89.6338 | 2520.7467 | 2520.7467 | 1655.3208 | 1655.3208 | 106.8614 | 106.8614 | 0 | 0 | 758.5645 | 758.5645 | 714143980.3636 | 233520288.9712 | 740686603.6306 | 0 | 1688.3509 | 38.4294 | 0 | 0 | 0 | 1390.6462 | 14 | 2432 | 3689.5386 | 608 | 152 | 0.57236
1276 | 103.0108 | 102.6 | 200 | 800 | 0 | 100% | 0.2968 | 139.392 | 50.1162 | 50.1162 | 1 | 139.392 | 40.3039 | 60.9043 | 57.4533 | 57.4533 | 57.4533 | 3.451 | 60.9043 | 43.9741 | 39.1686 | 39.1686 | 39.1686 | 4.8055 | 43.9741 | 0 | 0 | 0 | 0 | 0 | 0 | 0 | 0 | 0 | 0 | 0 | 0 | 0 | 0 | 0 | 1137.5198 | 1137.5198 | 166.6062 | 166.6062 | 207.4271 | 207.4271 | 0 | 0 | 763.4865 | 763.4865 | 256448819.9963 | 449569034.9295 | 106247.3811 | 0 | 706.1241 | 0.011306 | 0 | 0 | 0 | 139.0646 | 27 | 2432 | 3689.5386 | 608 | 152 | 8.1844e-05
1277 | 154.5162 | 102.6 | 200 | 800 | 0 | 100% | 7.7626 | 127.7375 | 148.4912 | 148.4912 | 1 | 127.7375 | 47.5632 | 62.5428 | 58.9961 | 58.9961 | 58.9961 | 3.5468 | 62.5428 | 43.8992 | 39.0981 | 39.0981 | 39.0981 | 4.8011 | 43.8992 | 0 | 0 | 0 | 0 | 0 | 0 | 0 | 0 | 0 | 7159.4237 | 5760.431 | 5760.431 | 5760.431 | 1398.9927 | 7159.4237 | 1219.7468 | 1219.7468 | 249.6889 | 249.6889 | 207.2443 | 207.2443 | 0 | 0 | 762.8135 | 762.8135 | 372053149.9393 | 449979533.7427 | 11274060.3551 | 0 | 833.3067 | 0.021707 | 0 | 0 | 0 | 208.5969 | 27 | 2432 | 3689.5386 | 608 | 152 | 0.0086845
1278 | 206.0217 | 102.6 | 200 | 800 | 0 | 100% | 21.7009 | 119.7667 | 132.4027 | 132.4027 | 1 | 119.7667 | 54.6845 | 67.0441 | 63.2393 | 63.2393 | 63.2393 | 3.8047 | 67.0441 | 43.8519 | 39.0528 | 39.0528 | 39.0528 | 4.7991 | 43.8519 | 0 | 0 | 0 | 0 | 0 | 0 | 0 | 0 | 0 | 1516.3959 | 1222.0135 | 1222.0135 | 1222.0135 | 294.3824 | 1516.3959 | 1302.0013 | 1302.0013 | 332.6694 | 332.6694 | 207.0892 | 207.0892 | 0 | 0 | 762.2426 | 762.2426 | 457506925.5557 | 450158490.6005 | 50407709.367 | 0 | 958.0731 | 0.03196 | 0 | 0 | 0 | 278.1292 | 27 | 2432 | 3689.5386 | 608 | 152 | 0.03883
1279 | 257.5271 | 102.6 | 200 | 800 | 0 | 100% | 35.3653 | 114.2363 | 121.4064 | 121.4064 | 1 | 114.2363 | 61.6403 | 75.4142 | 71.1319 | 71.1319 | 71.1319 | 4.2823 | 75.4142 | 43.8176 | 39.0194 | 39.0194 | 39.0194 | 4.7981 | 43.8176 | 0 | 0 | 0 | 0 | 0 | 0 | 0 | 0 | 0 | 581.0695 | 469.6215 | 469.6215 | 469.6215 | 111.448 | 581.0695 | 1384.2775 | 1384.2775 | 415.5693 | 415.5693 | 206.956 | 206.956 | 0 | 0 | 761.7523 | 761.7523 | 503327483.4779 | 450249344.6725 | 126360884.5714 | 0 | 1079.9377 | 0.010074 | 0 | 0 | 0 | 347.6615 | 27 | 2432 | 3689.5386 | 608 | 152 | 0.097337
1280 | 309.0325 | 102.6 | 200 | 800 | 0 | 100% | 46.6667 | 109.7881 | 113.8693 | 113.8693 | 1 | 109.7881 | 68.5086 | 85.3482 | 80.4992 | 80.4992 | 80.4992 | 4.849 | 85.3482 | 43.7907 | 38.9931 | 38.9931 | 38.9931 | 4.7976 | 43.7907 | 0 | 0 | 0 | 0 | 0 | 0 | 0 | 0 | 0 | 327.8049 | 265.4912 | 265.4912 | 265.4912 | 62.3137 | 327.8049 | 1466.5712 | 1466.5712 | 498.4044 | 498.4044 | 206.8403 | 206.8403 | 0 | 0 | 761.3265 | 761.3265 | 531599169.2686 | 450297501.5755 | 218374419.304 | 0 | 1200.2711 | 0.0059265 | 0 | 0 | 0 | 417.1938 | 27 | 2432 | 3689.5386 | 608 | 152 | 0.16829
1281 | 360.5379 | 102.6 | 200 | 800 | 0 | 100% | 57.7283 | 106.2087 | 108.6269 | 108.6269 | 1 | 106.2087 | 75.2699 | 95.5924 | 90.1589 | 90.1589 | 90.1589 | 5.4335 | 95.5924 | 43.7686 | 38.9714 | 38.9714 | 38.9714 | 4.7972 | 43.7686 | 0 | 0 | 0 | 0 | 0 | 0 | 0 | 0 | 0 | 223.9394 | 181.7245 | 181.7245 | 181.7245 | 42.2149 | 223.9394 | 1548.8791 | 1548.8791 | 581.1868 | 581.1868 | 206.7389 | 206.7389 | 0 | 0 | 760.9534 | 760.9534 | 552646141.5752 | 450324897.4145 | 315757702.5021 | 0 | 1318.7287 | 0.076311 | 0 | 0 | 0 | 486.7262 | 27 | 2432 | 3689.5386 | 608 | 152 | 0.24354
1282 | 412.0433 | 102.6 | 200 | 800 | 0 | 100% | 67.1575 | 104.5309 | 105.8492 | 105.8492 | 1 | 104.5309 | 81.014 | 105.8585 | 99.839 | 99.839 | 99.839 | 6.0195 | 105.8585 | 43.7498 | 38.9528 | 38.9528 | 38.9528 | 4.797 | 43.7498 | 0 | 0 | 0 | 0 | 0 | 0 | 0 | 0 | 0 | 175.8392 | 143.2545 | 143.2545 | 143.2545 | 32.5847 | 175.8392 | 1631.1988 | 1631.1988 | 663.9257 | 663.9257 | 206.6493 | 206.6493 | 0 | 0 | 760.6237 | 760.6237 | 569526816.9767 | 450342531.8235 | 399495316.1928 | 0 | 1419.3647 | 1.4414 | 0 | 0 | 0 | 556.2585 | 27 | 2432 | 3689.5386 | 608 | 152 | 0.30828
1283 | 463.5487 | 102.6 | 200 | 800 | 0 | 100% | 74.3037 | 104.2309 | 104.9223 | 104.9223 | 1 | 104.2309 | 85.1078 | 116.1356 | 109.5293 | 109.5293 | 109.5293 | 6.6063 | 116.1356 | 43.7336 | 38.9367 | 38.9367 | 38.9367 | 4.7969 | 43.7336 | 0 | 0 | 0 | 0 | 0 | 0 | 0 | 0 | 0 | 150.8613 | 122.9941 | 122.9941 | 122.9941 | 27.8672 | 150.8613 | 1713.5282 | 1713.5282 | 746.6283 | 746.6283 | 206.5696 | 206.5696 | 0 | 0 | 760.3303 | 760.3303 | 583253622.4457 | 450353190.4759 | 457482614.5653 | 0 | 1491.0894 | 4.604 | 0 | 0 | 0 | 625.7908 | 27 | 2432 | 3689.5386 | 608 | 152 | 0.35318
1284 | 515.0541 | 102.6 | 200 | 800 | 0 | 100% | 79.9315 | 105.1795 | 105.5973 | 105.5973 | 1 | 105.1795 | 88.239 | 126.4518 | 119.2563 | 119.2563 | 119.2563 | 7.1955 | 126.4518 | 43.7195 | 38.9227 | 38.9227 | 38.9227 | 4.7968 | 43.7195 | 0 | 0 | 0 | 0 | 0 | 0 | 0 | 0 | 0 | 136.4678 | 111.2968 | 111.2968 | 111.2968 | 25.171 | 136.4678 | 1795.8659 | 1795.8659 | 829.3003 | 829.3003 | 206.4982 | 206.4982 | 0 | 0 | 760.0674 | 760.0674 | 594463923.4262 | 450358283.4634 | 501124451.5248 | 0 | 1545.9467 | 8.3903 | 0 | 0 | 0 | 695.3231 | 27 | 2432 | 3689.5386 | 608 | 152 | 0.38703
1285 | 566.5595 | 102.6 | 200 | 800 | 0 | 100% | 83.9155 | 106.9366 | 107.2006 | 107.2006 | 1 | 106.9366 | 90.6132 | 136.8336 | 129.0451 | 129.0451 | 129.0451 | 7.7885 | 136.8336 | 43.7071 | 38.9103 | 38.9103 | 38.9103 | 4.7968 | 43.7071 | 0 | 0 | 0 | 0 | 0 | 0 | 0 | 0 | 0 | 127.2689 | 103.8036 | 103.8036 | 103.8036 | 23.4653 | 127.2689 | 1878.2106 | 1878.2106 | 911.9461 | 911.9461 | 206.4339 | 206.4339 | 0 | 0 | 759.8306 | 759.8306 | 603639974.6961 | 450359672.4984 | 533543227.2552 | 0 | 1587.5429 | 12.451 | 0 | 0 | 0 | 764.8554 | 27 | 2432 | 3689.5386 | 608 | 152 | 0.41224
1286 | 618.065 | 102.6 | 200 | 800 | 0 | 100% | 87.1119 | 109.173 | 109.3483 | 109.3483 | 1 | 109.173 | 92.5351 | 147.2711 | 138.8863 | 138.8863 | 138.8863 | 8.3848 | 147.2711 | 43.696 | 38.8993 | 38.8993 | 38.8993 | 4.7968 | 43.696 | 0 | 0 | 0 | 0 | 0 | 0 | 0 | 0 | 0 | 120.7593 | 98.4887 | 98.4887 | 98.4887 | 22.2707 | 120.7593 | 1960.5614 | 1960.5614 | 994.5695 | 994.5695 | 206.3756 | 206.3756 | 0 | 0 | 759.6162 | 759.6162 | 611292562.1876 | 450360460.3158 | 559562751.3589 | 0 | 1621.2158 | 16.4258 | 0 | 0 | 0 | 834.3877 | 27 | 2432 | 3689.5386 | 608 | 152 | 0.43252
1287 | 669.5704 | 102.6 | 200 | 800 | 0 | 100% | 89.5662 | 111.8417 | 111.9553 | 111.9553 | 1 | 111.8417 | 93.9688 | 157.753 | 148.7692 | 148.7692 | 148.7692 | 8.9838 | 157.753 | 43.686 | 38.8892 | 38.8892 | 38.8892 | 4.7968 | 43.686 | 0 | 0 | 0 | 0 | 0 | 0 | 0 | 0 | 0 | 116.2004 | 94.785 | 94.785 | 94.785 | 21.4154 | 116.2004 | 2042.9174 | 2042.9174 | 1077.1736 | 1077.1736 | 206.3226 | 206.3226 | 0 | 0 | 759.4211 | 759.4211 | 617742265.5468 | 450360557.3016 | 578230752.983 | 0 | 1646.3336 | 20.3618 | 0 | 0 | 0 | 903.92 | 27 | 2432 | 3689.5386 | 608 | 152 | 0.44713
1288 | 721.0758 | 102.6 | 200 | 800 | 0 | 100% | 91.4041 | 114.9054 | 114.9894 | 114.9894 | 1 | 114.9054 | 95.087 | 168.2714 | 158.6864 | 158.6864 | 158.6864 | 9.5849 | 168.2714 | 43.6769 | 38.8801 | 38.8801 | 38.8801 | 4.7968 | 43.6769 | 0 | 0 | 0 | 0 | 0 | 0 | 0 | 0 | 0 | 113.1412 | 92.298 | 92.298 | 92.298 | 20.8432 | 113.1412 | 2125.2779 | 2125.2779 | 1159.7608 | 1159.7608 | 206.2742 | 206.2742 | 0 | 0 | 759.2429 | 759.2429 | 623307068.2317 | 450360557.3016 | 592256368.6284 | 0 | 1665.924 | 24.1154 | 0 | 0 | 0 | 973.4523 | 27 | 2432 | 3689.5386 | 608 | 152 | 0.45817
1289 | 772.5812 | 102.6 | 200 | 800 | 0 | 100% | 93.1849 | 118.0596 | 118.124 | 118.124 | 1 | 118.0596 | 96.0731 | 178.7942 | 168.6078 | 168.6078 | 168.6078 | 10.1864 | 178.7942 | 43.6685 | 38.8717 | 38.8717 | 38.8717 | 4.7968 | 43.6685 | 0 | 0 | 0 | 0 | 0 | 0 | 0 | 0 | 0 | 110.5469 | 90.1671 | 90.1671 | 90.1671 | 20.3798 | 110.5469 | 2207.6424 | 2207.6424 | 1242.3333 | 1242.3333 | 206.2298 | 206.2298 | 0 | 0 | 759.0793 | 759.0793 | 628203248.9081 | 450360557.3016 | 604637245.3641 | 0 | 1683.2011 | 27.5699 | 0 | 0 | 0 | 1042.9846 | 27 | 2432 | 3689.5386 | 608 | 152 | 0.46777
1290 | 824.0866 | 102.6 | 200 | 800 | 0 | 100% | 94.4749 | 121.3613 | 121.4165 | 121.4165 | 1 | 121.3613 | 96.8435 | 189.3266 | 178.5382 | 178.5382 | 178.5382 | 10.7885 | 189.3266 | 43.6608 | 38.864 | 38.864 | 38.864 | 4.7968 | 43.6608 | 0 | 0 | 0 | 0 | 0 | 0 | 0 | 0 | 0 | 108.4931 | 88.4748 | 88.4748 | 88.4748 | 20.0183 | 108.4931 | 2290.0104 | 2290.0104 | 1324.8927 | 1324.8927 | 206.1889 | 206.1889 | 0 | 0 | 758.9288 | 758.9288 | 632473063.6821 | 450360557.3016 | 613864106.6872 | 0 | 1696.6977 | 30.8296 | 0 | 0 | 0 | 1112.5169 | 27 | 2432 | 3689.5386 | 608 | 152 | 0.47488
1291 | 875.592 | 102.6 | 200 | 800 | 0 | 100% | 95.6735 | 124.8131 | 124.8616 | 124.8616 | 1 | 124.8131 | 97.4927 | 199.8826 | 188.4906 | 188.4906 | 188.4906 | 11.392 | 199.8826 | 43.6537 | 38.8569 | 38.8569 | 38.8569 | 4.7968 | 43.6537 | 0 | 0 | 0 | 0 | 0 | 0 | 0 | 0 | 0 | 106.9117 | 87.1702 | 87.1702 | 87.1702 | 19.7414 | 106.9117 | 2372.3815 | 2372.3815 | 1407.4406 | 1407.4406 | 206.1511 | 206.1511 | 0 | 0 | 758.7898 | 758.7898 | 636205769.627 | 450360557.3016 | 621506249.1765 | 0 | 1708.0726 | 33.8516 | 0 | 0 | 0 | 1182.0492 | 27 | 2432 | 3689.5386 | 608 | 152 | 0.48077
1292 | 927.0974 | 102.6 | 200 | 800 | 0 | 100% | 96.3927 | 128.4127 | 128.4778 | 128.4778 | 1 | 128.4127 | 97.9102 | 210.468 | 198.4708 | 198.4708 | 198.4708 | 11.9972 | 210.468 | 43.6471 | 38.8503 | 38.8503 | 38.8503 | 4.7968 | 43.6471 | 0 | 0 | 0 | 0 | 0 | 0 | 0 | 0 | 0 | 105.7384 | 86.1983 | 86.1983 | 86.1983 | 19.5401 | 105.7384 | 2454.7554 | 2454.7554 | 1489.9783 | 1489.9783 | 206.1161 | 206.1161 | 0 | 0 | 758.661 | 758.661 | 639459562.1687 | 450360557.3016 | 625566213.5062 | 0 | 1715.3863 | 36.7444 | 0 | 0 | 0 | 1251.5815 | 27 | 2432 | 3689.5386 | 608 | 152 | 0.4839
1293 | 978.6028 | 102.6 | 200 | 800 | 0 | 100% | 96.9635 | 132.1852 | 132.2712 | 132.2712 | 1 | 132.1852 | 98.2085 | 221.0743 | 208.4707 | 208.4707 | 208.4707 | 12.6036 | 221.0743 | 43.641 | 38.8442 | 38.8442 | 38.8442 | 4.7968 | 43.641 | 0 | 0 | 0 | 0 | 0 | 0 | 0 | 0 | 0 | 104.9861 | 85.5678 | 85.5678 | 85.5678 | 19.4184 | 104.9861 | 2537.1318 | 2537.1318 | 1572.5068 | 1572.5068 | 206.0836 | 206.0836 | 0 | 0 | 758.5413 | 758.5413 | 642395791.8672 | 450360557.3016 | 627857172.9322 | 0 | 1720.6135 | 39.4518 | 0 | 0 | 0 | 1321.1138 | 27 | 2432 | 3689.5386 | 608 | 152 | 0.48566
1294 | 1030.1083 | 102.6 | 200 | 800 | 0 | 100% | 97.3973 | 136.0479 | 136.1383 | 136.1383 | 1 | 136.0479 | 98.4955 | 231.6822 | 218.4719 | 218.4719 | 218.4719 | 13.2102 | 231.6822 | 43.6352 | 38.8385 | 38.8385 | 38.8385 | 4.7968 | 43.6352 | 0 | 0 | 0 | 0 | 0 | 0 | 0 | 0 | 0 | 104.4479 | 85.1102 | 85.1102 | 85.1102 | 19.3377 | 104.4479 | 2619.5103 | 2619.5103 | 1655.0271 | 1655.0271 | 206.0533 | 206.0533 | 0 | 0 | 758.4299 | 758.4299 | 645060444.2241 | 450360557.3016 | 630219880.9164 | 0 | 1725.6409 | 41.929 | 0 | 0 | 0 | 1390.6462 | 27 | 2432 | 3689.5386 | 608 | 152 | 0.48749
1295 | 51.5054 | 152 | 200 | 800 | 0 | 100% | 0 | 125.6978 | 46.7896 | 46.7896 | 1 | 125.6978 | 45.2368 | 60.6921 | 57.2525 | 57.2525 | 57.2525 | 3.4396 | 60.6921 | 44.106 | 39.2853 | 39.2853 | 39.2853 | 4.8207 | 44.106 | 0 | 0 | 0 | 0 | 0 | 0 | 0 | 0 | 0 | 0 | 0 | 0 | 0 | 0 | 0 | 1153.8725 | 1153.8725 | 83.2874 | 83.2874 | 307.2418 | 307.2418 | 0 | 0 | 763.3432 | 763.3432 | 128565206.5138 | 663857294.6011 | 126008.6804 | 0 | 792.5485 | 0.0095093 | 0 | 0 | 0 | 69.5323 | 40 | 2432 | 3689.5386 | 608 | 152 | 9.7066e-05
1296 | 154.5162 | 152 | 200 | 800 | 0 | 100% | 15.4224 | 110.7231 | 118.0087 | 118.0087 | 1 | 110.7231 | 59.8278 | 66.8613 | 63.0665 | 63.0665 | 63.0665 | 3.7948 | 66.8613 | 43.9034 | 39.0981 | 39.0981 | 39.0981 | 4.8053 | 43.9034 | 0 | 0 | 0 | 0 | 0 | 0 | 0 | 0 | 0 | 2015.8406 | 1624.5512 | 1624.5512 | 1624.5512 | 391.2894 | 2015.8406 | 1318.3647 | 1318.3647 | 249.4682 | 249.4682 | 306.7572 | 306.7572 | 0 | 0 | 762.1393 | 762.1393 | 346777109.7188 | 666052701.9796 | 35353375.058 | 0 | 1048.1832 | 0.01017 | 0 | 0 | 0 | 208.5969 | 40 | 2432 | 3689.5386 | 608 | 152 | 0.027233
1297 | 206.0217 | 152 | 200 | 800 | 0 | 100% | 31.7352 | 106.2122 | 112.5311 | 112.5311 | 1 | 106.2122 | 66.9059 | 72.9276 | 68.786 | 68.786 | 68.786 | 4.1416 | 72.9276 | 43.8487 | 39.0467 | 39.0467 | 39.0467 | 4.802 | 43.8487 | 0 | 0 | 0 | 0 | 0 | 0 | 0 | 0 | 0 | 836.102 | 675.2961 | 675.2961 | 675.2961 | 160.8059 | 836.102 | 1400.6447 | 1400.6447 | 332.4164 | 332.4164 | 306.5654 | 306.5654 | 0 | 0 | 761.6629 | 761.6629 | 419459723.128 | 666507982.9283 | 86224407.6481 | 0 | 1172.1921 | 0.013648 | 0 | 0 | 0 | 278.1292 | 40 | 2432 | 3689.5386 | 608 | 152 | 0.066505
1298 | 257.5271 | 152 | 200 | 800 | 0 | 100% | 48.242 | 102.9953 | 107.3822 | 107.3822 | 1 | 102.9953 | 73.8088 | 82.7481 | 78.0464 | 78.0464 | 78.0464 | 4.7017 | 82.7481 | 43.8106 | 39.0104 | 39.0104 | 39.0104 | 4.8002 | 43.8106 | 0 | 0 | 0 | 0 | 0 | 0 | 0 | 0 | 0 | 425.6967 | 344.9289 | 344.9289 | 344.9289 | 80.7678 | 425.6967 | 1482.9415 | 1482.9415 | 415.2944 | 415.2944 | 306.3986 | 306.3986 | 0 | 0 | 761.2484 | 761.2484 | 457782747.151 | 666759957.8854 | 168588246.8375 | 0 | 1293.131 | 0.0045496 | 0 | 0 | 0 | 347.6615 | 40 | 2432 | 3689.5386 | 608 | 152 | 0.13019
1299 | 309.0325 | 152 | 200 | 800 | 0 | 100% | 60.7877 | 100.4206 | 103.037 | 103.037 | 1 | 100.4206 | 80.3787 | 94.1436 | 88.792 | 88.792 | 88.792 | 5.3516 | 94.1436 | 43.7817 | 38.9826 | 38.9826 | 38.9826 | 4.7991 | 43.7817 | 0 | 0 | 0 | 0 | 0 | 0 | 0 | 0 | 0 | 271.4005 | 220.3705 | 220.3705 | 220.3705 | 51.0301 | 271.4005 | 1565.2519 | 1565.2519 | 498.1151 | 498.1151 | 306.2522 | 306.2522 | 0 | 0 | 760.8846 | 760.8846 | 481188987.0267 | 666910555.6359 | 260135445.0197 | 0 | 1408.235 | 0.33872 | 0 | 0 | 0 | 417.1938 | 40 | 2432 | 3689.5386 | 608 | 152 | 0.20094
1300 | 360.5379 | 152 | 200 | 800 | 0 | 100% | 70.8105 | 99.3895 | 100.7884 | 100.7884 | 1 | 99.3895 | 85.5285 | 105.7962 | 99.7797 | 99.7797 | 99.7797 | 6.0164 | 105.7962 | 43.7586 | 38.9603 | 38.9603 | 38.9603 | 4.7983 | 43.7586 | 0 | 0 | 0 | 0 | 0 | 0 | 0 | 0 | 0 | 207.5815 | 168.8004 | 168.8004 | 168.8004 | 38.7812 | 207.5815 | 1647.5736 | 1647.5736 | 580.8884 | 580.8884 | 306.1226 | 306.1226 | 0 | 0 | 760.5626 | 760.5626 | 498637033.5819 | 667008240.4908 | 332814290.0342 | 0 | 1498.4596 | 2.3537 | 0 | 0 | 0 | 486.7262 | 40 | 2432 | 3689.5386 | 608 | 152 | 0.25716
1301 | 412.0433 | 152 | 200 | 800 | 0 | 100% | 78.5046 | 100.3881 | 101.2602 | 101.2602 | 1 | 100.3881 | 89.219 | 117.4873 | 110.8036 | 110.8036 | 110.8036 | 6.6836 | 117.4873 | 43.7396 | 38.9417 | 38.9417 | 38.9417 | 4.7979 | 43.7396 | 0 | 0 | 0 | 0 | 0 | 0 | 0 | 0 | 0 | 179.6118 | 146.4856 | 146.4856 | 146.4856 | 33.1263 | 179.6118 | 1729.9048 | 1729.9048 | 663.622 | 663.622 | 306.0071 | 306.0071 | 0 | 0 | 760.2757 | 760.2757 | 512463150.6286 | 667069243.9295 | 383583921.6276 | 0 | 1563.1163 | 5.7407 | 0 | 0 | 0 | 556.2585 | 40 | 2432 | 3689.5386 | 608 | 152 | 0.2965
1302 | 463.5487 | 152 | 200 | 800 | 0 | 100% | 84.1324 | 101.8146 | 102.3667 | 102.3667 | 1 | 101.8146 | 91.9943 | 129.2196 | 121.8662 | 121.8662 | 121.8662 | 7.3534 | 129.2196 | 43.7234 | 38.9259 | 38.9259 | 38.9259 | 4.7975 | 43.7234 | 0 | 0 | 0 | 0 | 0 | 0 | 0 | 0 | 0 | 161.8862 | 132.065 | 132.065 | 132.065 | 29.8212 | 161.8862 | 1812.244 | 1812.244 | 746.3221 | 746.3221 | 305.9035 | 305.9035 | 0 | 0 | 760.0184 | 760.0184 | 523538202.7602 | 667111389.5021 | 421090464.4807 | 0 | 1611.7401 | 9.6306 | 0 | 0 | 0 | 625.7908 | 40 | 2432 | 3689.5386 | 608 | 152 | 0.32563
1303 | 515.0541 | 152 | 200 | 800 | 0 | 100% | 87.7511 | 104.0085 | 104.375 | 104.375 | 1 | 104.0085 | 93.9524 | 141.0095 | 132.9828 | 132.9828 | 132.9828 | 8.0266 | 141.0095 | 43.7094 | 38.9121 | 38.9121 | 38.9121 | 4.7973 | 43.7094 | 0 | 0 | 0 | 0 | 0 | 0 | 0 | 0 | 0 | 151.3374 | 123.4513 | 123.4513 | 123.4513 | 27.8861 | 151.3374 | 1894.59 | 1894.59 | 828.9935 | 828.9935 | 305.8101 | 305.8101 | 0 | 0 | 759.7863 | 759.7863 | 532481653.338 | 667139714.6171 | 446423819.4221 | 0 | 1646.0452 | 13.815 | 0 | 0 | 0 | 695.3231 | 40 | 2432 | 3689.5386 | 608 | 152 | 0.34537
1304 | 566.5595 | 152 | 200 | 800 | 0 | 100% | 90.742 | 106.7001 | 106.9523 | 106.9523 | 1 | 106.7001 | 95.3753 | 152.8553 | 144.1521 | 144.1521 | 144.1521 | 8.7032 | 152.8553 | 43.6972 | 38.9 | 38.9 | 38.9 | 4.7971 | 43.6972 | 0 | 0 | 0 | 0 | 0 | 0 | 0 | 0 | 0 | 144.4995 | 117.849 | 117.849 | 117.849 | 26.6506 | 144.4995 | 1976.9418 | 1976.9418 | 911.6404 | 911.6404 | 305.7255 | 305.7255 | 0 | 0 | 759.576 | 759.576 | 539851140.6608 | 667160190.7851 | 463963434.0333 | 0 | 1670.9748 | 17.9836 | 0 | 0 | 0 | 764.8554 | 40 | 2432 | 3689.5386 | 608 | 152 | 0.35912
1305 | 618.065 | 152 | 200 | 800 | 0 | 100% | 92.637 | 109.8109 | 109.9887 | 109.9887 | 1 | 109.8109 | 96.3478 | 164.7271 | 155.3457 | 155.3457 | 155.3457 | 9.3814 | 164.7271 | 43.6862 | 38.8892 | 38.8892 | 38.8892 | 4.797 | 43.6862 | 0 | 0 | 0 | 0 | 0 | 0 | 0 | 0 | 0 | 140.1986 | 114.3108 | 114.3108 | 114.3108 | 25.8878 | 140.1986 | 2059.2988 | 2059.2988 | 994.266 | 994.266 | 305.6484 | 305.6484 | 0 | 0 | 759.3844 | 759.3844 | 546141841.1842 | 667176139.9219 | 474695970.1861 | 0 | 1688.014 | 22.0569 | 0 | 0 | 0 | 834.3877 | 40 | 2432 | 3689.5386 | 608 | 152 | 0.36762
1306 | 669.5704 | 152 | 200 | 800 | 0 | 100% | 94.4635 | 113.1279 | 113.2887 | 113.2887 | 1 | 113.1279 | 97.2371 | 176.6043 | 166.5442 | 166.5442 | 166.5442 | 10.06 | 176.6043 | 43.6764 | 38.8795 | 38.8795 | 38.8795 | 4.7969 | 43.6764 | 0 | 0 | 0 | 0 | 0 | 0 | 0 | 0 | 0 | 137.0631 | 111.7341 | 111.7341 | 111.7341 | 25.329 | 137.0631 | 2141.6601 | 2141.6601 | 1076.8731 | 1076.8731 | 305.5779 | 305.5779 | 0 | 0 | 759.2092 | 759.2092 | 551436419.5858 | 667187176.9584 | 484970393.8899 | 0 | 1703.594 | 25.7432 | 0 | 0 | 0 | 903.92 | 40 | 2432 | 3689.5386 | 608 | 152 | 0.37577
1307 | 721.0758 | 152 | 200 | 800 | 0 | 100% | 95.8676 | 116.5156 | 116.6491 | 116.6491 | 1 | 116.5156 | 97.9524 | 188.5489 | 177.8064 | 177.8064 | 177.8064 | 10.7426 | 188.5489 | 43.6676 | 38.8707 | 38.8707 | 38.8707 | 4.7969 | 43.6676 | 0 | 0 | 0 | 0 | 0 | 0 | 0 | 0 | 0 | 134.3459 | 109.4987 | 109.4987 | 109.4987 | 24.8472 | 134.3459 | 2224.0254 | 2224.0254 | 1159.4638 | 1159.4638 | 305.5131 | 305.5131 | 0 | 0 | 759.0484 | 759.0484 | 555873893.2494 | 667194338.297 | 493058212.6623 | 0 | 1716.1264 | 29.1818 | 0 | 0 | 0 | 973.4523 | 40 | 2432 | 3689.5386 | 608 | 152 | 0.38205
1308 | 772.5812 | 152 | 200 | 800 | 0 | 100% | 96.8607 | 120.0761 | 120.187 | 120.187 | 1 | 120.0761 | 98.4246 | 200.5229 | 189.096 | 189.096 | 189.096 | 11.4269 | 200.5229 | 43.6597 | 38.8628 | 38.8628 | 38.8628 | 4.7968 | 43.6597 | 0 | 0 | 0 | 0 | 0 | 0 | 0 | 0 | 0 | 132.4323 | 107.912 | 107.912 | 107.912 | 24.5202 | 132.4323 | 2306.394 | 2306.394 | 1242.0402 | 1242.0402 | 305.4535 | 305.4535 | 0 | 0 | 758.9003 | 758.9003 | 559742058.7075 | 667197893.8858 | 497459624.1277 | 0 | 1724.3996 | 32.4496 | 0 | 0 | 0 | 1042.9846 | 40 | 2432 | 3689.5386 | 608 | 152 | 0.38544
1309 | 824.0866 | 152 | 200 | 800 | 0 | 100% | 97.4315 | 123.8404 | 123.946 | 123.946 | 1 | 123.8404 | 98.7454 | 212.5105 | 200.3985 | 200.3985 | 200.3985 | 12.1121 | 212.5105 | 43.6525 | 38.8557 | 38.8557 | 38.8557 | 4.7968 | 43.6525 | 0 | 0 | 0 | 0 | 0 | 0 | 0 | 0 | 0 | 131.345 | 106.9932 | 106.9932 | 106.9932 | 24.3517 | 131.345 | 2388.7657 | 2388.7657 | 1324.6039 | 1324.6039 | 305.3984 | 305.3984 | 0 | 0 | 758.7634 | 758.7634 | 563145282.2354 | 667199212.2298 | 499674368.3428 | 0 | 1730.0189 | 35.5088 | 0 | 0 | 0 | 1112.5169 | 40 | 2432 | 3689.5386 | 608 | 152 | 0.38714
1310 | 875.592 | 152 | 200 | 800 | 0 | 100% | 97.9338 | 127.7282 | 127.835 | 127.835 | 1 | 127.7282 | 98.9828 | 224.5081 | 211.7102 | 211.7102 | 211.7102 | 12.7979 | 224.5081 | 43.6459 | 38.8491 | 38.8491 | 38.8491 | 4.7968 | 43.6459 | 0 | 0 | 0 | 0 | 0 | 0 | 0 | 0 | 0 | 130.7106 | 106.4456 | 106.4456 | 106.4456 | 24.265 | 130.7106 | 2471.1401 | 2471.1401 | 1407.1563 | 1407.1563 | 305.3473 | 305.3473 | 0 | 0 | 758.6365 | 758.6365 | 566142491.7874 | 667200208.7177 | 500835857.7862 | 0 | 1734.1786 | 38.3414 | 0 | 0 | 0 | 1182.0492 | 40 | 2432 | 3689.5386 | 608 | 152 | 0.38804
1311 | 927.0974 | 152 | 200 | 800 | 0 | 100% | 98.2877 | 131.6744 | 131.7855 | 131.7855 | 1 | 131.6744 | 99.1795 | 236.5188 | 223.0343 | 223.0343 | 223.0343 | 13.4845 | 236.5188 | 43.6398 | 38.843 | 38.843 | 38.843 | 4.7968 | 43.6398 | 0 | 0 | 0 | 0 | 0 | 0 | 0 | 0 | 0 | 130.2649 | 106.0538 | 106.0538 | 106.0538 | 24.2111 | 130.2649 | 2553.517 | 2553.517 | 1489.6985 | 1489.6985 | 305.2999 | 305.2999 | 0 | 0 | 758.5185 | 758.5185 | 568812559.9594 | 667200722.63 | 501611366.8109 | 0 | 1737.6246 | 40.949 | 0 | 0 | 0 | 1251.5815 | 40 | 2432 | 3689.5386 | 608 | 152 | 0.38864
1312 | 978.6028 | 152 | 200 | 800 | 0 | 100% | 98.5388 | 135.6847 | 135.8011 | 135.8011 | 1 | 135.6847 | 99.3184 | 248.5414 | 234.3695 | 234.3695 | 234.3695 | 14.1719 | 248.5414 | 43.6342 | 38.8374 | 38.8374 | 38.8374 | 4.7968 | 43.6342 | 0 | 0 | 0 | 0 | 0 | 0 | 0 | 0 | 0 | 130.0168 | 105.8264 | 105.8264 | 105.8264 | 24.1904 | 130.0168 | 2635.8959 | 2635.8959 | 1572.2317 | 1572.2317 | 305.2556 | 305.2556 | 0 | 0 | 758.4086 | 758.4086 | 571185552.7953 | 667200825.632 | 501671879.8307 | 0 | 1740.0583 | 43.3721 | 0 | 0 | 0 | 1321.1138 | 40 | 2432 | 3689.5386 | 608 | 152 | 0.38869
1313 | 1030.1083 | 152 | 200 | 800 | 0 | 100% | 98.7785 | 139.7466 | 139.8686 | 139.8686 | 1 | 139.7466 | 99.4413 | 260.5738 | 245.7139 | 245.7139 | 245.7139 | 14.8599 | 260.5738 | 43.6289 | 38.8321 | 38.8321 | 38.8321 | 4.7968 | 43.6289 | 0 | 0 | 0 | 0 | 0 | 0 | 0 | 0 | 0 | 129.914 | 105.7188 | 105.7188 | 105.7188 | 24.1952 | 129.914 | 2718.2769 | 2718.2769 | 1654.7566 | 1654.7566 | 305.2143 | 305.2143 | 0 | 0 | 758.3059 | 758.3059 | 573339856.5489 | 667200825.632 | 501670427.0757 | 0 | 1742.2111 | 45.607 | 0 | 0 | 0 | 1390.6462 | 40 | 2432 | 3689.5386 | 608 | 152 | 0.38869
1314 | 20.6022 | 201.4 | 200 | 800 | 0 | 100% | 0.53653 | 111.8972 | 45.0769 | 45.0769 | 1 | 111.8972 | 53.0449 | 60.6431 | 57.2046 | 57.2046 | 57.2046 | 3.4385 | 60.6431 | 44.1751 | 39.3446 | 39.3446 | 39.3446 | 4.8306 | 44.1751 | 0 | 0 | 0 | 0 | 0 | 0 | 0 | 0 | 0 | 0 | 0 | 0 | 0 | 0 | 0 | 1203.1185 | 1203.1185 | 33.2974 | 33.2974 | 406.8806 | 406.8806 | 0 | 0 | 762.9405 | 762.9405 | 51413253.7214 | 877737173.8249 | 196199.3043 | 0 | 929.3466 | 0.050021 | 0 | 0 | 0 | 27.8129 | 53 | 2432 | 3689.5386 | 608 | 152 | 0.00015113
1315 | 51.5054 | 201.4 | 200 | 800 | 0 | 100% | 7.7397 | 108.3573 | 117.5623 | 117.5623 | 1 | 108.3573 | 57.4942 | 63.7399 | 60.1241 | 60.1241 | 60.1241 | 3.6157 | 63.7399 | 44.0946 | 39.2708 | 39.2708 | 39.2708 | 4.8238 | 44.0946 | 0 | 0 | 0 | 0 | 0 | 0 | 0 | 0 | 0 | 11069.8178 | 8909.7462 | 8909.7462 | 8909.7462 | 2160.0716 | 11069.8178 | 1252.4652 | 1252.4652 | 83.2037 | 83.2037 | 406.6859 | 406.6859 | 0 | 0 | 762.5755 | 762.5755 | 121776970.8199 | 879025685.5282 | 6494948.4846 | 0 | 1007.2976 | 0.033229 | 0 | 0 | 0 | 69.5323 | 53 | 2432 | 3689.5386 | 608 | 152 | 0.0050031
1316 | 154.5162 | 201.4 | 200 | 800 | 0 | 100% | 31.3927 | 99.9053 | 103.3324 | 103.3324 | 1 | 99.9053 | 71.9724 | 74.9279 | 70.6723 | 70.6723 | 70.6723 | 4.2557 | 74.9279 | 43.9114 | 39.102 | 39.102 | 39.102 | 4.8094 | 43.9114 | 0 | 0 | 0 | 0 | 0 | 0 | 0 | 0 | 0 | 974.0832 | 787.0182 | 787.0182 | 787.0182 | 187.0649 | 974.0832 | 1417.0126 | 1417.0126 | 249.2838 | 249.2838 | 406.1528 | 406.1528 | 0 | 0 | 761.5759 | 761.5759 | 308942942.7762 | 881762979.5661 | 70250491.3277 | 0 | 1260.9564 | 0.011993 | 0 | 0 | 0 | 208.5969 | 53 | 2432 | 3689.5386 | 608 | 152 | 0.054448
1317 | 206.0217 | 201.4 | 200 | 800 | 0 | 100% | 50.0342 | 97.3493 | 100.662 | 100.662 | 1 | 97.3493 | 78.8725 | 82.2666 | 77.5918 | 77.5918 | 77.5918 | 4.6748 | 82.2666 | 43.853 | 39.0478 | 39.0478 | 39.0478 | 4.8053 | 43.853 | 0 | 0 | 0 | 0 | 0 | 0 | 0 | 0 | 0 | 545.6454 | 442.1426 | 442.1426 | 442.1426 | 103.5027 | 545.6454 | 1499.3123 | 1499.3123 | 332.2023 | 332.2023 | 405.9376 | 405.9376 | 0 | 0 | 761.1723 | 761.1723 | 371292361.7839 | 882535610.2429 | 128018244.083 | 0 | 1381.8462 | 0.18565 | 0 | 0 | 0 | 278.1292 | 53 | 2432 | 3689.5386 | 608 | 152 | 0.09918
1318 | 257.5271 | 201.4 | 200 | 800 | 0 | 100% | 65.6849 | 96.0475 | 98.5274 | 98.5274 | 1 | 96.0475 | 84.8202 | 93.8083 | 88.4753 | 88.4753 | 88.4753 | 5.333 | 93.8083 | 43.8106 | 39.008 | 39.008 | 39.008 | 4.8026 | 43.8106 | 0 | 0 | 0 | 0 | 0 | 0 | 0 | 0 | 0 | 350.0027 | 284.2913 | 284.2913 | 284.2913 | 65.7114 | 350.0027 | 1581.6251 | 1581.6251 | 415.0593 | 415.0593 | 405.7483 | 405.7483 | 0 | 0 | 760.8175 | 760.8175 | 403331761.0725 | 883019725.3735 | 199699137.657 | 0 | 1486.0506 | 1.3417 | 0 | 0 | 0 | 347.6615 | 53 | 2432 | 3689.5386 | 608 | 152 | 0.15463
1319 | 309.0325 | 201.4 | 200 | 800 | 0 | 100% | 77.2489 | 95.8766 | 97.4124 | 97.4124 | 1 | 95.8766 | 89.5388 | 106.9626 | 100.8794 | 100.8794 | 100.8794 | 6.0832 | 106.9626 | 43.7793 | 38.9783 | 38.9783 | 38.9783 | 4.8009 | 43.7793 | 0 | 0 | 0 | 0 | 0 | 0 | 0 | 0 | 0 | 262.6159 | 213.5866 | 213.5866 | 213.5866 | 49.0292 | 262.6159 | 1663.9488 | 1663.9488 | 497.8653 | 497.8653 | 405.5806 | 405.5806 | 0 | 0 | 760.503 | 760.503 | 423085918.707 | 883322882.6355 | 262311723.3851 | 0 | 1568.7205 | 3.695 | 0 | 0 | 0 | 417.1938 | 53 | 2432 | 3689.5386 | 608 | 152 | 0.2031
1320 | 360.5379 | 201.4 | 200 | 800 | 0 | 100% | 83.7329 | 97.1881 | 98.0119 | 98.0119 | 1 | 97.1881 | 92.5259 | 120.4737 | 113.6197 | 113.6197 | 113.6197 | 6.854 | 120.4737 | 43.7545 | 38.9547 | 38.9547 | 38.9547 | 4.7998 | 43.7545 | 0 | 0 | 0 | 0 | 0 | 0 | 0 | 0 | 0 | 225.0187 | 183.1097 | 183.1097 | 183.1097 | 41.909 | 225.0187 | 1746.2817 | 1746.2817 | 580.6285 | 580.6285 | 405.4309 | 405.4309 | 0 | 0 | 760.2223 | 760.2223 | 437451511.8963 | 883525488.5436 | 300076905.9604 | 0 | 1621.0539 | 7.5774 | 0 | 0 | 0 | 486.7262 | 53 | 2432 | 3689.5386 | 608 | 152 | 0.23242
1321 | 412.0433 | 201.4 | 200 | 800 | 0 | 100% | 88.1164 | 99.7322 | 100.2698 | 100.2698 | 1 | 99.7322 | 94.6541 | 134.0048 | 126.3786 | 126.3786 | 126.3786 | 7.6262 | 134.0048 | 43.7345 | 38.9355 | 38.9355 | 38.9355 | 4.799 | 43.7345 | 0 | 0 | 0 | 0 | 0 | 0 | 0 | 0 | 0 | 207.1438 | 168.9479 | 168.9479 | 168.9479 | 38.196 | 207.1438 | 1828.6223 | 1828.6223 | 663.3555 | 663.3555 | 405.2966 | 405.2966 | 0 | 0 | 759.9703 | 759.9703 | 448934886.2075 | 883663042.2172 | 325742007.8061 | 0 | 1658.3399 | 11.8089 | 0 | 0 | 0 | 556.2585 | 53 | 2432 | 3689.5386 | 608 | 152 | 0.25242
1322 | 463.5487 | 201.4 | 200 | 800 | 0 | 100% | 91.1644 | 102.4774 | 102.8351 | 102.8351 | 1 | 102.4774 | 96.0853 | 147.5873 | 139.1857 | 139.1857 | 139.1857 | 8.4015 | 147.5873 | 43.7178 | 38.9193 | 38.9193 | 38.9193 | 4.7985 | 43.7178 | 0 | 0 | 0 | 0 | 0 | 0 | 0 | 0 | 0 | 195.77 | 159.6285 | 159.6285 | 159.6285 | 36.1415 | 195.77 | 1910.9696 | 1910.9696 | 746.0515 | 746.0515 | 405.1752 | 405.1752 | 0 | 0 | 759.7428 | 759.7428 | 458044753.8068 | 883762797.0018 | 341606996.2473 | 0 | 1683.4145 | 16.162 | 0 | 0 | 0 | 625.7908 | 53 | 2432 | 3689.5386 | 608 | 152 | 0.26488
1323 | 515.0541 | 201.4 | 200 | 800 | 0 | 100% | 93.4589 | 105.6044 | 105.8356 | 105.8356 | 1 | 105.6044 | 97.0841 | 161.2413 | 152.0601 | 152.0601 | 152.0601 | 9.1811 | 161.2413 | 43.7034 | 38.9054 | 38.9054 | 38.9054 | 4.798 | 43.7034 | 0 | 0 | 0 | 0 | 0 | 0 | 0 | 0 | 0 | 188.6582 | 153.7806 | 153.7806 | 153.7806 | 34.8777 | 188.6582 | 1993.3225 | 1993.3225 | 828.7209 | 828.7209 | 405.0652 | 405.0652 | 0 | 0 | 759.5364 | 759.5364 | 465341861.4343 | 883833732.4156 | 351737470.3946 | 0 | 1700.9131 | 20.3788 | 0 | 0 | 0 | 695.3231 | 53 | 2432 | 3689.5386 | 608 | 152 | 0.27291
1324 | 566.5595 | 201.4 | 200 | 800 | 0 | 100% | 95.2511 | 108.9775 | 109.1702 | 109.1702 | 1 | 108.9775 | 97.8773 | 174.9607 | 164.9961 | 164.9961 | 164.9961 | 9.9647 | 174.9607 | 43.6911 | 38.8933 | 38.8933 | 38.8933 | 4.7977 | 43.6911 | 0 | 0 | 0 | 0 | 0 | 0 | 0 | 0 | 0 | 183.8866 | 149.84 | 149.84 | 149.84 | 34.0466 | 183.8866 | 2075.6804 | 2075.6804 | 911.3672 | 911.3672 | 404.9648 | 404.9648 | 0 | 0 | 759.3483 | 759.3483 | 471387509.1815 | 883885968.6324 | 359536175.0832 | 0 | 1714.8097 | 24.29 | 0 | 0 | 0 | 764.8554 | 53 | 2432 | 3689.5386 | 608 | 152 | 0.27916
1325 | 618.065 | 201.4 | 200 | 800 | 0 | 100% | 96.7922 | 112.4288 | 112.5932 | 112.5932 | 1 | 112.4288 | 98.5694 | 188.6958 | 177.9466 | 177.9466 | 177.9466 | 10.7492 | 188.6958 | 43.6801 | 38.8826 | 38.8826 | 38.8826 | 4.7975 | 43.6801 | 0 | 0 | 0 | 0 | 0 | 0 | 0 | 0 | 0 | 179.8529 | 146.5148 | 146.5148 | 146.5148 | 33.338 | 179.8529 | 2158.0426 | 2158.0426 | 993.9934 | 993.9934 | 404.873 | 404.873 | 0 | 0 | 759.1762 | 759.1762 | 476465421.0677 | 883925199.2336 | 366545382.8922 | 0 | 1726.936 | 27.8574 | 0 | 0 | 0 | 834.3877 | 53 | 2432 | 3689.5386 | 608 | 152 | 0.28481
1326 | 669.5704 | 201.4 | 200 | 800 | 0 | 100% | 97.5342 | 116.0607 | 116.1361 | 116.1361 | 1 | 116.0607 | 98.9543 | 202.4983 | 190.9605 | 190.9605 | 190.9605 | 11.5378 | 202.4983 | 43.6704 | 38.8731 | 38.8731 | 38.8731 | 4.7973 | 43.6704 | 0 | 0 | 0 | 0 | 0 | 0 | 0 | 0 | 0 | 177.2254 | 144.3322 | 144.3322 | 144.3322 | 32.8932 | 177.2254 | 2240.4085 | 2240.4085 | 1076.6018 | 1076.6018 | 404.7887 | 404.7887 | 0 | 0 | 759.018 | 759.018 | 480640735.3407 | 883953928.8845 | 369085313.3223 | 0 | 1733.68 | 31.2981 | 0 | 0 | 0 | 903.92 | 53 | 2432 | 3689.5386 | 608 | 152 | 0.28677
1327 | 721.0758 | 201.4 | 200 | 800 | 0 | 100% | 98.0822 | 119.9292 | 119.9786 | 119.9786 | 1 | 119.9292 | 99.1847 | 216.351 | 204.0217 | 204.0217 | 204.0217 | 12.3293 | 216.351 | 43.6617 | 38.8645 | 38.8645 | 38.8645 | 4.7972 | 43.6617 | 0 | 0 | 0 | 0 | 0 | 0 | 0 | 0 | 0 | 176.2564 | 143.4901 | 143.4901 | 143.4901 | 32.7664 | 176.2564 | 2322.7778 | 2322.7778 | 1159.1947 | 1159.1947 | 404.7109 | 404.7109 | 0 | 0 | 758.8722 | 758.8722 | 484246463.461 | 883976243.7292 | 369492778.8119 | 0 | 1737.7155 | 34.5114 | 0 | 0 | 0 | 973.4523 | 53 | 2432 | 3689.5386 | 608 | 152 | 0.28708
1328 | 772.5812 | 201.4 | 200 | 800 | 0 | 100% | 98.5845 | 123.8946 | 123.9549 | 123.9549 | 1 | 123.8946 | 99.3892 | 230.2264 | 217.1042 | 217.1042 | 217.1042 | 13.1222 | 230.2264 | 43.6538 | 38.8567 | 38.8567 | 38.8567 | 4.7971 | 43.6538 | 0 | 0 | 0 | 0 | 0 | 0 | 0 | 0 | 0 | 175.8409 | 143.1047 | 143.1047 | 143.1047 | 32.7363 | 175.8409 | 2405.1501 | 2405.1501 | 1241.7736 | 1241.7736 | 404.639 | 404.639 | 0 | 0 | 758.7374 | 758.7374 | 487328531.3556 | 883994767.4707 | 369975118.9629 | 0 | 1741.2984 | 37.4428 | 0 | 0 | 0 | 1042.9846 | 53 | 2432 | 3689.5386 | 608 | 152 | 0.28746
1329 | 824.0866 | 201.4 | 200 | 800 | 0 | 100% | 98.8699 | 127.9282 | 127.9909 | 127.9909 | 1 | 127.9282 | 99.5151 | 244.1168 | 230.2007 | 230.2007 | 230.2007 | 13.9161 | 244.1168 | 43.6466 | 38.8496 | 38.8496 | 38.8496 | 4.797 | 43.6466 | 0 | 0 | 0 | 0 | 0 | 0 | 0 | 0 | 0 | 175.7696 | 143.0058 | 143.0058 | 143.0058 | 32.7639 | 175.7696 | 2487.525 | 2487.525 | 1324.3402 | 1324.3402 | 404.5724 | 404.5724 | 0 | 0 | 758.6124 | 758.6124 | 490080066.0479 | 884009603.4462 | 369414937.3865 | 0 | 1743.5046 | 40.1627 | 0 | 0 | 0 | 1112.5169 | 53 | 2432 | 3689.5386 | 608 | 152 | 0.28703
1330 | 875.592 | 201.4 | 200 | 800 | 0 | 100% | 99.1096 | 132.0163 | 132.09 | 132.09 | 1 | 132.0163 | 99.6128 | 258.0102 | 243.3 | 243.3 | 243.3 | 14.7102 | 258.0102 | 43.64 | 38.8431 | 38.8431 | 38.8431 | 4.7969 | 43.64 | 0 | 0 | 0 | 0 | 0 | 0 | 0 | 0 | 0 | 175.9648 | 143.1235 | 143.1235 | 143.1235 | 32.8413 | 175.9648 | 2569.9022 | 2569.9022 | 1406.8958 | 1406.8958 | 404.5103 | 404.5103 | 0 | 0 | 758.4961 | 758.4961 | 492494266.9129 | 884021028.2647 | 368700215.8409 | 0 | 1745.2155 | 42.6659 | 0 | 0 | 0 | 1182.0492 | 53 | 2432 | 3689.5386 | 608 | 152 | 0.28648
1331 | 927.0974 | 201.4 | 200 | 800 | 0 | 100% | 99.3836 | 136.1246 | 136.207 | 136.207 | 1 | 136.1246 | 99.6916 | 271.9249 | 256.4193 | 256.4193 | 256.4193 | 15.5056 | 271.9249 | 43.634 | 38.8371 | 38.8371 | 38.8371 | 4.7969 | 43.634 | 0 | 0 | 0 | 0 | 0 | 0 | 0 | 0 | 0 | 176.1866 | 143.2648 | 143.2648 | 143.2648 | 32.9218 | 176.1866 | 2652.2816 | 2652.2816 | 1489.4415 | 1489.4415 | 404.4525 | 404.4525 | 0 | 0 | 758.3876 | 758.3876 | 494599066.4556 | 884029051.0241 | 367969006.8869 | 0 | 1746.5971 | 44.9755 | 0 | 0 | 0 | 1251.5815 | 53 | 2432 | 3689.5386 | 608 | 152 | 0.28591
1332 | 978.6028 | 201.4 | 200 | 800 | 0 | 100% | 99.5434 | 140.2478 | 140.3386 | 140.3386 | 1 | 140.2478 | 99.7605 | 285.873 | 269.57 | 269.57 | 269.57 | 16.303 | 285.873 | 43.6284 | 38.8316 | 38.8316 | 38.8316 | 4.7968 | 43.6284 | 0 | 0 | 0 | 0 | 0 | 0 | 0 | 0 | 0 | 176.3965 | 143.4007 | 143.4007 | 143.4007 | 32.9958 | 176.3965 | 2734.6629 | 2734.6629 | 1571.9781 | 1571.9781 | 404.3985 | 404.3985 | 0 | 0 | 758.2863 | 758.2863 | 496447459.6084 | 884034609.6418 | 367322693.0228 | 0 | 1747.8048 | 47.1084 | 0 | 0 | 0 | 1321.1138 | 53 | 2432 | 3689.5386 | 608 | 152 | 0.28542
1333 | 1030.1083 | 201.4 | 200 | 800 | 0 | 100% | 99.6119 | 144.3879 | 144.4885 | 144.4885 | 1 | 144.3879 | 99.8143 | 299.8252 | 282.7244 | 282.7244 | 282.7244 | 17.1007 | 299.8252 | 43.6233 | 38.8265 | 38.8265 | 38.8265 | 4.7968 | 43.6233 | 0 | 0 | 0 | 0 | 0 | 0 | 0 | 0 | 0 | 176.6402 | 143.5689 | 143.5689 | 143.5689 | 33.0713 | 176.6402 | 2817.0459 | 2817.0459 | 1654.5067 | 1654.5067 | 404.3478 | 404.3478 | 0 | 0 | 758.1914 | 758.1914 | 498167729.9255 | 884037424.2553 | 366540677.286 | 0 | 1748.7458 | 49.0881 | 0 | 0 | 0 | 1390.6462 | 53 | 2432 | 3689.5386 | 608 | 152 | 0.28482
1334 | 20.6022 | 250.8 | 200 | 800 | 0 | 100% | 40.1027 | 100.9314 | 101.0957 | 101.0957 | 1 | 100.9314 | 65.0613 | 74.1308 | 69.9239 | 69.9239 | 69.9239 | 4.2069 | 74.1308 | 45.8968 | 40.8739 | 40.8739 | 40.8739 | 5.0229 | 45.8968 | 0 | 0 | 0 | 0 | 0 | 0 | 0 | 0 | 0 | 1366.2055 | 1105.0564 | 1105.0564 | 1105.0564 | 261.1491 | 1366.2055 | 1301.7306 | 1301.7306 | 33.267 | 33.267 | 506.2192 | 506.2192 | 0 | 0 | 762.2444 | 762.2444 | 41980214.3898 | 1051136317.9361 | 46757639.7125 | 0 | 1139.8742 | 0.019545 | 0 | 0 | 0 | 27.8129 | 66 | 2432 | 3689.5386 | 608 | 152 | 0.036379
1335 | 51.5054 | 250.8 | 200 | 800 | 0 | 100% | 44.2237 | 98.6639 | 99.2423 | 99.2423 | 1 | 98.6639 | 69.4405 | 76.7092 | 72.3544 | 72.3544 | 72.3544 | 4.3549 | 76.7092 | 45.8536 | 40.8336 | 40.8336 | 40.8336 | 5.02 | 45.8536 | 0 | 0 | 0 | 0 | 0 | 0 | 0 | 0 | 0 | 1019.1178 | 825.0332 | 825.0332 | 825.0332 | 194.0846 | 1019.1178 | 1351.094 | 1351.094 | 83.1345 | 83.1345 | 506.018 | 506.018 | 0 | 0 | 761.9415 | 761.9415 | 101274108.5296 | 1051796877.0766 | 63526164.5328 | 0 | 1216.5972 | 0.014606 | 0 | 0 | 0 | 69.5323 | 66 | 2432 | 3689.5386 | 608 | 152 | 0.049437
1336 | 154.5162 | 250.8 | 200 | 800 | 0 | 100% | 63.3676 | 93.8435 | 95.0017 | 95.0017 | 1 | 93.8435 | 82.9857 | 86.148 | 81.2522 | 81.2522 | 81.2522 | 4.8958 | 86.148 | 45.7486 | 40.7352 | 40.7352 | 40.7352 | 5.0134 | 45.7486 | 0 | 0 | 0 | 0 | 0 | 0 | 0 | 0 | 0 | 506.0856 | 410.8543 | 410.8543 | 410.8543 | 95.2313 | 506.0856 | 1515.6836 | 1515.6836 | 249.1275 | 249.1275 | 505.4579 | 505.4579 | 0 | 0 | 761.0982 | 761.0982 | 268674842.635 | 1053255382.0929 | 131979972.901 | 0 | 1453.9102 | 1.0527 | 0 | 0 | 0 | 208.5969 | 66 | 2432 | 3689.5386 | 608 | 152 | 0.10264
1337 | 206.0217 | 250.8 | 200 | 800 | 0 | 100% | 76.2443 | 93.2235 | 94.7557 | 94.7557 | 1 | 93.2235 | 88.3455 | 94.3055 | 88.9438 | 88.9438 | 88.9438 | 5.3617 | 94.3055 | 45.7134 | 40.7018 | 40.7018 | 40.7018 | 5.0116 | 45.7134 | 0 | 0 | 0 | 0 | 0 | 0 | 0 | 0 | 0 | 398.8322 | 324.0545 | 324.0545 | 324.0545 | 74.7778 | 398.8322 | 1597.9987 | 1597.9987 | 332.0188 | 332.0188 | 505.228 | 505.228 | 0 | 0 | 760.7519 | 760.7519 | 323733911.6584 | 1053662169.8592 | 170416498.3562 | 0 | 1547.8126 | 2.9231 | 0 | 0 | 0 | 278.1292 | 66 | 2432 | 3689.5386 | 608 | 152 | 0.13248
1338 | 257.5271 | 250.8 | 200 | 800 | 0 | 100% | 85.4566 | 93.7863 | 94.8661 | 94.8661 | 1 | 93.7863 | 92.2648 | 107.4715 | 101.3589 | 101.3589 | 101.3589 | 6.1126 | 107.4715 | 45.686 | 40.6756 | 40.6756 | 40.6756 | 5.0104 | 45.686 | 0 | 0 | 0 | 0 | 0 | 0 | 0 | 0 | 0 | 319.8756 | 260.006 | 260.006 | 260.006 | 59.8696 | 319.8756 | 1680.3244 | 1680.3244 | 414.8559 | 414.8559 | 505.0239 | 505.0239 | 0 | 0 | 760.4446 | 760.4446 | 351901090.3176 | 1053934964.6976 | 210643391.5272 | 0 | 1616.4794 | 5.9583 | 0 | 0 | 0 | 347.6615 | 66 | 2432 | 3689.5386 | 608 | 152 | 0.1637
1339 | 309.0325 | 250.8 | 200 | 800 | 0 | 100% | 89.589 | 95.7843 | 96.2711 | 96.2711 | 1 | 95.7843 | 94.4212 | 122.622 | 115.6453 | 115.6453 | 115.6453 | 6.9767 | 122.622 | 45.6642 | 40.6546 | 40.6546 | 40.6546 | 5.0096 | 45.6642 | 0 | 0 | 0 | 0 | 0 | 0 | 0 | 0 | 0 | 284.9008 | 231.4327 | 231.4327 | 231.4327 | 53.4682 | 284.9008 | 1762.659 | 1762.659 | 497.6473 | 497.6473 | 504.8416 | 504.8416 | 0 | 0 | 760.17 | 760.17 | 368881326.4714 | 1054106842.6205 | 231271673.3496 | 0 | 1654.2598 | 10.3581 | 0 | 0 | 0 | 417.1938 | 66 | 2432 | 3689.5386 | 608 | 152 | 0.17983
1340 | 360.5379 | 250.8 | 200 | 800 | 0 | 100% | 92.1918 | 98.4781 | 98.8637 | 98.8637 | 1 | 98.4781 | 95.9532 | 138.1942 | 130.3291 | 130.3291 | 130.3291 | 7.8651 | 138.1942 | 45.6465 | 40.6374 | 40.6374 | 40.6374 | 5.0091 | 45.6465 | 0 | 0 | 0 | 0 | 0 | 0 | 0 | 0 | 0 | 266.2024 | 216.0473 | 216.0473 | 216.0473 | 50.1552 | 266.2024 | 1845.001 | 1845.001 | 580.4001 | 580.4001 | 504.6777 | 504.6777 | 0 | 0 | 759.9232 | 759.9232 | 381213281.5892 | 1054220725.5776 | 245666273.6537 | 0 | 1681.1003 | 14.7859 | 0 | 0 | 0 | 486.7262 | 66 | 2432 | 3689.5386 | 608 | 152 | 0.19115
1341 | 412.0433 | 250.8 | 200 | 800 | 0 | 100% | 94.6575 | 101.399 | 101.7483 | 101.7483 | 1 | 101.399 | 97.2437 | 153.8525 | 145.0938 | 145.0938 | 145.0938 | 8.7586 | 153.8525 | 45.6316 | 40.6228 | 40.6228 | 40.6228 | 5.0088 | 45.6316 | 0 | 0 | 0 | 0 | 0 | 0 | 0 | 0 | 0 | 251.79 | 204.2014 | 204.2014 | 204.2014 | 47.5886 | 251.79 | 1927.3494 | 1927.3494 | 663.1197 | 663.1197 | 504.5295 | 504.5295 | 0 | 0 | 759.7002 | 759.7002 | 390828199.9296 | 1054289916.7074 | 258591696.7279 | 0 | 1703.7098 | 18.8893 | 0 | 0 | 0 | 556.2585 | 66 | 2432 | 3689.5386 | 608 | 152 | 0.20134
1342 | 463.5487 | 250.8 | 200 | 800 | 0 | 100% | 96.4954 | 104.5928 | 104.7713 | 104.7713 | 1 | 104.5928 | 98.1401 | 169.5959 | 159.9385 | 159.9385 | 159.9385 | 9.6573 | 169.5959 | 45.6188 | 40.6102 | 40.6102 | 40.6102 | 5.0086 | 45.6188 | 0 | 0 | 0 | 0 | 0 | 0 | 0 | 0 | 0 | 241.7908 | 195.9976 | 195.9976 | 195.9976 | 45.7933 | 241.7908 | 2009.7034 | 2009.7034 | 745.8107 | 745.8107 | 504.395 | 504.395 | 0 | 0 | 759.4976 | 759.4976 | 398392840.6579 | 1054337102.1204 | 266685449.0982 | 0 | 1719.4154 | 22.8557 | 0 | 0 | 0 | 625.7908 | 66 | 2432 | 3689.5386 | 608 | 152 | 0.20786
1343 | 515.0541 | 250.8 | 200 | 800 | 0 | 100% | 97.6484 | 108.4766 | 108.5395 | 108.5395 | 1 | 108.4766 | 98.7192 | 185.4491 | 174.8866 | 174.8866 | 174.8866 | 10.5625 | 185.4491 | 45.6075 | 40.5991 | 40.5991 | 40.5991 | 5.0084 | 45.6075 | 0 | 0 | 0 | 0 | 0 | 0 | 0 | 0 | 0 | 238.7306 | 193.8848 | 193.8848 | 193.8848 | 44.8458 | 238.7306 | 2092.0621 | 2092.0621 | 828.477 | 828.477 | 504.2723 | 504.2723 | 0 | 0 | 759.3129 | 759.3129 | 404463938.7451 | 1054369338.9228 | 270727814.263 | 0 | 1729.5611 | 26.6484 | 0 | 0 | 0 | 695.3231 | 66 | 2432 | 3689.5386 | 608 | 152 | 0.21116
1344 | 566.5595 | 250.8 | 200 | 800 | 0 | 100% | 98.3333 | 112.1674 | 112.174 | 112.174 | 1 | 112.1674 | 99.1112 | 201.3232 | 189.8542 | 189.8542 | 189.8542 | 11.469 | 201.3232 | 45.5975 | 40.5892 | 40.5892 | 40.5892 | 5.0083 | 45.5975 | 0 | 0 | 0 | 0 | 0 | 0 | 0 | 0 | 0 | 235.8036 | 191.3967 | 191.3967 | 191.3967 | 44.4068 | 235.8036 | 2174.4251 | 2174.4251 | 911.1216 | 911.1216 | 504.1599 | 504.1599 | 0 | 0 | 759.1436 | 759.1436 | 409561677.3574 | 1054393240.1408 | 272472731.5058 | 0 | 1736.4276 | 30.1937 | 0 | 0 | 0 | 764.8554 | 66 | 2432 | 3689.5386 | 608 | 152 | 0.21251
1345 | 618.065 | 250.8 | 200 | 800 | 0 | 100% | 98.7329 | 116.0404 | 116.0217 | 116.0217 | 1 | 116.0404 | 99.3432 | 217.2257 | 204.8483 | 204.8483 | 204.8483 | 12.3773 | 217.2257 | 45.5885 | 40.5803 | 40.5803 | 40.5803 | 5.0082 | 45.5885 | 0 | 0 | 0 | 0 | 0 | 0 | 0 | 0 | 0 | 234.9694 | 190.6116 | 190.6116 | 190.6116 | 44.3578 | 234.9694 | 2256.7918 | 2256.7918 | 993.7471 | 993.7471 | 504.0566 | 504.0566 | 0 | 0 | 758.9881 | 758.9881 | 413794131.6156 | 1054411471.0887 | 272286818.1221 | 0 | 1740.4924 | 33.504 | 0 | 0 | 0 | 834.3877 | 66 | 2432 | 3689.5386 | 608 | 152 | 0.21236
1346 | 669.5704 | 250.8 | 200 | 800 | 0 | 100% | 99.0868 | 119.9962 | 119.9992 | 119.9992 | 1 | 119.9962 | 99.5372 | 233.226 | 219.9346 | 219.9346 | 219.9346 | 13.2914 | 233.226 | 45.5803 | 40.5721 | 40.5721 | 40.5721 | 5.0082 | 45.5803 | 0 | 0 | 0 | 0 | 0 | 0 | 0 | 0 | 0 | 234.7051 | 190.2997 | 190.2997 | 190.2997 | 44.4055 | 234.7051 | 2339.1617 | 2339.1617 | 1076.3558 | 1076.3558 | 503.9613 | 503.9613 | 0 | 0 | 758.8446 | 758.8446 | 417203513.6581 | 1054422968.883 | 272265430.0677 | 0 | 1743.8919 | 36.5261 | 0 | 0 | 0 | 903.92 | 66 | 2432 | 3689.5386 | 608 | 152 | 0.21235
1347 | 721.0758 | 250.8 | 200 | 800 | 0 | 100% | 99.3265 | 124.004 | 123.998 | 123.998 | 1 | 124.004 | 99.6629 | 249.2905 | 235.0813 | 235.0813 | 235.0813 | 14.2093 | 249.2905 | 45.5728 | 40.5646 | 40.5646 | 40.5646 | 5.0081 | 45.5728 | 0 | 0 | 0 | 0 | 0 | 0 | 0 | 0 | 0 | 234.683 | 190.1992 | 190.1992 | 190.1992 | 44.4838 | 234.683 | 2421.5345 | 2421.5345 | 1158.9496 | 1158.9496 | 503.8731 | 503.8731 | 0 | 0 | 758.7118 | 758.7118 | 420151108.9355 | 1054431100.9029 | 271511222.2245 | 0 | 1746.0934 | 39.3197 | 0 | 0 | 0 | 973.4523 | 66 | 2432 | 3689.5386 | 608 | 152 | 0.21177
1348 | 772.5812 | 250.8 | 200 | 800 | 0 | 100% | 99.532 | 128.0815 | 128.0866 | 128.0866 | 1 | 128.0815 | 99.7526 | 265.3731 | 250.2448 | 250.2448 | 250.2448 | 15.1283 | 265.3731 | 45.5659 | 40.5578 | 40.5578 | 40.5578 | 5.0081 | 45.5659 | 0 | 0 | 0 | 0 | 0 | 0 | 0 | 0 | 0 | 235.2185 | 190.5634 | 190.5634 | 190.5634 | 44.6551 | 235.2185 | 2503.9099 | 2503.9099 | 1241.53 | 1241.53 | 503.7913 | 503.7913 | 0 | 0 | 758.5886 | 758.5886 | 422697346.8398 | 1054438036.2329 | 270530081.814 | 0 | 1747.6655 | 41.8955 | 0 | 0 | 0 | 1042.9846 | 66 | 2432 | 3689.5386 | 608 | 152 | 0.21101
1349 | 824.0866 | 250.8 | 200 | 800 | 0 | 100% | 99.589 | 132.2117 | 132.2167 | 132.2167 | 1 | 132.2117 | 99.7918 | 281.4563 | 265.4089 | 265.4089 | 265.4089 | 16.0474 | 281.4563 | 45.5595 | 40.5514 | 40.5514 | 40.5514 | 5.0081 | 45.5595 | 0 | 0 | 0 | 0 | 0 | 0 | 0 | 0 | 0 | 236.1542 | 191.2587 | 191.2587 | 191.2587 | 44.8955 | 236.1542 | 2586.2876 | 2586.2876 | 1324.0985 | 1324.0985 | 503.7151 | 503.7151 | 0 | 0 | 758.4739 | 758.4739 | 424966361.5192 | 1054443361.7297 | 268943018.7611 | 0 | 1748.3527 | 44.2862 | 0 | 0 | 0 | 1112.5169 | 66 | 2432 | 3689.5386 | 608 | 152 | 0.20979
1350 | 875.592 | 250.8 | 200 | 800 | 0 | 100% | 99.6347 | 136.3765 | 136.4019 | 136.4019 | 1 | 136.3765 | 99.8282 | 297.5471 | 280.58 | 280.58 | 280.58 | 16.9671 | 297.5471 | 45.5535 | 40.5455 | 40.5455 | 40.5455 | 5.008 | 45.5535 | 0 | 0 | 0 | 0 | 0 | 0 | 0 | 0 | 0 | 237.282 | 192.1149 | 192.1149 | 192.1149 | 45.1671 | 237.282 | 2668.6674 | 2668.6674 | 1406.6563 | 1406.6563 | 503.6441 | 503.6441 | 0 | 0 | 758.3669 | 758.3669 | 426935298.4081 | 1054447429.9726 | 267607344.7944 | 0 | 1748.9901 | 46.4891 | 0 | 0 | 0 | 1182.0492 | 66 | 2432 | 3689.5386 | 608 | 152 | 0.20876
1351 | 927.0974 | 250.8 | 200 | 800 | 0 | 100% | 99.6689 | 140.554 | 140.6029 | 140.6029 | 1 | 140.554 | 99.8645 | 313.6856 | 295.796 | 295.796 | 295.796 | 17.8896 | 313.6856 | 45.548 | 40.54 | 40.54 | 40.54 | 5.008 | 45.548 | 0 | 0 | 0 | 0 | 0 | 0 | 0 | 0 | 0 | 238.3119 | 192.8989 | 192.8989 | 192.8989 | 45.413 | 238.3119 | 2751.049 | 2751.049 | 1489.2044 | 1489.2044 | 503.5777 | 503.5777 | 0 | 0 | 758.2669 | 758.2669 | 428608519.0937 | 1054450915.1758 | 266567346.4937 | 0 | 1749.6268 | 48.5228 | 0 | 0 | 0 | 1251.5815 | 66 | 2432 | 3689.5386 | 608 | 152 | 0.20796
1352 | 978.6028 | 250.8 | 200 | 800 | 0 | 100% | 99.726 | 144.7364 | 144.8094 | 144.8094 | 1 | 144.7364 | 99.9008 | 329.8648 | 311.0504 | 311.0504 | 311.0504 | 18.8145 | 329.8648 | 45.5429 | 40.5349 | 40.5349 | 40.5349 | 5.008 | 45.5429 | 0 | 0 | 0 | 0 | 0 | 0 | 0 | 0 | 0 | 239.1943 | 193.5698 | 193.5698 | 193.5698 | 45.6246 | 239.1943 | 2833.4324 | 2833.4324 | 1571.7437 | 1571.7437 | 503.5154 | 503.5154 | 0 | 0 | 758.1732 | 758.1732 | 430106979.5006 | 1054453578.266 | 265701406.5787 | 0 | 1750.262 | 50.4059 | 0 | 0 | 0 | 1321.1138 | 66 | 2432 | 3689.5386 | 608 | 152 | 0.20729
1353 | 1030.1083 | 250.8 | 200 | 800 | 0 | 100% | 99.7717 | 148.9185 | 149.012 | 149.012 | 1 | 148.9185 | 99.9315 | 346.0342 | 326.2953 | 326.2953 | 326.2953 | 19.7389 | 346.0342 | 45.5381 | 40.5301 | 40.5301 | 40.5301 | 5.008 | 45.5381 | 0 | 0 | 0 | 0 | 0 | 0 | 0 | 0 | 0 | 239.972 | 194.157 | 194.157 | 194.157 | 45.815 | 239.972 | 2915.8173 | 2915.8173 | 1654.275 | 1654.275 | 503.457 | 503.457 | 0 | 0 | 758.0852 | 758.0852 | 431531392.0429 | 1054455556.5566 | 264812606.7385 | 0 | 1750.7996 | 52.1571 | 0 | 0 | 0 | 1390.6462 | 66 | 2432 | 3689.5386 | 608 | 152 | 0.20661
1354 | 20.6022 | 300.2 | 200 | 800 | 0 | 100% | 61.3242 | 94.0995 | 94.0912 | 94.0912 | 1 | 94.0995 | 76.0745 | 81.795 | 77.1499 | 77.1499 | 77.1499 | 4.6452 | 81.795 | 50.7748 | 45.2143 | 45.2143 | 45.2143 | 5.5605 | 50.7748 | 0 | 0 | 0 | 0 | 0 | 0 | 0 | 0 | 0 | 408.1653 | 331.2875 | 331.2875 | 331.2875 | 76.8778 | 408.1653 | 1400.3739 | 1400.3739 | 33.2417 | 33.2417 | 605.4679 | 605.4679 | 0 | 0 | 761.6643 | 761.6643 | 38024499.5422 | 1136560371.7971 | 158240500.8601 | 0 | 1332.8254 | 0.7511 | 0 | 0 | 0 | 27.8129 | 79 | 2432 | 3689.5386 | 608 | 152 | 0.1231
1355 | 51.5054 | 300.2 | 200 | 800 | 0 | 100% | 65.3767 | 93.0963 | 93.2183 | 93.2183 | 1 | 93.0963 | 79.8373 | 84.0265 | 79.253 | 79.253 | 79.253 | 4.7734 | 84.0265 | 50.7429 | 45.1842 | 45.1842 | 45.1842 | 5.5587 | 50.7429 | 0 | 0 | 0 | 0 | 0 | 0 | 0 | 0 | 0 | 383.368 | 311.2537 | 311.2537 | 311.2537 | 72.1143 | 383.368 | 1449.7502 | 1449.7502 | 83.0764 | 83.0764 | 605.2649 | 605.2649 | 0 | 0 | 761.4089 | 761.4089 | 92408723.8402 | 1136971522.1872 | 169370069.5838 | 0 | 1398.7503 | 1.4778 | 0 | 0 | 0 | 69.5323 | 79 | 2432 | 3689.5386 | 608 | 152 | 0.13182
1356 | 154.5162 | 300.2 | 200 | 800 | 0 | 100% | 80.5822 | 92.1121 | 92.2751 | 92.2751 | 1 | 92.1121 | 90.2056 | 93.9544 | 88.6122 | 88.6122 | 88.6122 | 5.3422 | 93.9544 | 50.6642 | 45.1095 | 45.1095 | 45.1095 | 5.5548 | 50.6642 | 0 | 0 | 0 | 0 | 0 | 0 | 0 | 0 | 0 | 331.3501 | 269.0617 | 269.0617 | 269.0617 | 62.2884 | 331.3501 | 1614.3728 | 1614.3728 | 248.9932 | 248.9932 | 604.6917 | 604.6917 | 0 | 0 | 760.6879 | 760.6879 | 246232862.1829 | 1137855162.2239 | 196313564.4096 | 0 | 1580.4016 | 5.6829 | 0 | 0 | 0 | 208.5969 | 79 | 2432 | 3689.5386 | 608 | 152 | 0.15304
1357 | 206.0217 | 300.2 | 200 | 800 | 0 | 100% | 87.4886 | 93.322 | 93.3544 | 93.3544 | 1 | 93.322 | 93.3362 | 102.9843 | 97.1265 | 97.1265 | 97.1265 | 5.8578 | 102.9843 | 50.6365 | 45.0828 | 45.0828 | 45.0828 | 5.5537 | 50.6365 | 0 | 0 | 0 | 0 | 0 | 0 | 0 | 0 | 0 | 321.2859 | 260.7072 | 260.7072 | 260.7072 | 60.5787 | 321.2859 | 1696.7004 | 1696.7004 | 331.8598 | 331.8598 | 604.453 | 604.453 | 0 | 0 | 760.3876 | 760.3876 | 296368420.2898 | 1138103862.2549 | 200777430.2959 | 0 | 1635.2497 | 9.3387 | 0 | 0 | 0 | 278.1292 | 79 | 2432 | 3689.5386 | 608 | 152 | 0.15672
1358 | 257.5271 | 300.2 | 200 | 800 | 0 | 100% | 91.3699 | 95.6459 | 95.7553 | 95.7553 | 1 | 95.6459 | 95.2076 | 117.5679 | 110.8784 | 110.8784 | 110.8784 | 6.6895 | 117.5679 | 50.6142 | 45.0612 | 45.0612 | 45.0612 | 5.553 | 50.6142 | 0 | 0 | 0 | 0 | 0 | 0 | 0 | 0 | 0 | 308.7572 | 250.2329 | 250.2329 | 250.2329 | 58.5244 | 308.7572 | 1779.0365 | 1779.0365 | 414.6782 | 414.6782 | 604.2394 | 604.2394 | 0 | 0 | 760.1189 | 760.1189 | 321454728.208 | 1138270433.473 | 208312556.6626 | 0 | 1668.0377 | 13.6306 | 0 | 0 | 0 | 347.6615 | 79 | 2432 | 3689.5386 | 608 | 152 | 0.16276
1359 | 309.0325 | 300.2 | 200 | 800 | 0 | 100% | 93.9269 | 98.4685 | 98.6313 | 98.6313 | 1 | 98.4685 | 96.6025 | 134.3423 | 126.696 | 126.696 | 126.696 | 7.6463 | 134.3423 | 50.5963 | 45.0437 | 45.0437 | 45.0437 | 5.5526 | 50.5963 | 0 | 0 | 0 | 0 | 0 | 0 | 0 | 0 | 0 | 294.7428 | 238.6124 | 238.6124 | 238.6124 | 56.1304 | 294.7428 | 1861.3799 | 1861.3799 | 497.4556 | 497.4556 | 604.0472 | 604.0472 | 0 | 0 | 759.8771 | 759.8771 | 336557539.506 | 1138374055.0036 | 217544663.721 | 0 | 1692.4763 | 17.81 | 0 | 0 | 0 | 417.1938 | 79 | 2432 | 3689.5386 | 608 | 152 | 0.1701
1360 | 360.5379 | 300.2 | 200 | 800 | 0 | 100% | 96.0616 | 101.5092 | 101.675 | 101.675 | 1 | 101.5092 | 97.7459 | 151.558 | 142.9295 | 142.9295 | 142.9295 | 8.6285 | 151.558 | 50.5811 | 45.0288 | 45.0288 | 45.0288 | 5.5523 | 50.5811 | 0 | 0 | 0 | 0 | 0 | 0 | 0 | 0 | 0 | 281.8577 | 227.992 | 227.992 | 227.992 | 53.8657 | 281.8577 | 1943.7295 | 1943.7295 | 580.1978 | 580.1978 | 603.8733 | 603.8733 | 0 | 0 | 759.6584 | 759.6584 | 347459070.4162 | 1138421870.103 | 226626567.5614 | 0 | 1712.5075 | 21.7159 | 0 | 0 | 0 | 486.7262 | 79 | 2432 | 3689.5386 | 608 | 152 | 0.17719
1361 | 412.0433 | 300.2 | 200 | 800 | 0 | 100% | 97.5114 | 104.7381 | 104.7874 | 104.7874 | 1 | 104.7381 | 98.5816 | 168.8911 | 159.2735 | 159.2735 | 159.2735 | 9.6176 | 168.8911 | 50.5678 | 45.0156 | 45.0156 | 45.0156 | 5.5522 | 50.5678 | 0 | 0 | 0 | 0 | 0 | 0 | 0 | 0 | 0 | 271.9299 | 219.7831 | 219.7831 | 219.7831 | 52.1468 | 271.9299 | 2026.0844 | 2026.0844 | 662.9096 | 662.9096 | 603.7153 | 603.7153 | 0 | 0 | 759.4596 | 759.4596 | 355880939.6895 | 1138453082.3812 | 232814871.6059 | 0 | 1727.1489 | 25.4391 | 0 | 0 | 0 | 556.2585 | 79 | 2432 | 3689.5386 | 608 | 152 | 0.18196
1362 | 463.5487 | 300.2 | 200 | 800 | 0 | 100% | 98.4018 | 108.356 | 108.3814 | 108.3814 | 1 | 108.356 | 99.0694 | 186.329 | 175.7159 | 175.7159 | 175.7159 | 10.6131 | 186.329 | 50.556 | 45.004 | 45.004 | 45.004 | 5.5521 | 50.556 | 0 | 0 | 0 | 0 | 0 | 0 | 0 | 0 | 0 | 268.4695 | 216.8274 | 216.8274 | 216.8274 | 51.6421 | 268.4695 | 2108.4441 | 2108.4441 | 745.5951 | 745.5951 | 603.571 | 603.571 | 0 | 0 | 759.278 | 759.278 | 362498517.7198 | 1138472890.4942 | 234725327.5715 | 0 | 1735.6967 | 29.0368 | 0 | 0 | 0 | 625.7908 | 79 | 2432 | 3689.5386 | 608 | 152 | 0.18343
1363 | 515.0541 | 300.2 | 200 | 800 | 0 | 100% | 98.9954 | 112.1159 | 112.0725 | 112.0725 | 1 | 112.1159 | 99.3716 | 203.858 | 192.2442 | 192.2442 | 192.2442 | 11.6139 | 203.858 | 50.5455 | 44.9935 | 44.9935 | 44.9935 | 5.552 | 50.5455 | 0 | 0 | 0 | 0 | 0 | 0 | 0 | 0 | 0 | 266.6904 | 215.2339 | 215.2339 | 215.2339 | 51.4565 | 266.6904 | 2190.8078 | 2190.8078 | 828.2574 | 828.2574 | 603.4387 | 603.4387 | 0 | 0 | 759.1117 | 759.1117 | 367802593.838 | 1138487894.2227 | 234699815.3175 | 0 | 1740.9903 | 32.407 | 0 | 0 | 0 | 695.3231 | 79 | 2432 | 3689.5386 | 608 | 152 | 0.18341
1364 | 566.5595 | 300.2 | 200 | 800 | 0 | 100% | 99.2808 | 116.0606 | 115.993 | 115.993 | 1 | 116.0606 | 99.543 | 221.4409 | 208.8229 | 208.8229 | 208.8229 | 12.618 | 221.4409 | 50.5358 | 44.9839 | 44.9839 | 44.9839 | 5.5519 | 50.5358 | 0 | 0 | 0 | 0 | 0 | 0 | 0 | 0 | 0 | 267.1997 | 215.5216 | 215.5216 | 215.5216 | 51.6781 | 267.1997 | 2273.1751 | 2273.1751 | 910.8995 | 910.8995 | 603.3171 | 603.3171 | 0 | 0 | 758.9586 | 758.9586 | 372201094.411 | 1138500259.4752 | 233291205.11 | 0 | 1743.9926 | 35.5469 | 0 | 0 | 0 | 764.8554 | 79 | 2432 | 3689.5386 | 608 | 152 | 0.18233
1365 | 618.065 | 300.2 | 200 | 800 | 0 | 100% | 99.4521 | 120.0991 | 120.0437 | 120.0437 | 1 | 120.0991 | 99.6589 | 239.0378 | 225.4148 | 225.4148 | 225.4148 | 13.6231 | 239.0378 | 50.527 | 44.9751 | 44.9751 | 44.9751 | 5.5519 | 50.527 | 0 | 0 | 0 | 0 | 0 | 0 | 0 | 0 | 0 | 268.6328 | 216.5711 | 216.5711 | 216.5711 | 52.0617 | 268.6328 | 2355.5457 | 2355.5457 | 993.5236 | 993.5236 | 603.2048 | 603.2048 | 0 | 0 | 758.8173 | 758.8173 | 375886334.0156 | 1138510394.3743 | 231627277.3939 | 0 | 1746.024 | 38.4338 | 0 | 0 | 0 | 834.3877 | 79 | 2432 | 3689.5386 | 608 | 152 | 0.18105
1366 | 669.5704 | 300.2 | 200 | 800 | 0 | 100% | 99.6119 | 124.1787 | 124.1497 | 124.1497 | 1 | 124.1787 | 99.7527 | 256.7377 | 242.1035 | 242.1035 | 242.1035 | 14.6342 | 256.7377 | 50.5188 | 44.967 | 44.967 | 44.967 | 5.5518 | 50.5188 | 0 | 0 | 0 | 0 | 0 | 0 | 0 | 0 | 0 | 270.0458 | 217.6166 | 217.6166 | 217.6166 | 52.4292 | 270.0458 | 2437.919 | 2437.919 | 1076.1317 | 1076.1317 | 603.1008 | 603.1008 | 0 | 0 | 758.6865 | 758.6865 | 378879690.8445 | 1138518980.7228 | 230268514.8799 | 0 | 1747.6672 | 41.0823 | 0 | 0 | 0 | 903.92 | 79 | 2432 | 3689.5386 | 608 | 152 | 0.18
1367 | 721.0758 | 300.2 | 200 | 800 | 0 | 100% | 99.7146 | 128.2972 | 128.287 | 128.287 | 1 | 128.2972 | 99.815 | 274.4929 | 258.8443 | 258.8443 | 258.8443 | 15.6486 | 274.4929 | 50.5113 | 44.9595 | 44.9595 | 44.9595 | 5.5518 | 50.5113 | 0 | 0 | 0 | 0 | 0 | 0 | 0 | 0 | 0 | 271.564 | 218.7596 | 218.7596 | 218.7596 | 52.8044 | 271.564 | 2520.2949 | 2520.2949 | 1158.7255 | 1158.7255 | 603.0042 | 603.0042 | 0 | 0 | 758.5651 | 758.5651 | 381442207.9905 | 1138525424.1388 | 228790568.2079 | 0 | 1748.7582 | 43.5262 | 0 | 0 | 0 | 973.4523 | 79 | 2432 | 3689.5386 | 608 | 152 | 0.17886
1368 | 772.5812 | 300.2 | 200 | 800 | 0 | 100% | 99.7945 | 132.4389 | 132.4486 | 132.4486 | 1 | 132.4389 | 99.8597 | 292.2708 | 275.6064 | 275.6064 | 275.6064 | 16.6645 | 292.2708 | 50.5044 | 44.9526 | 44.9526 | 44.9526 | 5.5518 | 50.5044 | 0 | 0 | 0 | 0 | 0 | 0 | 0 | 0 | 0 | 273.1027 | 219.9211 | 219.9211 | 219.9211 | 53.1816 | 273.1027 | 2602.673 | 2602.673 | 1241.3066 | 1241.3066 | 602.9144 | 602.9144 | 0 | 0 | 758.452 | 758.452 | 383694024.852 | 1138530325.7885 | 227317654.8796 | 0 | 1749.542 | 45.783 | 0 | 0 | 0 | 1042.9846 | 79 | 2432 | 3689.5386 | 608 | 152 | 0.17773
1369 | 824.0866 | 300.2 | 200 | 800 | 0 | 100% | 99.8402 | 136.6021 | 136.6411 | 136.6411 | 1 | 136.6021 | 99.8961 | 310.0433 | 292.3632 | 292.3632 | 292.3632 | 17.6801 | 310.0433 | 50.4979 | 44.9462 | 44.9462 | 44.9462 | 5.5517 | 50.4979 | 0 | 0 | 0 | 0 | 0 | 0 | 0 | 0 | 0 | 274.7129 | 221.1429 | 221.1429 | 221.1429 | 53.57 | 274.7129 | 2685.0532 | 2685.0532 | 1323.8762 | 1323.8762 | 602.8305 | 602.8305 | 0 | 0 | 758.3465 | 758.3465 | 385670041.8249 | 1138533812.9706 | 225975513.7769 | 0 | 1750.1794 | 47.8683 | 0 | 0 | 0 | 1112.5169 | 79 | 2432 | 3689.5386 | 608 | 152 | 0.17669
1370 | 875.592 | 300.2 | 200 | 800 | 0 | 100% | 99.863 | 140.7755 | 140.8475 | 140.8475 | 1 | 140.7755 | 99.9324 | 327.834 | 309.1371 | 309.1371 | 309.1371 | 18.6969 | 327.834 | 50.492 | 44.9402 | 44.9402 | 44.9402 | 5.5517 | 50.492 | 0 | 0 | 0 | 0 | 0 | 0 | 0 | 0 | 0 | 276.1863 | 222.2625 | 222.2625 | 222.2625 | 53.9238 | 276.1863 | 2767.4352 | 2767.4352 | 1406.4353 | 1406.4353 | 602.752 | 602.752 | 0 | 0 | 758.2478 | 758.2478 | 387387792.6252 | 1138535643.9236 | 224892482.2252 | 0 | 1750.8159 | 49.7983 | 0 | 0 | 0 | 1182.0492 | 79 | 2432 | 3689.5386 | 608 | 152 | 0.17586
1371 | 927.0974 | 300.2 | 200 | 800 | 0 | 100% | 99.9087 | 144.9505 | 145.0417 | 145.0417 | 1 | 144.9505 | 99.9602 | 345.6696 | 325.9532 | 325.9532 | 325.9532 | 19.7164 | 345.6696 | 50.4864 | 44.9347 | 44.9347 | 44.9347 | 5.5517 | 50.4864 | 0 | 0 | 0 | 0 | 0 | 0 | 0 | 0 | 0 | 277.4114 | 223.1861 | 223.1861 | 223.1861 | 54.2253 | 277.4114 | 2849.8189 | 2849.8189 | 1488.9851 | 1488.9851 | 602.6785 | 602.6785 | 0 | 0 | 758.1553 | 758.1553 | 388865951.1817 | 1138537293.8001 | 223898724.9166 | 0 | 1751.302 | 51.5927 | 0 | 0 | 0 | 1251.5815 | 79 | 2432 | 3689.5386 | 608 | 152 | 0.1751
1372 | 978.6028 | 300.2 | 200 | 800 | 0 | 100% | 99.9315 | 149.1305 | 149.2186 | 149.2186 | 1 | 149.1305 | 99.9694 | 363.5393 | 342.8014 | 342.8014 | 342.8014 | 20.7379 | 363.5393 | 50.4812 | 44.9295 | 44.9295 | 44.9295 | 5.5517 | 50.4812 | 0 | 0 | 0 | 0 | 0 | 0 | 0 | 0 | 0 | 278.4779 | 223.9879 | 223.9879 | 223.9879 | 54.4899 | 278.4779 | 2932.2041 | 2932.2041 | 1571.5263 | 1571.5263 | 602.6094 | 602.6094 | 0 | 0 | 758.0684 | 758.0684 | 390190583.2351 | 1138538793.8981 | 222733933.9833 | 0 | 1751.4633 | 53.2722 | 0 | 0 | 0 | 1321.1138 | 79 | 2432 | 3689.5386 | 608 | 152 | 0.1742
1373 | 1030.1083 | 300.2 | 200 | 800 | 0 | 100% | 99.9543 | 153.3182 | 153.4074 | 153.4074 | 1 | 153.3182 | 99.9779 | 381.3903 | 359.6319 | 359.6319 | 359.6319 | 21.7584 | 381.3903 | 50.4763 | 44.9246 | 44.9246 | 44.9246 | 5.5517 | 50.4763 | 0 | 0 | 0 | 0 | 0 | 0 | 0 | 0 | 0 | 279.5085 | 224.7697 | 224.7697 | 224.7697 | 54.7388 | 279.5085 | 3014.5906 | 3014.5906 | 1654.0597 | 1654.0597 | 602.5443 | 602.5443 | 0 | 0 | 757.9866 | 757.9866 | 391455007.1933 | 1138540116.6341 | 221617115.403 | 0 | 1751.6122 | 54.8393 | 0 | 0 | 0 | 1390.6462 | 79 | 2432 | 3689.5386 | 608 | 152 | 0.17334
1374 | 20.6022 | 353.4 | 200 | 800 | 0 | 100% | 75.4909 | 91.9462 | 91.8845 | 91.8845 | 1 | 91.9462 | 84.1606 | 88.0659 | 83.0613 | 83.0613 | 83.0613 | 5.0045 | 88.0659 | 56.7074 | 50.4934 | 50.4934 | 50.4934 | 6.214 | 56.7074 | 0 | 0 | 0 | 0 | 0 | 0 | 0 | 0 | 0 | 266.686 | 216.4649 | 216.4649 | 216.4649 | 50.2211 | 266.686 | 1506.6321 | 1506.6321 | 33.2188 | 33.2188 | 712.2744 | 712.2744 | 0 | 0 | 761.1389 | 761.1389 | 35295351.4016 | 1197451651.8895 | 241746012.3855 | 0 | 1474.493 | 5.7151 | 0 | 0 | 0 | 27.8129 | 93 | 2432 | 3689.5386 | 608 | 152 | 0.18835
1375 | 51.5054 | 353.4 | 200 | 800 | 0 | 100% | 78.4361 | 91.9519 | 91.8752 | 91.8752 | 1 | 91.9519 | 86.9984 | 90.4024 | 85.2637 | 85.2637 | 85.2637 | 5.1387 | 90.4024 | 56.6822 | 50.4694 | 50.4694 | 50.4694 | 6.2128 | 56.6822 | 0 | 0 | 0 | 0 | 0 | 0 | 0 | 0 | 0 | 267.5413 | 217.1255 | 217.1255 | 217.1255 | 50.4158 | 267.5413 | 1556.019 | 1556.019 | 83.0234 | 83.0234 | 712.0724 | 712.0724 | 0 | 0 | 760.9232 | 760.9232 | 85858738.4229 | 1197688796.766 | 240664640.7611 | 0 | 1524.2122 | 7.1604 | 0 | 0 | 0 | 69.5323 | 93 | 2432 | 3689.5386 | 608 | 152 | 0.18766
1376 | 154.5162 | 353.4 | 200 | 800 | 0 | 100% | 88.0822 | 94.1637 | 93.8831 | 93.8831 | 1 | 94.1637 | 93.8226 | 101.0881 | 95.3376 | 95.3376 | 95.3376 | 5.7505 | 101.0881 | 56.6197 | 50.4092 | 50.4092 | 50.4092 | 6.2105 | 56.6197 | 0 | 0 | 0 | 0 | 0 | 0 | 0 | 0 | 0 | 292.0642 | 236.6528 | 236.6528 | 236.6528 | 55.4114 | 292.0642 | 1720.6698 | 1720.6698 | 248.8683 | 248.8683 | 711.4952 | 711.4952 | 0 | 0 | 760.3063 | 760.3063 | 228651146.3455 | 1198148750.9578 | 216971477.7095 | 0 | 1643.7714 | 13.6119 | 0 | 0 | 0 | 208.5969 | 93 | 2432 | 3689.5386 | 608 | 152 | 0.16975
1377 | 206.0217 | 353.4 | 200 | 800 | 0 | 100% | 92.2945 | 96.4564 | 96.2044 | 96.2044 | 1 | 96.4564 | 95.7126 | 111.0837 | 104.7626 | 104.7626 | 104.7626 | 6.3212 | 111.0837 | 56.597 | 50.3871 | 50.3871 | 50.3871 | 6.2099 | 56.597 | 0 | 0 | 0 | 0 | 0 | 0 | 0 | 0 | 0 | 308.7553 | 249.83 | 249.83 | 249.83 | 58.9252 | 308.7553 | 1803.0081 | 1803.0081 | 331.7107 | 331.7107 | 711.2515 | 711.2515 | 0 | 0 | 760.0459 | 760.0459 | 274553731.2573 | 1198263215.3921 | 204068378.4046 | 0 | 1676.8853 | 17.5208 | 0 | 0 | 0 | 278.1292 | 93 | 2432 | 3689.5386 | 608 | 152 | 0.15981
1378 | 257.5271 | 353.4 | 200 | 800 | 0 | 100% | 95.0342 | 99.3225 | 99.3009 | 99.3009 | 1 | 99.3225 | 97.0038 | 127.1035 | 119.8686 | 119.8686 | 119.8686 | 7.2349 | 127.1035 | 56.578 | 50.3685 | 50.3685 | 50.3685 | 6.2095 | 56.578 | 0 | 0 | 0 | 0 | 0 | 0 | 0 | 0 | 0 | 309.7871 | 250.3358 | 250.3358 | 250.3358 | 59.4514 | 309.7871 | 1885.3534 | 1885.3534 | 414.5103 | 414.5103 | 711.0319 | 711.0319 | 0 | 0 | 759.8112 | 759.8112 | 297202774.3737 | 1198331332.0889 | 203971767.2676 | 0 | 1699.5059 | 21.3958 | 0 | 0 | 0 | 347.6615 | 93 | 2432 | 3689.5386 | 608 | 152 | 0.15974
1379 | 309.0325 | 353.4 | 200 | 800 | 0 | 100% | 96.758 | 102.4268 | 102.5005 | 102.5005 | 1 | 102.4268 | 98.0605 | 145.3465 | 137.0711 | 137.0711 | 137.0711 | 8.2755 | 145.3465 | 56.5618 | 50.3525 | 50.3525 | 50.3525 | 6.2093 | 56.5618 | 0 | 0 | 0 | 0 | 0 | 0 | 0 | 0 | 0 | 302.4063 | 244.129 | 244.129 | 244.129 | 58.2773 | 302.4063 | 1967.7046 | 1967.7046 | 497.2732 | 497.2732 | 710.8329 | 710.8329 | 0 | 0 | 759.5986 | 759.5986 | 310892780.3144 | 1198373139.7282 | 208754426.4678 | 0 | 1718.0203 | 25.0128 | 0 | 0 | 0 | 417.1938 | 93 | 2432 | 3689.5386 | 608 | 152 | 0.16342
1380 | 360.5379 | 353.4 | 200 | 800 | 0 | 100% | 98.1279 | 105.7148 | 105.7996 | 105.7996 | 1 | 105.7148 | 98.8904 | 164.1694 | 154.82 | 154.82 | 154.82 | 9.3494 | 164.1694 | 56.5477 | 50.3386 | 50.3386 | 50.3386 | 6.2091 | 56.5477 | 0 | 0 | 0 | 0 | 0 | 0 | 0 | 0 | 0 | 294.5233 | 237.573 | 237.573 | 237.573 | 56.9503 | 294.5233 | 2050.061 | 2050.061 | 580.0043 | 580.0043 | 710.6518 | 710.6518 | 0 | 0 | 759.405 | 759.405 | 320555878.4143 | 1198397880.4446 | 213606225.2247 | 0 | 1732.56 | 28.4115 | 0 | 0 | 0 | 486.7262 | 93 | 2432 | 3689.5386 | 608 | 152 | 0.16716
1381 | 412.0433 | 353.4 | 200 | 800 | 0 | 100% | 98.9498 | 109.3105 | 109.2381 | 109.2381 | 1 | 109.3105 | 99.3097 | 183.1053 | 172.6752 | 172.6752 | 172.6752 | 10.4301 | 183.1053 | 56.5351 | 50.3261 | 50.3261 | 50.3261 | 6.209 | 56.5351 | 0 | 0 | 0 | 0 | 0 | 0 | 0 | 0 | 0 | 291.6281 | 235.0548 | 235.0548 | 235.0548 | 56.5733 | 291.6281 | 2132.4219 | 2132.4219 | 662.7076 | 662.7076 | 710.4862 | 710.4862 | 0 | 0 | 759.2281 | 759.2281 | 328068435.3687 | 1198413816.9787 | 213424206.223 | 0 | 1739.9065 | 31.7641 | 0 | 0 | 0 | 556.2585 | 93 | 2432 | 3689.5386 | 608 | 152 | 0.16702
1382 | 463.5487 | 353.4 | 200 | 800 | 0 | 100% | 99.258 | 113.2193 | 113.0897 | 113.0897 | 1 | 113.2193 | 99.4773 | 202.1875 | 190.6682 | 190.6682 | 190.6682 | 11.5194 | 202.1875 | 56.5238 | 50.3148 | 50.3148 | 50.3148 | 6.209 | 56.5238 | 0 | 0 | 0 | 0 | 0 | 0 | 0 | 0 | 0 | 293.7728 | 236.6032 | 236.6032 | 236.6032 | 57.1696 | 293.7728 | 2214.7868 | 2214.7868 | 745.3867 | 745.3867 | 710.3343 | 710.3343 | 0 | 0 | 759.0658 | 759.0658 | 333864761.6916 | 1198424487.2926 | 210552423.7202 | 0 | 1742.8417 | 34.9673 | 0 | 0 | 0 | 625.7908 | 93 | 2432 | 3689.5386 | 608 | 152 | 0.16481
1383 | 515.0541 | 353.4 | 200 | 800 | 0 | 100% | 99.4292 | 117.2625 | 117.164 | 117.164 | 1 | 117.2625 | 99.5881 | 221.3478 | 208.7345 | 208.7345 | 208.7345 | 12.6133 | 221.3478 | 56.5136 | 50.3046 | 50.3046 | 50.3046 | 6.2089 | 56.5136 | 0 | 0 | 0 | 0 | 0 | 0 | 0 | 0 | 0 | 297.2348 | 239.2412 | 239.2412 | 239.2412 | 57.9935 | 297.2348 | 2297.1551 | 2297.1551 | 828.0443 | 828.0443 | 710.1944 | 710.1944 | 0 | 0 | 758.9163 | 758.9163 | 338618817.548 | 1198430939.7841 | 207734018.8777 | 0 | 1744.7838 | 37.9121 | 0 | 0 | 0 | 695.3231 | 93 | 2432 | 3689.5386 | 608 | 152 | 0.16264
1384 | 566.5595 | 353.4 | 200 | 800 | 0 | 100% | 99.5434 | 121.3319 | 121.2919 | 121.2919 | 1 | 121.3319 | 99.6984 | 240.4796 | 226.7737 | 226.7737 | 226.7737 | 13.7059 | 240.4796 | 56.5042 | 50.2953 | 50.2953 | 50.2953 | 6.2089 | 56.5042 | 0 | 0 | 0 | 0 | 0 | 0 | 0 | 0 | 0 | 300.2683 | 241.5546 | 241.5546 | 241.5546 | 58.7138 | 300.2683 | 2379.5264 | 2379.5264 | 910.683 | 910.683 | 710.0652 | 710.0652 | 0 | 0 | 758.7782 | 758.7782 | 342626754.4724 | 1198435685.376 | 205652764.3297 | 0 | 1746.7152 | 40.597 | 0 | 0 | 0 | 764.8554 | 93 | 2432 | 3689.5386 | 608 | 152 | 0.16104
1385 | 618.065 | 353.4 | 200 | 800 | 0 | 100% | 99.6804 | 125.4106 | 125.4121 | 125.4121 | 1 | 125.4106 | 99.7948 | 259.673 | 244.8708 | 244.8708 | 244.8708 | 14.8022 | 259.673 | 56.4955 | 50.2866 | 50.2866 | 50.2866 | 6.2089 | 56.4955 | 0 | 0 | 0 | 0 | 0 | 0 | 0 | 0 | 0 | 302.5602 | 243.287 | 243.287 | 243.287 | 59.2732 | 302.5602 | 2461.9006 | 2461.9006 | 993.3048 | 993.3048 | 709.9455 | 709.9455 | 0 | 0 | 758.6503 | 758.6503 | 345860311.0759 | 1198439446.8741 | 204104833.9299 | 0 | 1748.4046 | 43.0617 | 0 | 0 | 0 | 834.3877 | 93 | 2432 | 3689.5386 | 608 | 152 | 0.15985
1386 | 669.5704 | 353.4 | 200 | 800 | 0 | 100% | 99.7831 | 129.5202 | 129.5512 | 129.5512 | 1 | 129.5202 | 99.8662 | 279.0076 | 263.101 | 263.101 | 263.101 | 15.9067 | 279.0076 | 56.4875 | 50.2786 | 50.2786 | 50.2786 | 6.2089 | 56.4875 | 0 | 0 | 0 | 0 | 0 | 0 | 0 | 0 | 0 | 304.5648 | 244.804 | 244.804 | 244.804 | 59.7608 | 304.5648 | 2544.2771 | 2544.2771 | 1075.9116 | 1075.9116 | 709.8342 | 709.8342 | 0 | 0 | 758.5314 | 758.5314 | 348512454.6843 | 1198442576.4881 | 202700343.7466 | 0 | 1749.6554 | 45.3403 | 0 | 0 | 0 | 903.92 | 93 | 2432 | 3689.5386 | 608 | 152 | 0.15877
1387 | 721.0758 | 353.4 | 200 | 800 | 0 | 100% | 99.8858 | 133.652 | 133.7113 | 133.7113 | 1 | 133.652 | 99.9223 | 298.398 | 281.3836 | 281.3836 | 281.3836 | 17.0145 | 298.398 | 56.48 | 50.2711 | 50.2711 | 50.2711 | 6.2089 | 56.48 | 0 | 0 | 0 | 0 | 0 | 0 | 0 | 0 | 0 | 306.4346 | 246.2208 | 246.2208 | 246.2208 | 60.2137 | 306.4346 | 2626.6559 | 2626.6559 | 1158.5048 | 1158.5048 | 709.7305 | 709.7305 | 0 | 0 | 758.4206 | 758.4206 | 350767948.9596 | 1198445255.7181 | 201424770.3999 | 0 | 1750.638 | 47.4488 | 0 | 0 | 0 | 973.4523 | 93 | 2432 | 3689.5386 | 608 | 152 | 0.15778
1388 | 772.5812 | 353.4 | 200 | 800 | 0 | 100% | 99.9201 | 137.8078 | 137.8767 | 137.8767 | 1 | 137.8078 | 99.95 | 317.7997 | 299.6766 | 299.6766 | 299.6766 | 18.1231 | 317.7997 | 56.473 | 50.2642 | 50.2642 | 50.2642 | 6.2088 | 56.473 | 0 | 0 | 0 | 0 | 0 | 0 | 0 | 0 | 0 | 308.3889 | 247.7088 | 247.7088 | 247.7088 | 60.6801 | 308.3889 | 2709.0366 | 2709.0366 | 1241.0858 | 1241.0858 | 709.6337 | 709.6337 | 0 | 0 | 758.3171 | 758.3171 | 352773937.4612 | 1198447582.0621 | 199902538.1836 | 0 | 1751.1241 | 49.4135 | 0 | 0 | 0 | 1042.9846 | 93 | 2432 | 3689.5386 | 608 | 152 | 0.15661
1389 | 824.0866 | 353.4 | 200 | 800 | 0 | 100% | 99.9315 | 141.9834 | 142.0628 | 142.0628 | 1 | 141.9834 | 99.9683 | 337.1772 | 317.9468 | 317.9468 | 317.9468 | 19.2304 | 337.1772 | 56.4665 | 50.2577 | 50.2577 | 50.2577 | 6.2088 | 56.4665 | 0 | 0 | 0 | 0 | 0 | 0 | 0 | 0 | 0 | 310.3968 | 249.2506 | 249.2506 | 249.2506 | 61.1462 | 310.3968 | 2791.4191 | 2791.4191 | 1323.6558 | 1323.6558 | 709.5431 | 709.5431 | 0 | 0 | 758.2203 | 758.2203 | 354551823.8653 | 1198449850.1746 | 198443467.1795 | 0 | 1751.4451 | 51.2407 | 0 | 0 | 0 | 1112.5169 | 93 | 2432 | 3689.5386 | 608 | 152 | 0.15549
1390 | 875.592 | 353.4 | 200 | 800 | 0 | 100% | 99.9658 | 146.1673 | 146.2441 | 146.2441 | 1 | 146.1673 | 99.9779 | 356.5769 | 336.2377 | 336.2377 | 336.2377 | 20.3392 | 356.5769 | 56.4604 | 50.2515 | 50.2515 | 50.2515 | 6.2088 | 56.4604 | 0 | 0 | 0 | 0 | 0 | 0 | 0 | 0 | 0 | 312.1986 | 250.6381 | 250.6381 | 250.6381 | 61.5604 | 312.1986 | 2873.8032 | 2873.8032 | 1406.2157 | 1406.2157 | 709.458 | 709.458 | 0 | 0 | 758.1294 | 758.1294 | 356069499.5963 | 1198451672.3016 | 197092494.0771 | 0 | 1751.6137 | 52.9444 | 0 | 0 | 0 | 1182.0492 | 93 | 2432 | 3689.5386 | 608 | 152 | 0.15445
1391 | 927.0974 | 353.4 | 200 | 800 | 0 | 100% | 99.9772 | 150.3548 | 150.4288 | 150.4288 | 1 | 150.3548 | 99.9864 | 376.0339 | 354.5826 | 354.5826 | 354.5826 | 21.4513 | 376.0339 | 56.4546 | 50.2458 | 50.2458 | 50.2458 | 6.2088 | 56.4546 | 0 | 0 | 0 | 0 | 0 | 0 | 0 | 0 | 0 | 313.7366 | 251.818 | 251.818 | 251.818 | 61.9187 | 313.7366 | 2956.1888 | 2956.1888 | 1488.7666 | 1488.7666 | 709.3781 | 709.3781 | 0 | 0 | 758.044 | 758.044 | 357379144.9556 | 1198452735.9217 | 195930596.3468 | 0 | 1751.7625 | 54.5333 | 0 | 0 | 0 | 1251.5815 | 93 | 2432 | 3689.5386 | 608 | 152 | 0.15355
1392 | 978.6028 | 353.4 | 200 | 800 | 0 | 100% | 99.9886 | 154.5501 | 154.6218 | 154.6218 | 1 | 154.5501 | 99.9909 | 395.526 | 372.9605 | 372.9605 | 372.9605 | 22.5655 | 395.526 | 56.4493 | 50.2405 | 50.2405 | 50.2405 | 6.2088 | 56.4493 | 0 | 0 | 0 | 0 | 0 | 0 | 0 | 0 | 0 | 315.1585 | 252.9091 | 252.9091 | 252.9091 | 62.2494 | 315.1585 | 3038.5758 | 3038.5758 | 1571.3092 | 1571.3092 | 709.3029 | 709.3029 | 0 | 0 | 757.9636 | 757.9636 | 358556590.3422 | 1198453606.0859 | 194830958.4834 | 0 | 1751.8412 | 56.0197 | 0 | 0 | 0 | 1321.1138 | 93 | 2432 | 3689.5386 | 608 | 152 | 0.1527
1393 | 1030.1083 | 353.4 | 200 | 800 | 0 | 100% | 99.9886 | 158.7529 | 158.829 | 158.829 | 1 | 158.7529 | 99.9954 | 415.0032 | 391.3243 | 391.3243 | 391.3243 | 23.6789 | 415.0032 | 56.4442 | 50.2354 | 50.2354 | 50.2354 | 6.2088 | 56.4442 | 0 | 0 | 0 | 0 | 0 | 0 | 0 | 0 | 0 | 316.5525 | 253.9824 | 253.9824 | 253.9824 | 62.57 | 316.5525 | 3120.964 | 3120.964 | 1653.8442 | 1653.8442 | 709.2319 | 709.2319 | 0 | 0 | 757.8878 | 757.8878 | 359661508.0682 | 1198454194.0982 | 193804130.4326 | 0 | 1751.9198 | 57.4123 | 0 | 0 | 0 | 1390.6462 | 93 | 2432 | 3689.5386 | 608 | 152 | 0.15191
1394 | 20.6022 | 402.8 | 200 | 800 | 0 | 100% | 83.1507 | 92.9452 | 92.9529 | 92.9529 | 1 | 92.9452 | 88.9157 | 93.1689 | 87.8716 | 87.8716 | 87.8716 | 5.2973 | 93.1689 | 62.4071 | 55.5652 | 55.5652 | 55.5652 | 6.8419 | 62.4071 | 0 | 0 | 0 | 0 | 0 | 0 | 0 | 0 | 0 | 225.8433 | 183.1253 | 183.1253 | 183.1253 | 42.7179 | 225.8433 | 1605.3198 | 1605.3198 | 33.2006 | 33.2006 | 811.3961 | 811.3961 | 0 | 0 | 760.7231 | 760.7231 | 33349185.688 | 1239580706.3123 | 284872298.921 | 0 | 1557.8022 | 12.1574 | 0 | 0 | 0 | 27.8129 | 106 | 2432 | 3689.5386 | 608 | 152 | 0.22206
1395 | 51.5054 | 402.8 | 200 | 800 | 0 | 100% | 85.8333 | 93.556 | 93.5158 | 93.5158 | 1 | 93.556 | 91.075 | 95.5852 | 90.1493 | 90.1493 | 90.1493 | 5.4359 | 95.5852 | 62.3857 | 55.5446 | 55.5446 | 55.5446 | 6.8411 | 62.3857 | 0 | 0 | 0 | 0 | 0 | 0 | 0 | 0 | 0 | 233.3788 | 189.1791 | 189.1791 | 189.1791 | 44.1997 | 233.3788 | 1654.7146 | 1654.7146 | 82.9812 | 82.9812 | 811.1969 | 811.1969 | 0 | 0 | 760.5364 | 760.5364 | 81158402.7302 | 1239740165.0019 | 274735711.3479 | 0 | 1595.6343 | 13.8647 | 0 | 0 | 0 | 69.5323 | 106 | 2432 | 3689.5386 | 608 | 152 | 0.21425
1396 | 154.5162 | 402.8 | 200 | 800 | 0 | 100% | 91.9292 | 97.5713 | 97.2794 | 97.2794 | 1 | 97.5713 | 95.7177 | 107.2288 | 101.1267 | 101.1267 | 101.1267 | 6.1022 | 107.2288 | 62.3307 | 55.4914 | 55.4914 | 55.4914 | 6.8394 | 62.3307 | 0 | 0 | 0 | 0 | 0 | 0 | 0 | 0 | 0 | 283.2041 | 229.0265 | 229.0265 | 229.0265 | 54.1776 | 283.2041 | 1819.3863 | 1819.3863 | 248.7671 | 248.7671 | 810.6219 | 810.6219 | 0 | 0 | 759.9973 | 759.9973 | 215350581.5447 | 1240051987.983 | 221571180.7119 | 0 | 1676.9738 | 20.7865 | 0 | 0 | 0 | 208.5969 | 106 | 2432 | 3689.5386 | 608 | 152 | 0.1733
1397 | 206.0217 | 402.8 | 200 | 800 | 0 | 100% | 94.8858 | 100.292 | 100.0739 | 100.0739 | 1 | 100.292 | 97.1168 | 118.098 | 111.3754 | 111.3754 | 111.3754 | 6.7226 | 118.098 | 62.31 | 55.4711 | 55.4711 | 55.4711 | 6.839 | 62.31 | 0 | 0 | 0 | 0 | 0 | 0 | 0 | 0 | 0 | 307.5622 | 248.3748 | 248.3748 | 248.3748 | 59.1875 | 307.5622 | 1901.7329 | 1901.7329 | 331.5891 | 331.5891 | 810.3765 | 810.3765 | 0 | 0 | 759.7672 | 759.7672 | 258066782.6695 | 1240128133.0706 | 203291362.5424 | 0 | 1701.4863 | 24.3172 | 0 | 0 | 0 | 278.1292 | 106 | 2432 | 3689.5386 | 608 | 152 | 0.15922
1398 | 257.5271 | 402.8 | 200 | 800 | 0 | 100% | 97.0776 | 103.3815 | 103.3786 | 103.3786 | 1 | 103.3815 | 98.1429 | 135.3334 | 127.6277 | 127.6277 | 127.6277 | 7.7057 | 135.3334 | 62.2924 | 55.4537 | 55.4537 | 55.4537 | 6.8387 | 62.2924 | 0 | 0 | 0 | 0 | 0 | 0 | 0 | 0 | 0 | 313.2976 | 252.7135 | 252.7135 | 252.7135 | 60.5841 | 313.2976 | 1984.0852 | 1984.0852 | 414.3726 | 414.3726 | 810.154 | 810.154 | 0 | 0 | 759.5586 | 759.5586 | 279032198.8568 | 1240174927.0249 | 200256574.7328 | 0 | 1719.4637 | 27.6866 | 0 | 0 | 0 | 347.6615 | 106 | 2432 | 3689.5386 | 608 | 152 | 0.15688
1399 | 309.0325 | 402.8 | 200 | 800 | 0 | 100% | 98.2534 | 106.7086 | 106.7034 | 106.7034 | 1 | 106.7086 | 98.8784 | 154.8832 | 146.0622 | 146.0622 | 146.0622 | 8.821 | 154.8832 | 62.2769 | 55.4384 | 55.4384 | 55.4384 | 6.8385 | 62.2769 | 0 | 0 | 0 | 0 | 0 | 0 | 0 | 0 | 0 | 311.3653 | 250.9146 | 250.9146 | 250.9146 | 60.4507 | 311.3653 | 2066.4425 | 2066.4425 | 497.1227 | 497.1227 | 809.9513 | 809.9513 | 0 | 0 | 759.3686 | 759.3686 | 291568415.985 | 1240205466.6754 | 200575966.1552 | 0 | 1732.3498 | 30.9095 | 0 | 0 | 0 | 417.1938 | 106 | 2432 | 3689.5386 | 608 | 152 | 0.15713
1400 | 360.5379 | 402.8 | 200 | 800 | 0 | 100% | 98.9726 | 110.3246 | 110.2844 | 110.2844 | 1 | 110.3246 | 99.3232 | 175.1163 | 165.1409 | 165.1409 | 165.1409 | 9.9754 | 175.1163 | 62.2631 | 55.4247 | 55.4247 | 55.4247 | 6.8384 | 62.2631 | 0 | 0 | 0 | 0 | 0 | 0 | 0 | 0 | 0 | 311.1601 | 250.5268 | 250.5268 | 250.5268 | 60.6333 | 311.1601 | 2148.8043 | 2148.8043 | 579.8437 | 579.8437 | 809.7659 | 809.7659 | 0 | 0 | 759.1947 | 759.1947 | 300375497.9285 | 1240224757.5733 | 199542361.9591 | 0 | 1740.1426 | 34.0118 | 0 | 0 | 0 | 486.7262 | 106 | 2432 | 3689.5386 | 608 | 152 | 0.15633
1401 | 412.0433 | 402.8 | 200 | 800 | 0 | 100% | 99.3151 | 114.2095 | 114.1005 | 114.1005 | 1 | 114.2095 | 99.499 | 195.4785 | 184.3409 | 184.3409 | 184.3409 | 11.1376 | 195.4785 | 62.2508 | 55.4125 | 55.4125 | 55.4125 | 6.8383 | 62.2508 | 0 | 0 | 0 | 0 | 0 | 0 | 0 | 0 | 0 | 314.8332 | 253.2724 | 253.2724 | 253.2724 | 61.5608 | 314.8332 | 2231.1698 | 2231.1698 | 662.5391 | 662.5391 | 809.5956 | 809.5956 | 0 | 0 | 759.0351 | 759.0351 | 307150533.8866 | 1240236556.2713 | 195835733.7525 | 0 | 1743.2228 | 37.0042 | 0 | 0 | 0 | 556.2585 | 106 | 2432 | 3689.5386 | 608 | 152 | 0.15348
1402 | 463.5487 | 402.8 | 200 | 800 | 0 | 100% | 99.4521 | 118.2402 | 118.1649 | 118.1649 | 1 | 118.2402 | 99.6104 | 215.9584 | 203.6517 | 203.6517 | 203.6517 | 12.3067 | 215.9584 | 62.2396 | 55.4013 | 55.4013 | 55.4013 | 6.8383 | 62.2396 | 0 | 0 | 0 | 0 | 0 | 0 | 0 | 0 | 0 | 319.7911 | 257.0831 | 257.0831 | 257.0831 | 62.708 | 319.7911 | 2313.5388 | 2313.5388 | 745.2121 | 745.2121 | 809.4387 | 809.4387 | 0 | 0 | 758.888 | 758.888 | 312476342.2022 | 1240246898.1859 | 192450454.3008 | 0 | 1745.1737 | 39.7696 | 0 | 0 | 0 | 625.7908 | 106 | 2432 | 3689.5386 | 608 | 152 | 0.15087
1403 | 515.0541 | 402.8 | 200 | 800 | 0 | 100% | 99.589 | 122.31 | 122.2971 | 122.2971 | 1 | 122.31 | 99.7203 | 236.4594 | 222.9821 | 222.9821 | 222.9821 | 13.4772 | 236.4594 | 62.2292 | 55.391 | 55.391 | 55.391 | 6.8382 | 62.2292 | 0 | 0 | 0 | 0 | 0 | 0 | 0 | 0 | 0 | 324.0453 | 260.3664 | 260.3664 | 260.3664 | 63.6789 | 324.0453 | 2395.9107 | 2395.9107 | 827.865 | 827.865 | 809.2937 | 809.2937 | 0 | 0 | 758.752 | 758.752 | 316899584.7038 | 1240253204.6542 | 189946253.9946 | 0 | 1747.099 | 42.298 | 0 | 0 | 0 | 695.3231 | 106 | 2432 | 3689.5386 | 608 | 152 | 0.14894
1404 | 566.5595 | 402.8 | 200 | 800 | 0 | 100% | 99.726 | 126.3942 | 126.4332 | 126.4332 | 1 | 126.3942 | 99.8157 | 256.9512 | 242.3037 | 242.3037 | 242.3037 | 14.6475 | 256.9512 | 62.2198 | 55.3816 | 55.3816 | 55.3816 | 6.8382 | 62.2198 | 0 | 0 | 0 | 0 | 0 | 0 | 0 | 0 | 0 | 327.5626 | 263.0718 | 263.0718 | 263.0718 | 64.4908 | 327.5626 | 2478.2853 | 2478.2853 | 910.5002 | 910.5002 | 809.1592 | 809.1592 | 0 | 0 | 758.6259 | 758.6259 | 320563996.1642 | 1240258314.0464 | 187948092.3197 | 0 | 1748.7704 | 44.6263 | 0 | 0 | 0 | 764.8554 | 106 | 2432 | 3689.5386 | 608 | 152 | 0.1474
1405 | 618.065 | 402.8 | 200 | 800 | 0 | 100% | 99.8288 | 130.4958 | 130.5694 | 130.5694 | 1 | 130.4958 | 99.8894 | 277.5363 | 261.713 | 261.713 | 261.713 | 15.8232 | 277.5363 | 62.211 | 55.3728 | 55.3728 | 55.3728 | 6.8382 | 62.211 | 0 | 0 | 0 | 0 | 0 | 0 | 0 | 0 | 0 | 330.4533 | 265.2833 | 265.2833 | 265.2833 | 65.17 | 330.4533 | 2560.6623 | 2560.6623 | 993.1195 | 993.1195 | 809.0341 | 809.0341 | 0 | 0 | 758.5087 | 758.5087 | 323499769.773 | 1240261877.2886 | 186301421.4626 | 0 | 1750.0631 | 46.781 | 0 | 0 | 0 | 834.3877 | 106 | 2432 | 3689.5386 | 608 | 152 | 0.14613
1406 | 669.5704 | 402.8 | 200 | 800 | 0 | 100% | 99.8744 | 134.6242 | 134.6978 | 134.6978 | 1 | 134.6242 | 99.9336 | 298.2706 | 281.263 | 281.263 | 281.263 | 17.0077 | 298.2706 | 62.2029 | 55.3647 | 55.3647 | 55.3647 | 6.8381 | 62.2029 | 0 | 0 | 0 | 0 | 0 | 0 | 0 | 0 | 0 | 332.9149 | 267.1707 | 267.1707 | 267.1707 | 65.7442 | 332.9149 | 2643.0415 | 2643.0415 | 1075.7244 | 1075.7244 | 808.9176 | 808.9176 | 0 | 0 | 758.3994 | 758.3994 | 325914345.7463 | 1240265151.6587 | 184657083.1872 | 0 | 1750.8366 | 48.788 | 0 | 0 | 0 | 903.92 | 106 | 2432 | 3689.5386 | 608 | 152 | 0.14487
1407 | 721.0758 | 402.8 | 200 | 800 | 0 | 100% | 99.9429 | 138.7707 | 138.8465 | 138.8465 | 1 | 138.7707 | 99.968 | 319.0644 | 300.8688 | 300.8688 | 300.8688 | 18.1957 | 319.0644 | 62.1953 | 55.3572 | 55.3572 | 55.3572 | 6.8381 | 62.1953 | 0 | 0 | 0 | 0 | 0 | 0 | 0 | 0 | 0 | 335.1418 | 268.8794 | 268.8794 | 268.8794 | 66.2624 | 335.1418 | 2725.4226 | 2725.4226 | 1158.3165 | 1158.3165 | 808.8087 | 808.8087 | 0 | 0 | 758.2973 | 758.2973 | 327962962.0499 | 1240267183.5195 | 183209550.4781 | 0 | 1751.4397 | 50.6521 | 0 | 0 | 0 | 973.4523 | 106 | 2432 | 3689.5386 | 608 | 152 | 0.14375
1408 | 772.5812 | 402.8 | 200 | 800 | 0 | 100% | 99.9658 | 142.9404 | 143.0059 | 143.0059 | 1 | 142.9404 | 99.9818 | 339.8556 | 320.472 | 320.472 | 320.472 | 19.3836 | 339.8556 | 62.1882 | 55.3501 | 55.3501 | 55.3501 | 6.8381 | 62.1882 | 0 | 0 | 0 | 0 | 0 | 0 | 0 | 0 | 0 | 337.4564 | 270.667 | 270.667 | 270.667 | 66.7894 | 337.4564 | 2807.8054 | 2807.8054 | 1240.897 | 1240.897 | 808.7067 | 808.7067 | 0 | 0 | 758.2017 | 758.2017 | 329811761.4555 | 1240269023.592 | 181600112.2562 | 0 | 1751.6809 | 52.3947 | 0 | 0 | 0 | 1042.9846 | 106 | 2432 | 3689.5386 | 608 | 152 | 0.14251
1409 | 824.0866 | 402.8 | 200 | 800 | 0 | 100% | 99.9886 | 147.1215 | 147.1837 | 147.1837 | 1 | 147.1215 | 99.991 | 360.6217 | 340.0514 | 340.0514 | 340.0514 | 20.5703 | 360.6217 | 62.1816 | 55.3435 | 55.3435 | 55.3435 | 6.8381 | 62.1816 | 0 | 0 | 0 | 0 | 0 | 0 | 0 | 0 | 0 | 339.7326 | 272.4245 | 272.4245 | 272.4245 | 67.3082 | 339.7326 | 2890.1899 | 2890.1899 | 1323.4668 | 1323.4668 | 808.611 | 808.611 | 0 | 0 | 758.112 | 758.112 | 331419143.8996 | 1240270818.883 | 180152558.8487 | 0 | 1751.8425 | 54.0196 | 0 | 0 | 0 | 1112.5169 | 106 | 2432 | 3689.5386 | 608 | 152 | 0.1414
1410 | 875.592 | 402.8 | 200 | 800 | 0 | 100% | 99.9886 | 151.3124 | 151.3693 | 151.3693 | 1 | 151.3124 | 99.9956 | 381.4408 | 359.6807 | 359.6807 | 359.6807 | 21.7602 | 381.4408 | 62.1753 | 55.3372 | 55.3372 | 55.3372 | 6.8381 | 62.1753 | 0 | 0 | 0 | 0 | 0 | 0 | 0 | 0 | 0 | 341.7963 | 274.0192 | 274.0192 | 274.0192 | 67.7772 | 341.7963 | 2972.5757 | 2972.5757 | 1406.027 | 1406.027 | 808.5211 | 808.5211 | 0 | 0 | 758.0277 | 758.0277 | 332776508.963 | 1240272494.5276 | 178873502.5389 | 0 | 1751.9225 | 55.5395 | 0 | 0 | 0 | 1182.0492 | 106 | 2432 | 3689.5386 | 608 | 152 | 0.14041
1411 | 927.0974 | 402.8 | 200 | 800 | 0 | 100% | 100 | 155.5117 | 155.5702 | 155.5702 | 1 | 155.5117 | 100 | 402.3175 | 379.3641 | 379.3641 | 379.3641 | 22.9534 | 402.3175 | 62.1695 | 55.3314 | 55.3314 | 55.3314 | 6.8381 | 62.1695 | 0 | 0 | 0 | 0 | 0 | 0 | 0 | 0 | 0 | 343.6749 | 275.4706 | 275.4706 | 275.4706 | 68.2043 | 343.6749 | 3054.963 | 3054.963 | 1488.5784 | 1488.5784 | 808.4363 | 808.4363 | 0 | 0 | 757.9482 | 757.9482 | 333962474.8015 | 1240274146.5285 | 177763378.6699 | 0 | 1752 | 56.962 | 0 | 0 | 0 | 1251.5815 | 106 | 2432 | 3689.5386 | 608 | 152 | 0.13956
1412 | 978.6028 | 402.8 | 200 | 800 | 0 | 100% | 100 | 159.7183 | 159.7755 | 159.7755 | 1 | 159.7183 | 100 | 423.2179 | 399.0699 | 399.0699 | 399.0699 | 24.1481 | 423.2179 | 62.1639 | 55.3258 | 55.3258 | 55.3258 | 6.8381 | 62.1639 | 0 | 0 | 0 | 0 | 0 | 0 | 0 | 0 | 0 | 345.4265 | 276.8271 | 276.8271 | 276.8271 | 68.5994 | 345.4265 | 3137.3514 | 3137.3514 | 1571.1218 | 1571.1218 | 808.3563 | 808.3563 | 0 | 0 | 757.8732 | 757.8732 | 335037475.0448 | 1240275548.0619 | 176686976.8933 | 0 | 1752 | 58.2984 | 0 | 0 | 0 | 1321.1138 | 106 | 2432 | 3689.5386 | 608 | 152 | 0.13873
1413 | 1030.1083 | 402.8 | 200 | 800 | 0 | 100% | 100 | 163.9285 | 163.9851 | 163.9851 | 1 | 163.9285 | 100 | 444.1076 | 418.7654 | 418.7654 | 418.7654 | 25.3422 | 444.1076 | 62.1587 | 55.3206 | 55.3206 | 55.3206 | 6.8381 | 62.1587 | 0 | 0 | 0 | 0 | 0 | 0 | 0 | 0 | 0 | 347.0584 | 278.093 | 278.093 | 278.093 | 68.9654 | 347.0584 | 3219.7409 | 3219.7409 | 1653.6578 | 1653.6578 | 808.2808 | 808.2808 | 0 | 0 | 757.8024 | 757.8024 | 336015925.9781 | 1240276550.3558 | 175707523.6662 | 0 | 1752 | 59.5537 | 0 | 0 | 0 | 1390.6462 | 106 | 2432 | 3689.5386 | 608 | 152 | 0.13797
1414 | 20.6022 | 452.2 | 200 | 800 | 0 | 100% | 88.2306 | 95.9916 | 96.0596 | 96.0596 | 1 | 95.9916 | 91.9882 | 97.9622 | 92.3899 | 92.3899 | 92.3899 | 5.5723 | 97.9622 | 68.1622 | 60.6861 | 60.6861 | 60.6861 | 7.4761 | 68.1622 | 0 | 0 | 0 | 0 | 0 | 0 | 0 | 0 | 0 | 211.834 | 172.0047 | 172.0047 | 172.0047 | 39.8293 | 211.834 | 1704.0224 | 1704.0224 | 33.1849 | 33.1849 | 910.4751 | 910.4751 | 0 | 0 | 760.3625 | 760.3625 | 31699828.3126 | 1273569764.4721 | 306362856.5483 | 0 | 1611.6324 | 18.8615 | 0 | 0 | 0 | 27.8129 | 119 | 2432 | 3689.5386 | 608 | 152 | 0.23861
1415 | 51.5054 | 452.2 | 200 | 800 | 0 | 100% | 89.8973 | 97.1287 | 97.108 | 97.108 | 1 | 97.1287 | 93.4626 | 100.4162 | 94.7032 | 94.7032 | 94.7032 | 5.713 | 100.4162 | 68.1428 | 60.6675 | 60.6675 | 60.6675 | 7.4754 | 68.1428 | 0 | 0 | 0 | 0 | 0 | 0 | 0 | 0 | 0 | 224.9661 | 182.561 | 182.561 | 182.561 | 42.405 | 224.9661 | 1753.4236 | 1753.4236 | 82.9444 | 82.9444 | 910.2798 | 910.2798 | 0 | 0 | 760.1994 | 760.1994 | 77227136.4683 | 1273691655.3806 | 286545429.4408 | 0 | 1637.4642 | 20.7509 | 0 | 0 | 0 | 69.5323 | 119 | 2432 | 3689.5386 | 608 | 152 | 0.22335
1416 | 154.5162 | 452.2 | 200 | 800 | 0 | 100% | 94.4406 | 101.6484 | 101.4164 | 101.4164 | 1 | 101.6484 | 96.9671 | 113.0753 | 106.6382 | 106.6382 | 106.6382 | 6.4371 | 113.0753 | 68.0923 | 60.6183 | 60.6183 | 60.6183 | 7.474 | 68.0923 | 0 | 0 | 0 | 0 | 0 | 0 | 0 | 0 | 0 | 282.8761 | 228.4202 | 228.4202 | 228.4202 | 54.4558 | 282.8761 | 1918.1126 | 1918.1126 | 248.6777 | 248.6777 | 909.7107 | 909.7107 | 0 | 0 | 759.7241 | 759.7241 | 204096324.1535 | 1273929213.5276 | 220837710.5285 | 0 | 1698.8632 | 27.1632 | 0 | 0 | 0 | 208.5969 | 119 | 2432 | 3689.5386 | 608 | 152 | 0.17274
1417 | 206.0217 | 452.2 | 200 | 800 | 0 | 100% | 96.7808 | 104.6068 | 104.4252 | 104.4252 | 1 | 104.6068 | 98.0591 | 124.7874 | 117.6818 | 117.6818 | 117.6818 | 7.1056 | 124.7874 | 68.0727 | 60.5991 | 60.5991 | 60.5991 | 7.4736 | 68.0727 | 0 | 0 | 0 | 0 | 0 | 0 | 0 | 0 | 0 | 311.2313 | 250.9784 | 250.9784 | 250.9784 | 60.2529 | 311.2313 | 2000.466 | 2000.466 | 331.4809 | 331.4809 | 909.4656 | 909.4656 | 0 | 0 | 759.5194 | 759.5194 | 244098272.5071 | 1273988766.7845 | 199908250.5921 | 0 | 1717.9953 | 30.2797 | 0 | 0 | 0 | 278.1292 | 119 | 2432 | 3689.5386 | 608 | 152 | 0.15661
1418 | 257.5271 | 452.2 | 200 | 800 | 0 | 100% | 98.1393 | 107.8935 | 107.8237 | 107.8237 | 1 | 107.8935 | 98.7837 | 143.1163 | 134.9651 | 134.9651 | 134.9651 | 8.1512 | 143.1163 | 68.0558 | 60.5824 | 60.5824 | 60.5824 | 7.4734 | 68.0558 | 0 | 0 | 0 | 0 | 0 | 0 | 0 | 0 | 0 | 322.2095 | 259.5011 | 259.5011 | 259.5011 | 62.7085 | 322.2095 | 2082.8242 | 2082.8242 | 414.2494 | 414.2494 | 909.2421 | 909.2421 | 0 | 0 | 759.3328 | 759.3328 | 263758064.9581 | 1274024486.3018 | 192907438.8227 | 0 | 1730.69 | 33.2846 | 0 | 0 | 0 | 347.6615 | 119 | 2432 | 3689.5386 | 608 | 152 | 0.15122
1419 | 309.0325 | 452.2 | 200 | 800 | 0 | 100% | 98.8128 | 111.4911 | 111.4711 | 111.4711 | 1 | 111.4911 | 99.2424 | 163.9831 | 154.6414 | 154.6414 | 154.6414 | 9.3416 | 163.9831 | 68.0409 | 60.5676 | 60.5676 | 60.5676 | 7.4733 | 68.0409 | 0 | 0 | 0 | 0 | 0 | 0 | 0 | 0 | 0 | 327.2698 | 263.3029 | 263.3029 | 263.3029 | 63.9669 | 327.2698 | 2165.1867 | 2165.1867 | 496.9874 | 496.9874 | 909.0375 | 909.0375 | 0 | 0 | 759.1619 | 759.1619 | 275251717.059 | 1274048066.0762 | 189427487.7566 | 0 | 1738.7273 | 36.1735 | 0 | 0 | 0 | 417.1938 | 119 | 2432 | 3689.5386 | 608 | 152 | 0.14854
1420 | 360.5379 | 452.2 | 200 | 800 | 0 | 100% | 99.2466 | 115.3172 | 115.2736 | 115.2736 | 1 | 115.3172 | 99.4835 | 185.5439 | 174.9719 | 174.9719 | 174.9719 | 10.5719 | 185.5439 | 68.0274 | 60.5543 | 60.5543 | 60.5543 | 7.4731 | 68.0274 | 0 | 0 | 0 | 0 | 0 | 0 | 0 | 0 | 0 | 332.4108 | 267.1997 | 267.1997 | 267.1997 | 65.2111 | 332.4108 | 2247.553 | 2247.553 | 579.6987 | 579.6987 | 908.8495 | 908.8495 | 0 | 0 | 759.0049 | 759.0049 | 283371280.7094 | 1274064312.6669 | 185514453.7798 | 0 | 1742.95 | 38.9343 | 0 | 0 | 0 | 486.7262 | 119 | 2432 | 3689.5386 | 608 | 152 | 0.14553
1421 | 412.0433 | 452.2 | 200 | 800 | 0 | 100% | 99.4406 | 119.2935 | 119.2726 | 119.2726 | 1 | 119.2935 | 99.6276 | 207.211 | 195.4024 | 195.4024 | 195.4024 | 11.8086 | 207.211 | 68.0153 | 60.5422 | 60.5422 | 60.5422 | 7.4731 | 68.0153 | 0 | 0 | 0 | 0 | 0 | 0 | 0 | 0 | 0 | 338.4565 | 271.8574 | 271.8574 | 271.8574 | 66.5991 | 338.4565 | 2329.9226 | 2329.9226 | 662.3864 | 662.3864 | 908.6761 | 908.6761 | 0 | 0 | 758.8601 | 758.8601 | 289668800.3055 | 1274074903.7273 | 181732155.1224 | 0 | 1745.4759 | 41.5155 | 0 | 0 | 0 | 556.2585 | 119 | 2432 | 3689.5386 | 608 | 152 | 0.14261
1422 | 463.5487 | 452.2 | 200 | 800 | 0 | 100% | 99.6119 | 123.3491 | 123.3678 | 123.3678 | 1 | 123.3491 | 99.7319 | 228.9646 | 215.9142 | 215.9142 | 215.9142 | 13.0505 | 228.9646 | 68.0041 | 60.5311 | 60.5311 | 60.5311 | 7.473 | 68.0041 | 0 | 0 | 0 | 0 | 0 | 0 | 0 | 0 | 0 | 344.1548 | 276.2827 | 276.2827 | 276.2827 | 67.8721 | 344.1548 | 2412.2951 | 2412.2951 | 745.0532 | 745.0532 | 908.5157 | 908.5157 | 0 | 0 | 758.7262 | 758.7262 | 294670933.8904 | 1274082192.9759 | 178550400.0532 | 0 | 1747.3035 | 43.9058 | 0 | 0 | 0 | 625.7908 | 119 | 2432 | 3689.5386 | 608 | 152 | 0.14016
1423 | 515.0541 | 452.2 | 200 | 800 | 0 | 100% | 99.7146 | 127.4395 | 127.4808 | 127.4808 | 1 | 127.4395 | 99.8067 | 250.7309 | 236.4376 | 236.4376 | 236.4376 | 14.2933 | 250.7309 | 67.9939 | 60.5209 | 60.5209 | 60.5209 | 7.473 | 67.9939 | 0 | 0 | 0 | 0 | 0 | 0 | 0 | 0 | 0 | 349.2026 | 280.2058 | 280.2058 | 280.2058 | 68.9968 | 349.2026 | 2494.6702 | 2494.6702 | 827.7013 | 827.7013 | 908.367 | 908.367 | 0 | 0 | 758.6019 | 758.6019 | 298780860.3286 | 1274087455.8862 | 175745592.8119 | 0 | 1748.6139 | 46.1189 | 0 | 0 | 0 | 695.3231 | 119 | 2432 | 3689.5386 | 608 | 152 | 0.138
1424 | 566.5595 | 452.2 | 200 | 800 | 0 | 100% | 99.7831 | 131.5445 | 131.6014 | 131.6014 | 1 | 131.5445 | 99.871 | 272.5299 | 256.9917 | 256.9917 | 256.9917 | 15.5382 | 272.5299 | 67.9845 | 60.5115 | 60.5115 | 60.5115 | 7.473 | 67.9845 | 0 | 0 | 0 | 0 | 0 | 0 | 0 | 0 | 0 | 353.3448 | 283.4191 | 283.4191 | 283.4191 | 69.9257 | 353.3448 | 2577.0476 | 2577.0476 | 910.3327 | 910.3327 | 908.2286 | 908.2286 | 0 | 0 | 758.4864 | 758.4864 | 302147088.196 | 1274091970.8257 | 173500528.6955 | 0 | 1749.7396 | 48.1674 | 0 | 0 | 0 | 764.8554 | 119 | 2432 | 3689.5386 | 608 | 152 | 0.13627
1425 | 618.065 | 452.2 | 200 | 800 | 0 | 100% | 99.863 | 135.6684 | 135.7452 | 135.7452 | 1 | 135.6684 | 99.926 | 294.4583 | 277.6676 | 277.6676 | 277.6676 | 16.7907 | 294.4583 | 67.9757 | 60.5027 | 60.5027 | 60.5027 | 7.473 | 67.9757 | 0 | 0 | 0 | 0 | 0 | 0 | 0 | 0 | 0 | 356.751 | 286.0567 | 286.0567 | 286.0567 | 70.6944 | 356.751 | 2659.4272 | 2659.4272 | 992.9491 | 992.9491 | 908.0995 | 908.0995 | 0 | 0 | 758.3786 | 758.3786 | 304826666.3512 | 1274094923.6781 | 171782116.3477 | 0 | 1750.7037 | 50.0669 | 0 | 0 | 0 | 834.3877 | 119 | 2432 | 3689.5386 | 608 | 152 | 0.13495
1426 | 669.5704 | 452.2 | 200 | 800 | 0 | 100% | 99.9087 | 139.8022 | 139.8787 | 139.8787 | 1 | 139.8022 | 99.9675 | 316.5242 | 298.4729 | 298.4729 | 298.4729 | 18.0512 | 316.5242 | 67.9675 | 60.4946 | 60.4946 | 60.4946 | 7.4729 | 67.9675 | 0 | 0 | 0 | 0 | 0 | 0 | 0 | 0 | 0 | 359.4108 | 288.1038 | 288.1038 | 288.1038 | 71.307 | 359.4108 | 2741.8086 | 2741.8086 | 1075.552 | 1075.552 | 907.9789 | 907.9789 | 0 | 0 | 758.2778 | 758.2778 | 307042100.2182 | 1274097057.3679 | 170290603.9069 | 0 | 1751.4298 | 51.8375 | 0 | 0 | 0 | 903.92 | 119 | 2432 | 3689.5386 | 608 | 152 | 0.1338
1427 | 721.0758 | 452.2 | 200 | 800 | 0 | 100% | 99.9772 | 143.9531 | 144.0153 | 144.0153 | 1 | 143.9531 | 99.9918 | 338.6445 | 319.3295 | 319.3295 | 319.3295 | 19.315 | 338.6445 | 67.9599 | 60.487 | 60.487 | 60.487 | 7.4729 | 67.9599 | 0 | 0 | 0 | 0 | 0 | 0 | 0 | 0 | 0 | 361.8433 | 289.9761 | 289.9761 | 289.9761 | 71.8672 | 361.8433 | 2824.1918 | 2824.1918 | 1158.1425 | 1158.1425 | 907.8658 | 907.8658 | 0 | 0 | 758.1834 | 758.1834 | 308942619.7658 | 1274098564.1849 | 168815721.4925 | 0 | 1751.8569 | 53.4928 | 0 | 0 | 0 | 973.4523 | 119 | 2432 | 3689.5386 | 608 | 152 | 0.13266
1428 | 772.5812 | 452.2 | 200 | 800 | 0 | 100% | 99.9886 | 148.1272 | 148.1675 | 148.1675 | 1 | 148.1272 | 99.9968 | 360.7517 | 340.1735 | 340.1735 | 340.1735 | 20.5782 | 360.7517 | 67.9527 | 60.4798 | 60.4798 | 60.4798 | 7.4729 | 67.9527 | 0 | 0 | 0 | 0 | 0 | 0 | 0 | 0 | 0 | 364.4579 | 291.9967 | 291.9967 | 291.9967 | 72.4613 | 364.4579 | 2906.5766 | 2906.5766 | 1240.722 | 1240.722 | 907.7597 | 907.7597 | 0 | 0 | 758.0948 | 758.0948 | 310634215.147 | 1274100071.0019 | 167209294.0504 | 0 | 1751.9436 | 55.0471 | 0 | 0 | 0 | 1042.9846 | 119 | 2432 | 3689.5386 | 608 | 152 | 0.13143
1429 | 824.0866 | 452.2 | 200 | 800 | 0 | 100% | 100 | 152.3229 | 152.3617 | 152.3617 | 1 | 152.3229 | 100 | 382.8715 | 361.0293 | 361.0293 | 361.0293 | 21.8422 | 382.8715 | 67.946 | 60.4731 | 60.4731 | 60.4731 | 7.4729 | 67.946 | 0 | 0 | 0 | 0 | 0 | 0 | 0 | 0 | 0 | 367.1544 | 294.0939 | 294.0939 | 294.0939 | 73.0605 | 367.1544 | 2988.9627 | 2988.9627 | 1323.2913 | 1323.2913 | 907.6599 | 907.6599 | 0 | 0 | 758.0115 | 758.0115 | 312079790.3887 | 1274101418.0143 | 165818791.597 | 0 | 1752 | 56.5017 | 0 | 0 | 0 | 1112.5169 | 119 | 2432 | 3689.5386 | 608 | 152 | 0.13036
1430 | 875.592 | 452.2 | 200 | 800 | 0 | 100% | 100 | 156.5273 | 156.5646 | 156.5646 | 1 | 156.5273 | 100 | 405.0346 | 381.9258 | 381.9258 | 381.9258 | 23.1089 | 405.0346 | 67.9397 | 60.4668 | 60.4668 | 60.4668 | 7.4729 | 67.9397 | 0 | 0 | 0 | 0 | 0 | 0 | 0 | 0 | 0 | 369.631 | 296.022 | 296.022 | 296.022 | 73.609 | 369.631 | 3071.3502 | 3071.3502 | 1405.8513 | 1405.8513 | 907.5659 | 907.5659 | 0 | 0 | 757.933 | 757.933 | 313339282.5024 | 1274102657.9718 | 164558059.5258 | 0 | 1752 | 57.866 | 0 | 0 | 0 | 1182.0492 | 119 | 2432 | 3689.5386 | 608 | 152 | 0.12938
1431 | 927.0974 | 452.2 | 200 | 800 | 0 | 100% | 100 | 160.7339 | 160.7705 | 160.7705 | 1 | 160.7339 | 100 | 427.2333 | 402.8556 | 402.8556 | 402.8556 | 24.3776 | 427.2333 | 67.9337 | 60.4608 | 60.4608 | 60.4608 | 7.4729 | 67.9337 | 0 | 0 | 0 | 0 | 0 | 0 | 0 | 0 | 0 | 371.8212 | 297.722 | 297.722 | 297.722 | 74.0992 | 371.8212 | 3153.7388 | 3153.7388 | 1488.4029 | 1488.4029 | 907.4771 | 907.4771 | 0 | 0 | 757.8588 | 757.8588 | 314432855.8419 | 1274103841.4508 | 163463302.7073 | 0 | 1752 | 59.1473 | 0 | 0 | 0 | 1251.5815 | 119 | 2432 | 3689.5386 | 608 | 152 | 0.12854
1432 | 978.6028 | 452.2 | 200 | 800 | 0 | 100% | 100 | 164.9444 | 164.982 | 164.982 | 1 | 164.9444 | 100 | 449.4694 | 423.8208 | 423.8208 | 423.8208 | 25.6486 | 449.4694 | 67.9281 | 60.4552 | 60.4552 | 60.4552 | 7.4729 | 67.9281 | 0 | 0 | 0 | 0 | 0 | 0 | 0 | 0 | 0 | 373.7843 | 299.2453 | 299.2453 | 299.2453 | 74.539 | 373.7843 | 3236.1285 | 3236.1285 | 1570.9466 | 1570.9466 | 907.3932 | 907.3932 | 0 | 0 | 757.7887 | 757.7887 | 315403541.5059 | 1274104916.9802 | 162491541.5138 | 0 | 1752 | 60.3531 | 0 | 0 | 0 | 1321.1138 | 119 | 2432 | 3689.5386 | 608 | 152 | 0.12779
1433 | 1030.1083 | 452.2 | 200 | 800 | 0 | 100% | 100 | 169.1599 | 169.2018 | 169.2018 | 1 | 169.1599 | 100 | 471.707 | 444.7872 | 444.7872 | 444.7872 | 26.9198 | 471.707 | 67.9227 | 60.4498 | 60.4498 | 60.4498 | 7.4729 | 67.9227 | 0 | 0 | 0 | 0 | 0 | 0 | 0 | 0 | 0 | 375.6296 | 300.681 | 300.681 | 300.681 | 74.9486 | 375.6296 | 3318.5193 | 3318.5193 | 1653.4832 | 1653.4832 | 907.3137 | 907.3137 | 0 | 0 | 757.7224 | 757.7224 | 316303923.8205 | 1274105992.5097 | 161590083.6699 | 0 | 1752 | 61.4899 | 0 | 0 | 0 | 1390.6462 | 119 | 2432 | 3689.5386 | 608 | 152 | 0.1271
1434 | 20.6022 | 501.6 | 200 | 800 | 0 | 100% | 90.8562 | 99.7742 | 99.858 | 99.858 | 1 | 99.7742 | 93.7089 | 102.2466 | 96.4283 | 96.4283 | 96.4283 | 5.8183 | 102.2466 | 73.9415 | 65.8286 | 65.8286 | 65.8286 | 8.1129 | 73.9415 | 0 | 0 | 0 | 0 | 0 | 0 | 0 | 0 | 0 | 208.5901 | 169.141 | 169.141 | 169.141 | 39.449 | 208.5901 | 1802.7372 | 1802.7372 | 33.1711 | 33.1711 | 1009.5193 | 1009.5193 | 0 | 0 | 760.0467 | 760.0467 | 30361673.1886 | 1301799053.4328 | 309619943.1623 | 0 | 1641.7807 | 25.4181 | 0 | 0 | 0 | 27.8129 | 132 | 2432 | 3689.5386 | 608 | 152 | 0.24113
1435 | 51.5054 | 501.6 | 200 | 800 | 0 | 100% | 92.0776 | 101.1512 | 101.1726 | 101.1726 | 1 | 101.1512 | 94.8825 | 104.8413 | 98.8743 | 98.8743 | 98.8743 | 5.967 | 104.8413 | 73.9237 | 65.8114 | 65.8114 | 65.8114 | 8.1123 | 73.9237 | 0 | 0 | 0 | 0 | 0 | 0 | 0 | 0 | 0 | 224.032 | 181.5451 | 181.5451 | 181.5451 | 42.487 | 224.032 | 1852.1435 | 1852.1435 | 82.9121 | 82.9121 | 1009.3284 | 1009.3284 | 0 | 0 | 759.903 | 759.903 | 73904858.5649 | 1301896597.2341 | 286540218.5447 | 0 | 1662.3417 | 27.1425 | 0 | 0 | 0 | 69.5323 | 132 | 2432 | 3689.5386 | 608 | 152 | 0.22335
1436 | 154.5162 | 501.6 | 200 | 800 | 0 | 100% | 96.3356 | 106.0501 | 105.8227 | 105.8227 | 1 | 106.0501 | 97.8411 | 118.6537 | 111.8971 | 111.8971 | 111.8971 | 6.7567 | 118.6537 | 73.8765 | 65.7653 | 65.7653 | 65.7653 | 8.1112 | 73.8765 | 0 | 0 | 0 | 0 | 0 | 0 | 0 | 0 | 0 | 285.453 | 230.2218 | 230.2218 | 230.2218 | 55.2312 | 285.453 | 2016.8469 | 2016.8469 | 248.5981 | 248.5981 | 1008.7678 | 1008.7678 | 0 | 0 | 759.4809 | 759.4809 | 194408442.9752 | 1302085536.3768 | 217681968.8029 | 0 | 1714.1759 | 32.7368 | 0 | 0 | 0 | 208.5969 | 132 | 2432 | 3689.5386 | 608 | 152 | 0.17031
1437 | 206.0217 | 501.6 | 200 | 800 | 0 | 100% | 97.6826 | 109.3056 | 109.1336 | 109.1336 | 1 | 109.3056 | 98.5976 | 131.1794 | 123.7078 | 123.7078 | 123.7078 | 7.4716 | 131.1794 | 73.8581 | 65.7472 | 65.7472 | 65.7472 | 8.1109 | 73.8581 | 0 | 0 | 0 | 0 | 0 | 0 | 0 | 0 | 0 | 320.4007 | 258.0438 | 258.0438 | 258.0438 | 62.3568 | 320.4007 | 2099.2061 | 2099.2061 | 331.3841 | 331.3841 | 1008.5243 | 1008.5243 | 0 | 0 | 759.2976 | 759.2976 | 232103198.9146 | 1302128794.22 | 193198095.3498 | 0 | 1727.4301 | 35.5579 | 0 | 0 | 0 | 278.1292 | 132 | 2432 | 3689.5386 | 608 | 152 | 0.15145
1438 | 257.5271 | 501.6 | 200 | 800 | 0 | 100% | 98.653 | 112.7931 | 112.7747 | 112.7747 | 1 | 112.7931 | 99.1153 | 150.5664 | 141.9888 | 141.9888 | 141.9888 | 8.5776 | 150.5664 | 73.8419 | 65.7312 | 65.7312 | 65.7312 | 8.1107 | 73.8419 | 0 | 0 | 0 | 0 | 0 | 0 | 0 | 0 | 0 | 337.1273 | 271.1561 | 271.1561 | 271.1561 | 65.9712 | 337.1273 | 2181.5694 | 2181.5694 | 414.1385 | 414.1385 | 1008.3012 | 1008.3012 | 0 | 0 | 759.1296 | 759.1296 | 250585355.4878 | 1302156940.6551 | 183758168.6201 | 0 | 1736.5005 | 38.224 | 0 | 0 | 0 | 347.6615 | 132 | 2432 | 3689.5386 | 608 | 152 | 0.14417
1439 | 309.0325 | 501.6 | 200 | 800 | 0 | 100% | 99.1096 | 116.5378 | 116.5507 | 116.5507 | 1 | 116.5378 | 99.4136 | 172.6669 | 162.8284 | 162.8284 | 162.8284 | 9.8386 | 172.6669 | 73.8274 | 65.7168 | 65.7168 | 65.7168 | 8.1106 | 73.8274 | 0 | 0 | 0 | 0 | 0 | 0 | 0 | 0 | 0 | 346.4025 | 278.3261 | 278.3261 | 278.3261 | 68.0764 | 346.4025 | 2263.9363 | 2263.9363 | 496.8651 | 496.8651 | 1008.096 | 1008.096 | 0 | 0 | 758.9752 | 758.9752 | 261307885.6343 | 1302175066.8944 | 178243439.0372 | 0 | 1741.7264 | 40.7815 | 0 | 0 | 0 | 417.1938 | 132 | 2432 | 3689.5386 | 608 | 152 | 0.13993
1440 | 360.5379 | 501.6 | 200 | 800 | 0 | 100% | 99.4064 | 120.4493 | 120.4677 | 120.4677 | 1 | 120.4493 | 99.5971 | 195.4772 | 184.3369 | 184.3369 | 184.3369 | 11.1403 | 195.4772 | 73.8143 | 65.7038 | 65.7038 | 65.7038 | 8.1105 | 73.8143 | 0 | 0 | 0 | 0 | 0 | 0 | 0 | 0 | 0 | 353.8819 | 284.1138 | 284.1138 | 284.1138 | 69.768 | 353.8819 | 2346.3065 | 2346.3065 | 579.5671 | 579.5671 | 1007.9067 | 1007.9067 | 0 | 0 | 758.8326 | 758.8326 | 268888307.7077 | 1302188871.7859 | 173864625.3969 | 0 | 1744.9418 | 43.1894 | 0 | 0 | 0 | 486.7262 | 132 | 2432 | 3689.5386 | 608 | 152 | 0.13655
1441 | 412.0433 | 501.6 | 200 | 800 | 0 | 100% | 99.5662 | 124.4616 | 124.463 | 124.463 | 1 | 124.4616 | 99.7035 | 218.365 | 205.9183 | 205.9183 | 205.9183 | 12.4467 | 218.365 | 73.8023 | 65.6918 | 65.6918 | 65.6918 | 8.1104 | 73.8023 | 0 | 0 | 0 | 0 | 0 | 0 | 0 | 0 | 0 | 361.006 | 289.6581 | 289.6581 | 289.6581 | 71.3479 | 361.006 | 2428.6795 | 2428.6795 | 662.2473 | 662.2473 | 1007.7315 | 1007.7315 | 0 | 0 | 758.7007 | 758.7007 | 274803592.0142 | 1302198722.0573 | 169803437.377 | 0 | 1746.8058 | 45.4462 | 0 | 0 | 0 | 556.2585 | 132 | 2432 | 3689.5386 | 608 | 152 | 0.13342
1442 | 463.5487 | 501.6 | 200 | 800 | 0 | 100% | 99.6689 | 128.5424 | 128.5598 | 128.5598 | 1 | 128.5424 | 99.7793 | 241.3485 | 227.5896 | 227.5896 | 227.5896 | 13.7589 | 241.3485 | 73.7912 | 65.6808 | 65.6808 | 65.6808 | 8.1104 | 73.7912 | 0 | 0 | 0 | 0 | 0 | 0 | 0 | 0 | 0 | 367.6602 | 294.8552 | 294.8552 | 294.8552 | 72.805 | 367.6602 | 2511.0551 | 2511.0551 | 744.9079 | 744.9079 | 1007.5689 | 1007.5689 | 0 | 0 | 758.5783 | 758.5783 | 279473518.2917 | 1302207130.663 | 166451958.6937 | 0 | 1748.1326 | 47.5416 | 0 | 0 | 0 | 625.7908 | 132 | 2432 | 3689.5386 | 608 | 152 | 0.13084
1443 | 515.0541 | 501.6 | 200 | 800 | 0 | 100% | 99.7717 | 132.64 | 132.6807 | 132.6807 | 1 | 132.64 | 99.8493 | 264.3555 | 249.283 | 249.283 | 249.283 | 15.0726 | 264.3555 | 73.781 | 65.6706 | 65.6706 | 65.6706 | 8.1104 | 73.781 | 0 | 0 | 0 | 0 | 0 | 0 | 0 | 0 | 0 | 373.1299 | 299.1173 | 299.1173 | 299.1173 | 74.0126 | 373.1299 | 2593.433 | 2593.433 | 827.5511 | 827.5511 | 1007.4175 | 1007.4175 | 0 | 0 | 758.4643 | 758.4643 | 283306719.648 | 1302211696.8394 | 163841107.9874 | 0 | 1749.3595 | 49.4825 | 0 | 0 | 0 | 695.3231 | 132 | 2432 | 3689.5386 | 608 | 152 | 0.12883
1444 | 566.5595 | 501.6 | 200 | 800 | 0 | 100% | 99.8288 | 136.7619 | 136.822 | 136.822 | 1 | 136.7619 | 99.9065 | 287.4008 | 271.0121 | 271.0121 | 271.0121 | 16.3887 | 287.4008 | 73.7716 | 65.6613 | 65.6613 | 65.6613 | 8.1103 | 73.7716 | 0 | 0 | 0 | 0 | 0 | 0 | 0 | 0 | 0 | 377.8388 | 302.7958 | 302.7958 | 302.7958 | 75.043 | 377.8388 | 2675.813 | 2675.813 | 910.1786 | 910.1786 | 1007.2763 | 1007.2763 | 0 | 0 | 758.358 | 758.358 | 286448176.1585 | 1302215070.4983 | 161698813.623 | 0 | 1750.3621 | 51.2883 | 0 | 0 | 0 | 764.8554 | 132 | 2432 | 3689.5386 | 608 | 152 | 0.12718
1445 | 618.065 | 501.6 | 200 | 800 | 0 | 100% | 99.9087 | 140.8833 | 140.9708 | 140.9708 | 1 | 140.8833 | 99.9624 | 310.5879 | 292.8748 | 292.8748 | 292.8748 | 17.7131 | 310.5879 | 73.7628 | 65.6525 | 65.6525 | 65.6525 | 8.1103 | 73.7628 | 0 | 0 | 0 | 0 | 0 | 0 | 0 | 0 | 0 | 381.3755 | 305.5271 | 305.5271 | 305.5271 | 75.8484 | 381.3755 | 2758.1948 | 2758.1948 | 992.792 | 992.792 | 1007.1442 | 1007.1442 | 0 | 0 | 758.2586 | 758.2586 | 288921018.4985 | 1302217893.3599 | 160202782.1188 | 0 | 1751.3417 | 52.9672 | 0 | 0 | 0 | 834.3877 | 132 | 2432 | 3689.5386 | 608 | 152 | 0.12603
1446 | 669.5704 | 501.6 | 200 | 800 | 0 | 100% | 99.9772 | 145.0204 | 145.0894 | 145.0894 | 1 | 145.0204 | 99.9941 | 333.9359 | 314.889 | 314.889 | 314.889 | 19.0469 | 333.9359 | 73.7546 | 65.6443 | 65.6443 | 65.6443 | 8.1103 | 73.7546 | 0 | 0 | 0 | 0 | 0 | 0 | 0 | 0 | 0 | 384.1783 | 307.6879 | 307.6879 | 307.6879 | 76.4904 | 384.1783 | 2840.5783 | 2840.5783 | 1075.3924 | 1075.3924 | 1007.0205 | 1007.0205 | 0 | 0 | 758.1654 | 758.1654 | 290970333.595 | 1302220061.5108 | 158706156.5205 | 0 | 1751.8966 | 54.5436 | 0 | 0 | 0 | 903.92 | 132 | 2432 | 3689.5386 | 608 | 152 | 0.12488
1447 | 721.0758 | 501.6 | 200 | 800 | 0 | 100% | 100 | 149.1828 | 149.2104 | 149.2104 | 1 | 149.1828 | 100 | 357.3086 | 336.9264 | 336.9264 | 336.9264 | 20.3822 | 357.3086 | 73.7469 | 65.6366 | 65.6366 | 65.6366 | 8.1103 | 73.7469 | 0 | 0 | 0 | 0 | 0 | 0 | 0 | 0 | 0 | 387.0652 | 309.9223 | 309.9223 | 309.9223 | 77.1429 | 387.0652 | 2922.9633 | 2922.9633 | 1157.9812 | 1157.9812 | 1006.9042 | 1006.9042 | 0 | 0 | 758.0779 | 758.0779 | 292764118.0554 | 1302221807.1015 | 157014074.8432 | 0 | 1752 | 56.0291 | 0 | 0 | 0 | 973.4523 | 132 | 2432 | 3689.5386 | 608 | 152 | 0.12357
1448 | 772.5812 | 501.6 | 200 | 800 | 0 | 100% | 100 | 153.3754 | 153.3921 | 153.3921 | 1 | 153.3754 | 100 | 380.6648 | 358.9481 | 358.9481 | 358.9481 | 21.7168 | 380.6648 | 73.7397 | 65.6294 | 65.6294 | 65.6294 | 8.1103 | 73.7397 | 0 | 0 | 0 | 0 | 0 | 0 | 0 | 0 | 0 | 390.3343 | 312.4692 | 312.4692 | 312.4692 | 77.8651 | 390.3343 | 3005.3497 | 3005.3497 | 1240.5594 | 1240.5594 | 1006.7948 | 1006.7948 | 0 | 0 | 757.9955 | 757.9955 | 294324206.787 | 1302223096.0749 | 155452697.1381 | 0 | 1752 | 57.4231 | 0 | 0 | 0 | 1042.9846 | 132 | 2432 | 3689.5386 | 608 | 152 | 0.12237
1449 | 824.0866 | 501.6 | 200 | 800 | 0 | 100% | 100 | 157.5794 | 157.5971 | 157.5971 | 1 | 157.5794 | 100 | 404.046 | 380.9931 | 380.9931 | 380.9931 | 23.0529 | 404.046 | 73.7329 | 65.6226 | 65.6226 | 65.6226 | 8.1103 | 73.7329 | 0 | 0 | 0 | 0 | 0 | 0 | 0 | 0 | 0 | 393.4243 | 314.8795 | 314.8795 | 314.8795 | 78.5448 | 393.4243 | 3087.7374 | 3087.7374 | 1323.1279 | 1323.1279 | 1006.6917 | 1006.6917 | 0 | 0 | 757.9179 | 757.9179 | 295678828.9489 | 1302224385.0484 | 154096786.0028 | 0 | 1752 | 58.7314 | 0 | 0 | 0 | 1112.5169 | 132 | 2432 | 3689.5386 | 608 | 152 | 0.12133
1450 | 875.592 | 501.6 | 200 | 800 | 0 | 100% | 100 | 161.7882 | 161.808 | 161.808 | 1 | 161.7882 | 100 | 427.4615 | 403.0704 | 403.0704 | 403.0704 | 24.3911 | 427.4615 | 73.7265 | 65.6162 | 65.6162 | 65.6162 | 8.1103 | 73.7265 | 0 | 0 | 0 | 0 | 0 | 0 | 0 | 0 | 0 | 396.1904 | 317.0374 | 317.0374 | 317.0374 | 79.153 | 396.1904 | 3170.1263 | 3170.1263 | 1405.6874 | 1405.6874 | 1006.5944 | 1006.5944 | 0 | 0 | 757.8446 | 757.8446 | 296851611.8506 | 1302225674.0218 | 152922714.1276 | 0 | 1752 | 59.9616 | 0 | 0 | 0 | 1182.0492 | 132 | 2432 | 3689.5386 | 608 | 152 | 0.12042
1451 | 927.0974 | 501.6 | 200 | 800 | 0 | 100% | 100 | 166.0023 | 166.026 | 166.026 | 1 | 166.0023 | 100 | 450.9267 | 425.1945 | 425.1945 | 425.1945 | 25.7322 | 450.9267 | 73.7204 | 65.6102 | 65.6102 | 65.6102 | 8.1103 | 73.7204 | 0 | 0 | 0 | 0 | 0 | 0 | 0 | 0 | 0 | 398.6721 | 318.9753 | 318.9753 | 318.9753 | 79.6968 | 398.6721 | 3252.5162 | 3252.5162 | 1488.2387 | 1488.2387 | 1006.5023 | 1006.5023 | 0 | 0 | 757.7752 | 757.7752 | 297865440.6113 | 1302226718.4576 | 151907840.9311 | 0 | 1752 | 61.1206 | 0 | 0 | 0 | 1251.5815 | 132 | 2432 | 3689.5386 | 608 | 152 | 0.11964
1452 | 978.6028 | 501.6 | 200 | 800 | 0 | 100% | 100 | 170.2221 | 170.2515 | 170.2515 | 1 | 170.2221 | 99.9999 | 474.4313 | 447.3556 | 447.3556 | 447.3556 | 27.0757 | 474.4313 | 73.7147 | 65.6044 | 65.6044 | 65.6044 | 8.1102 | 73.7147 | 0 | 0 | 0 | 0 | 0 | 0 | 0 | 0 | 0 | 400.9347 | 320.7467 | 320.7467 | 320.7467 | 80.188 | 400.9347 | 3334.9072 | 3334.9072 | 1570.7825 | 1570.7825 | 1006.4151 | 1006.4151 | 0 | 0 | 757.7096 | 757.7096 | 298767226.6141 | 1302227647.2926 | 151003447.0724 | 0 | 1751.9983 | 62.2145 | 0 | 0 | 0 | 1321.1138 | 132 | 2432 | 3689.5386 | 608 | 152 | 0.11894
1453 | 1030.1083 | 501.6 | 200 | 800 | 0 | 100% | 100 | 174.4449 | 174.4822 | 174.4822 | 1 | 174.4449 | 100 | 497.9235 | 469.5049 | 469.5049 | 469.5049 | 28.4186 | 497.9235 | 73.7092 | 65.599 | 65.599 | 65.599 | 8.1102 | 73.7092 | 0 | 0 | 0 | 0 | 0 | 0 | 0 | 0 | 0 | 403.0543 | 322.4086 | 322.4086 | 322.4086 | 80.6457 | 403.0543 | 3417.299 | 3417.299 | 1653.3194 | 1653.3194 | 1006.3323 | 1006.3323 | 0 | 0 | 757.6473 | 757.6473 | 299616177.7318 | 1302228694.5101 | 150155127.7581 | 0 | 1752 | 63.2486 | 0 | 0 | 0 | 1390.6462 | 132 | 2432 | 3689.5386 | 608 | 152 | 0.11829
1454 | 20.6022 | 551 | 200 | 800 | 0 | 100% | 92.6484 | 103.9411 | 104.0577 | 104.0577 | 1 | 103.9411 | 94.9906 | 106.0119 | 99.9772 | 99.9772 | 99.9772 | 6.0346 | 106.0119 | 79.7264 | 70.9759 | 70.9759 | 70.9759 | 8.7505 | 79.7264 | 0 | 0 | 0 | 0 | 0 | 0 | 0 | 0 | 0 | 208.2183 | 168.6321 | 168.6321 | 168.6321 | 39.5862 | 208.2183 | 1901.4619 | 1901.4619 | 33.1589 | 33.1589 | 1108.535 | 1108.535 | 0 | 0 | 759.768 | 759.768 | 29271632.1758 | 1325811789.8879 | 309151603.1761 | 0 | 1664.235 | 31.1444 | 0 | 0 | 0 | 27.8129 | 145 | 2432 | 3689.5386 | 608 | 152 | 0.24077
1455 | 51.5054 | 551 | 200 | 800 | 0 | 100% | 93.7329 | 105.446 | 105.4793 | 105.4793 | 1 | 105.446 | 95.9704 | 109.5642 | 103.3264 | 103.3264 | 103.3264 | 6.2378 | 109.5642 | 79.7096 | 70.9596 | 70.9596 | 70.9596 | 8.75 | 79.7096 | 0 | 0 | 0 | 0 | 0 | 0 | 0 | 0 | 0 | 224.4279 | 181.6586 | 181.6586 | 181.6586 | 42.7693 | 224.4279 | 1950.8726 | 1950.8726 | 82.8834 | 82.8834 | 1108.3488 | 1108.3488 | 0 | 0 | 759.6404 | 759.6404 | 70680941.0342 | 1325897277.4555 | 284822895.2271 | 0 | 1681.4011 | 32.6781 | 0 | 0 | 0 | 69.5323 | 145 | 2432 | 3689.5386 | 608 | 152 | 0.22202
1456 | 154.5162 | 551 | 200 | 800 | 0 | 100% | 97.1119 | 110.8593 | 110.6503 | 110.6503 | 1 | 110.8593 | 98.3001 | 124.0853 | 117.0174 | 117.0174 | 117.0174 | 7.0679 | 124.0853 | 79.6639 | 70.9151 | 70.9151 | 70.9151 | 8.7488 | 79.6639 | 0 | 0 | 0 | 0 | 0 | 0 | 0 | 0 | 0 | 294.0873 | 236.9074 | 236.9074 | 236.9074 | 57.1799 | 294.0873 | 2115.5881 | 2115.5881 | 248.5268 | 248.5268 | 1107.7982 | 1107.7982 | 0 | 0 | 759.263 | 759.263 | 185748202.3135 | 1326071784.9965 | 210397620.8818 | 0 | 1722.2176 | 37.7154 | 0 | 0 | 0 | 208.5969 | 145 | 2432 | 3689.5386 | 608 | 152 | 0.16469
1457 | 206.0217 | 551 | 200 | 800 | 0 | 100% | 98.2534 | 114.2321 | 114.0774 | 114.0774 | 1 | 114.2321 | 98.9178 | 137.3978 | 129.57 | 129.57 | 129.57 | 7.8277 | 137.3978 | 79.6461 | 70.8975 | 70.8975 | 70.8975 | 8.7486 | 79.6461 | 0 | 0 | 0 | 0 | 0 | 0 | 0 | 0 | 0 | 332.4935 | 267.473 | 267.473 | 267.473 | 65.0206 | 332.4935 | 2197.9521 | 2197.9521 | 331.297 | 331.297 | 1107.5573 | 1107.5573 | 0 | 0 | 759.0979 | 759.0979 | 221534429.3047 | 1326110091.9393 | 185396035.4921 | 0 | 1733.0406 | 40.1851 | 0 | 0 | 0 | 278.1292 | 145 | 2432 | 3689.5386 | 608 | 152 | 0.14544
1458 | 257.5271 | 551 | 200 | 800 | 0 | 100% | 98.9384 | 117.8506 | 117.7681 | 117.7681 | 1 | 117.8506 | 99.2592 | 157.8456 | 148.8512 | 148.8512 | 148.8512 | 8.9944 | 157.8456 | 79.6303 | 70.8819 | 70.8819 | 70.8819 | 8.7484 | 79.6303 | 0 | 0 | 0 | 0 | 0 | 0 | 0 | 0 | 0 | 353.449 | 283.953 | 283.953 | 283.953 | 69.496 | 353.449 | 2280.3198 | 2280.3198 | 414.0383 | 414.0383 | 1107.3356 | 1107.3356 | 0 | 0 | 758.9459 | 758.9459 | 238917196.3074 | 1326137183.1635 | 173967201.9062 | 0 | 1739.0216 | 42.5688 | 0 | 0 | 0 | 347.6615 | 145 | 2432 | 3689.5386 | 608 | 152 | 0.13663
1459 | 309.0325 | 551 | 200 | 800 | 0 | 100% | 99.3265 | 121.6864 | 121.6934 | 121.6934 | 1 | 121.6864 | 99.5093 | 181.1311 | 170.8081 | 170.8081 | 170.8081 | 10.323 | 181.1311 | 79.616 | 70.8678 | 70.8678 | 70.8678 | 8.7483 | 79.616 | 0 | 0 | 0 | 0 | 0 | 0 | 0 | 0 | 0 | 365.3964 | 293.2883 | 293.2883 | 293.2883 | 72.1081 | 365.3964 | 2362.6905 | 2362.6905 | 496.7541 | 496.7541 | 1107.1308 | 1107.1308 | 0 | 0 | 758.8056 | 758.8056 | 249008123.5343 | 1326154949.5341 | 168240008.755 | 0 | 1743.4031 | 44.801 | 0 | 0 | 0 | 417.1938 | 145 | 2432 | 3689.5386 | 608 | 152 | 0.13222
1460 | 360.5379 | 551 | 200 | 800 | 0 | 100% | 99.4863 | 125.6309 | 125.6306 | 125.6306 | 1 | 125.6309 | 99.6597 | 205.1226 | 193.4304 | 193.4304 | 193.4304 | 11.6923 | 205.1226 | 79.6031 | 70.8549 | 70.8549 | 70.8549 | 8.7482 | 79.6031 | 0 | 0 | 0 | 0 | 0 | 0 | 0 | 0 | 0 | 374.1223 | 300.0772 | 300.0772 | 300.0772 | 74.0451 | 374.1223 | 2445.0641 | 2445.0641 | 579.4472 | 579.4472 | 1106.9412 | 1106.9412 | 0 | 0 | 758.6757 | 758.6757 | 256181363.8954 | 1326166998.8482 | 163690392.8274 | 0 | 1746.0388 | 46.9098 | 0 | 0 | 0 | 486.7262 | 145 | 2432 | 3689.5386 | 608 | 152 | 0.12872
1461 | 412.0433 | 551 | 200 | 800 | 0 | 100% | 99.6347 | 129.6758 | 129.6685 | 129.6685 | 1 | 129.6758 | 99.7486 | 229.1985 | 216.1319 | 216.1319 | 216.1319 | 13.0666 | 229.1985 | 79.5913 | 70.8432 | 70.8432 | 70.8432 | 8.7481 | 79.5913 | 0 | 0 | 0 | 0 | 0 | 0 | 0 | 0 | 0 | 382.4391 | 306.5887 | 306.5887 | 306.5887 | 75.8504 | 382.4391 | 2527.4402 | 2527.4402 | 662.12 | 662.12 | 1106.7652 | 1106.7652 | 0 | 0 | 758.555 | 758.555 | 261752004.0098 | 1326176497.2762 | 159667049.4929 | 0 | 1747.5956 | 48.8913 | 0 | 0 | 0 | 556.2585 | 145 | 2432 | 3689.5386 | 608 | 152 | 0.12562
1462 | 463.5487 | 551 | 200 | 800 | 0 | 100% | 99.7374 | 133.7704 | 133.7921 | 133.7921 | 1 | 133.7704 | 99.8239 | 253.3476 | 238.9023 | 238.9023 | 238.9023 | 14.4453 | 253.3476 | 79.5803 | 70.8323 | 70.8323 | 70.8323 | 8.7481 | 79.5803 | 0 | 0 | 0 | 0 | 0 | 0 | 0 | 0 | 0 | 389.7602 | 312.3339 | 312.3339 | 312.3339 | 77.4263 | 389.7602 | 2609.8185 | 2609.8185 | 744.7747 | 744.7747 | 1106.6012 | 1106.6012 | 0 | 0 | 758.4426 | 758.4426 | 266185420.1906 | 1326182876.8097 | 156546150.1822 | 0 | 1748.9144 | 50.7329 | 0 | 0 | 0 | 625.7908 | 145 | 2432 | 3689.5386 | 608 | 152 | 0.12321
1463 | 515.0541 | 551 | 200 | 800 | 0 | 100% | 99.8174 | 137.8773 | 137.9177 | 137.9177 | 1 | 137.8773 | 99.8851 | 277.5426 | 261.7157 | 261.7157 | 261.7157 | 15.8269 | 277.5426 | 79.5702 | 70.8222 | 70.8222 | 70.8222 | 8.748 | 79.5702 | 0 | 0 | 0 | 0 | 0 | 0 | 0 | 0 | 0 | 395.7477 | 317.0135 | 317.0135 | 317.0135 | 78.7342 | 395.7477 | 2692.1988 | 2692.1988 | 827.413 | 827.413 | 1106.4482 | 1106.4482 | 0 | 0 | 758.3377 | 758.3377 | 269772272.878 | 1326187796.1508 | 154027254.7427 | 0 | 1749.9873 | 52.4497 | 0 | 0 | 0 | 695.3231 | 145 | 2432 | 3689.5386 | 608 | 152 | 0.12127
1464 | 566.5595 | 551 | 200 | 800 | 0 | 100% | 99.8858 | 141.9923 | 142.0562 | 142.0562 | 1 | 141.9923 | 99.94 | 301.805 | 284.5923 | 284.5923 | 284.5923 | 17.2126 | 301.805 | 79.5608 | 70.8128 | 70.8128 | 70.8128 | 8.748 | 79.5608 | 0 | 0 | 0 | 0 | 0 | 0 | 0 | 0 | 0 | 400.6416 | 320.8121 | 320.8121 | 320.8121 | 79.8295 | 400.6416 | 2774.581 | 2774.581 | 910.0365 | 910.0365 | 1106.305 | 1106.305 | 0 | 0 | 758.2396 | 758.2396 | 272722515.7635 | 1326191742.4359 | 152034053.2252 | 0 | 1750.9483 | 54.0517 | 0 | 0 | 0 | 764.8554 | 145 | 2432 | 3689.5386 | 608 | 152 | 0.11974
1465 | 618.065 | 551 | 200 | 800 | 0 | 100% | 99.9658 | 146.123 | 146.1974 | 146.1974 | 1 | 146.123 | 99.987 | 326.2002 | 307.5941 | 307.5941 | 307.5941 | 18.6061 | 326.2002 | 79.552 | 70.804 | 70.804 | 70.804 | 8.748 | 79.552 | 0 | 0 | 0 | 0 | 0 | 0 | 0 | 0 | 0 | 404.4506 | 323.7772 | 323.7772 | 323.7772 | 80.6734 | 404.4506 | 2856.9648 | 2856.9648 | 992.6466 | 992.6466 | 1106.1707 | 1106.1707 | 0 | 0 | 758.1475 | 758.1475 | 275043117.4794 | 1326194716.984 | 150534981.8773 | 0 | 1751.7728 | 55.5513 | 0 | 0 | 0 | 834.3877 | 145 | 2432 | 3689.5386 | 608 | 152 | 0.11858
1466 | 669.5704 | 551 | 200 | 800 | 0 | 100% | 100 | 150.2731 | 150.2965 | 150.2965 | 1 | 150.2731 | 100 | 350.7316 | 330.7242 | 330.7242 | 330.7242 | 20.0075 | 350.7316 | 79.5438 | 70.7958 | 70.7958 | 70.7958 | 8.748 | 79.5438 | 0 | 0 | 0 | 0 | 0 | 0 | 0 | 0 | 0 | 407.7618 | 326.3523 | 326.3523 | 326.3523 | 81.4095 | 407.7618 | 2939.3501 | 2939.3501 | 1075.2445 | 1075.2445 | 1106.0445 | 1106.0445 | 0 | 0 | 758.0611 | 758.0611 | 277000141.1684 | 1326197149.4962 | 148802709.3353 | 0 | 1752 | 56.9697 | 0 | 0 | 0 | 903.92 | 145 | 2432 | 3689.5386 | 608 | 152 | 0.11725
1467 | 721.0758 | 551 | 200 | 800 | 0 | 100% | 100 | 154.4562 | 154.4523 | 154.4523 | 1 | 154.4562 | 100 | 375.3019 | 353.8907 | 353.8907 | 353.8907 | 21.4112 | 375.3019 | 79.5361 | 70.7881 | 70.7881 | 70.7881 | 8.7479 | 79.5361 | 0 | 0 | 0 | 0 | 0 | 0 | 0 | 0 | 0 | 411.4315 | 329.2151 | 329.2151 | 329.2151 | 82.2164 | 411.4315 | 3021.7368 | 3021.7368 | 1157.8313 | 1157.8313 | 1105.9258 | 1105.9258 | 0 | 0 | 757.9797 | 757.9797 | 278664909.853 | 1326199395.3347 | 147135694.8123 | 0 | 1752 | 58.3057 | 0 | 0 | 0 | 973.4523 | 145 | 2432 | 3689.5386 | 608 | 152 | 0.11596
1468 | 772.5812 | 551 | 200 | 800 | 0 | 100% | 100 | 158.661 | 158.6591 | 158.6591 | 1 | 158.661 | 100 | 399.9017 | 377.0848 | 377.0848 | 377.0848 | 22.8168 | 399.9017 | 79.5288 | 70.7808 | 70.7808 | 70.7808 | 8.7479 | 79.5288 | 0 | 0 | 0 | 0 | 0 | 0 | 0 | 0 | 0 | 415.153 | 332.1274 | 332.1274 | 332.1274 | 83.0256 | 415.153 | 3104.1247 | 3104.1247 | 1240.408 | 1240.408 | 1105.8138 | 1105.8138 | 0 | 0 | 757.903 | 757.903 | 280113096.812 | 1326201322.5333 | 145685580.6547 | 0 | 1752 | 59.5611 | 0 | 0 | 0 | 1042.9846 | 145 | 2432 | 3689.5386 | 608 | 152 | 0.11485
1469 | 824.0866 | 551 | 200 | 800 | 0 | 100% | 100 | 162.8704 | 162.8745 | 162.8745 | 1 | 162.8704 | 100 | 424.5043 | 400.2816 | 400.2816 | 400.2816 | 24.2228 | 424.5043 | 79.5219 | 70.774 | 70.774 | 70.774 | 8.7479 | 79.5219 | 0 | 0 | 0 | 0 | 0 | 0 | 0 | 0 | 0 | 418.5577 | 334.7891 | 334.7891 | 334.7891 | 83.7685 | 418.5577 | 3186.5138 | 3186.5138 | 1322.9753 | 1322.9753 | 1105.7081 | 1105.7081 | 0 | 0 | 757.8305 | 757.8305 | 281385736.4452 | 1326202686.5501 | 144411577.0047 | 0 | 1752 | 60.743 | 0 | 0 | 0 | 1112.5169 | 145 | 2432 | 3689.5386 | 608 | 152 | 0.11386
1470 | 875.592 | 551 | 200 | 800 | 0 | 100% | 100 | 167.0845 | 167.0964 | 167.0964 | 1 | 167.0845 | 100 | 449.1368 | 423.5063 | 423.5063 | 423.5063 | 25.6305 | 449.1368 | 79.5154 | 70.7675 | 70.7675 | 70.7675 | 8.7479 | 79.5154 | 0 | 0 | 0 | 0 | 0 | 0 | 0 | 0 | 0 | 421.6335 | 337.1941 | 337.1941 | 337.1941 | 84.4394 | 421.6335 | 3268.904 | 3268.904 | 1405.534 | 1405.534 | 1105.608 | 1105.608 | 0 | 0 | 757.7619 | 757.7619 | 282487902.7278 | 1326203975.5236 | 143308121.7487 | 0 | 1752 | 61.8579 | 0 | 0 | 0 | 1182.0492 | 145 | 2432 | 3689.5386 | 608 | 152 | 0.11301
1471 | 927.0974 | 551 | 200 | 800 | 0 | 100% | 100 | 171.3045 | 171.3243 | 171.3243 | 1 | 171.3045 | 100 | 473.8063 | 446.7658 | 446.7658 | 446.7658 | 27.0405 | 473.8063 | 79.5093 | 70.7614 | 70.7614 | 70.7614 | 8.7479 | 79.5093 | 0 | 0 | 0 | 0 | 0 | 0 | 0 | 0 | 0 | 424.4212 | 339.3808 | 339.3808 | 339.3808 | 85.0404 | 424.4212 | 3351.2951 | 3351.2951 | 1488.0849 | 1488.0849 | 1105.5132 | 1105.5132 | 0 | 0 | 757.6969 | 757.6969 | 283451856.669 | 1326205264.497 | 142342878.8339 | 0 | 1752 | 62.9114 | 0 | 0 | 0 | 1251.5815 | 145 | 2432 | 3689.5386 | 608 | 152 | 0.11227
1472 | 978.6028 | 551 | 200 | 800 | 0 | 100% | 100 | 175.5266 | 175.5537 | 175.5537 | 1 | 175.5266 | 100 | 498.5163 | 470.0634 | 470.0634 | 470.0634 | 28.4529 | 498.5163 | 79.5035 | 70.7556 | 70.7556 | 70.7556 | 8.7479 | 79.5035 | 0 | 0 | 0 | 0 | 0 | 0 | 0 | 0 | 0 | 426.9006 | 341.3254 | 341.3254 | 341.3254 | 85.5752 | 426.9006 | 3433.6871 | 3433.6871 | 1570.6285 | 1570.6285 | 1105.4233 | 1105.4233 | 0 | 0 | 757.6353 | 757.6353 | 284302002.8527 | 1326206491.0592 | 141491506.0882 | 0 | 1752 | 63.9081 | 0 | 0 | 0 | 1321.1138 | 145 | 2432 | 3689.5386 | 608 | 152 | 0.11162
1473 | 1030.1083 | 551 | 200 | 800 | 0 | 100% | 100 | 179.7495 | 179.7844 | 179.7844 | 1 | 179.7495 | 100 | 523.2144 | 493.3497 | 493.3497 | 493.3497 | 29.8647 | 523.2144 | 79.4979 | 70.75 | 70.75 | 70.75 | 8.7479 | 79.4979 | 0 | 0 | 0 | 0 | 0 | 0 | 0 | 0 | 0 | 429.1838 | 343.1152 | 343.1152 | 343.1152 | 86.0687 | 429.1838 | 3516.08 | 3516.08 | 1653.1654 | 1653.1654 | 1105.3379 | 1105.3379 | 0 | 0 | 757.5767 | 757.5767 | 285101793.572 | 1326207513.1731 | 140690693.2549 | 0 | 1752 | 64.8527 | 0 | 0 | 0 | 1390.6462 | 145 | 2432 | 3689.5386 | 608 | 152 | 0.111
1474 | 20.6022 | 600.4 | 200 | 800 | 0 | 100% | 94.0411 | 108.4412 | 108.5545 | 108.5545 | 1 | 108.4412 | 95.8951 | 110.5338 | 104.2398 | 104.2398 | 104.2398 | 6.294 | 110.5338 | 85.4797 | 76.095 | 76.095 | 76.095 | 9.3847 | 85.4797 | 0 | 0 | 0 | 0 | 0 | 0 | 0 | 0 | 0 | 210.2921 | 170.1592 | 170.1592 | 170.1592 | 40.1329 | 210.2921 | 2000.1949 | 2000.1949 | 33.1481 | 33.1481 | 1207.5268 | 1207.5268 | 0 | 0 | 759.5201 | 759.5201 | 28057806.4981 | 1347050304.2023 | 304974328.7349 | 0 | 1680.0824 | 36.2019 | 0 | 0 | 0 | 27.8129 | 158 | 2432 | 3689.5386 | 608 | 152 | 0.23755
1475 | 51.5054 | 600.4 | 200 | 800 | 0 | 100% | 94.8973 | 110.0427 | 110.0865 | 110.0865 | 1 | 110.0427 | 96.7418 | 114.2934 | 107.7844 | 107.7844 | 107.7844 | 6.509 | 114.2934 | 85.4641 | 76.0798 | 76.0798 | 76.0798 | 9.3842 | 85.4641 | 0 | 0 | 0 | 0 | 0 | 0 | 0 | 0 | 0 | 227.511 | 183.9862 | 183.9862 | 183.9862 | 43.5248 | 227.511 | 2049.6094 | 2049.6094 | 82.8579 | 82.8579 | 1207.3455 | 1207.3455 | 0 | 0 | 759.406 | 759.406 | 67750584.7622 | 1347119295.0185 | 280045912.9421 | 0 | 1694.9158 | 37.5499 | 0 | 0 | 0 | 69.5323 | 158 | 2432 | 3689.5386 | 608 | 152 | 0.21835
1476 | 154.5162 | 600.4 | 200 | 800 | 0 | 100% | 97.5571 | 115.8118 | 115.591 | 115.591 | 1 | 115.8118 | 98.6092 | 129.526 | 122.1464 | 122.1464 | 122.1464 | 7.3796 | 129.526 | 85.4212 | 76.038 | 76.038 | 76.038 | 9.3833 | 85.4212 | 0 | 0 | 0 | 0 | 0 | 0 | 0 | 0 | 0 | 304.0563 | 244.6912 | 244.6912 | 244.6912 | 59.3651 | 304.0563 | 2214.335 | 2214.335 | 248.4625 | 248.4625 | 1206.8059 | 1206.8059 | 0 | 0 | 759.0667 | 759.0667 | 177851564.1224 | 1347260581.2105 | 202520862.8797 | 0 | 1727.633 | 42.0642 | 0 | 0 | 0 | 208.5969 | 158 | 2432 | 3689.5386 | 608 | 152 | 0.15863
1477 | 206.0217 | 600.4 | 200 | 800 | 0 | 100% | 98.5845 | 119.2863 | 119.0273 | 119.0273 | 1 | 119.2863 | 99.0824 | 143.6011 | 135.4181 | 135.4181 | 135.4181 | 8.183 | 143.6011 | 85.404 | 76.021 | 76.021 | 76.021 | 9.383 | 85.404 | 0 | 0 | 0 | 0 | 0 | 0 | 0 | 0 | 0 | 345.8983 | 277.9981 | 277.9981 | 277.9981 | 67.9002 | 345.8983 | 2296.7033 | 2296.7033 | 331.2181 | 331.2181 | 1206.5681 | 1206.5681 | 0 | 0 | 758.9171 | 758.9171 | 211906344.5872 | 1347295038.8493 | 176722600.0079 | 0 | 1735.924 | 44.262 | 0 | 0 | 0 | 278.1292 | 158 | 2432 | 3689.5386 | 608 | 152 | 0.13875
1478 | 257.5271 | 600.4 | 200 | 800 | 0 | 100% | 99.0525 | 123.0227 | 122.948 | 122.948 | 1 | 123.0227 | 99.3677 | 165.0381 | 155.6319 | 155.6319 | 155.6319 | 9.4062 | 165.0381 | 85.3886 | 76.0058 | 76.0058 | 76.0058 | 9.3828 | 85.3886 | 0 | 0 | 0 | 0 | 0 | 0 | 0 | 0 | 0 | 371.1551 | 297.921 | 297.921 | 297.921 | 73.2341 | 371.1551 | 2379.0747 | 2379.0747 | 413.9472 | 413.9472 | 1206.3485 | 1206.3485 | 0 | 0 | 758.779 | 758.779 | 228465043.9384 | 1347318895.9367 | 165137999.618 | 0 | 1740.9219 | 46.3545 | 0 | 0 | 0 | 347.6615 | 158 | 2432 | 3689.5386 | 608 | 152 | 0.12983
1479 | 309.0325 | 600.4 | 200 | 800 | 0 | 100% | 99.4064 | 126.873 | 126.8623 | 126.8623 | 1 | 126.873 | 99.5845 | 189.4403 | 178.6416 | 178.6416 | 178.6416 | 10.7987 | 189.4403 | 85.3747 | 75.992 | 75.992 | 75.992 | 9.3827 | 85.3747 | 0 | 0 | 0 | 0 | 0 | 0 | 0 | 0 | 0 | 384.1592 | 308.0893 | 308.0893 | 308.0893 | 76.0698 | 384.1592 | 2461.4488 | 2461.4488 | 496.6529 | 496.6529 | 1206.145 | 1206.145 | 0 | 0 | 758.6509 | 758.6509 | 238026119.1 | 1347335241.7942 | 159358790.1709 | 0 | 1744.7202 | 48.3143 | 0 | 0 | 0 | 417.1938 | 158 | 2432 | 3689.5386 | 608 | 152 | 0.12538
1480 | 360.5379 | 600.4 | 200 | 800 | 0 | 100% | 99.5548 | 130.8586 | 130.844 | 130.844 | 1 | 130.8586 | 99.7092 | 214.5925 | 202.3582 | 202.3582 | 202.3582 | 12.2342 | 214.5925 | 85.362 | 75.9794 | 75.9794 | 75.9794 | 9.3826 | 85.362 | 0 | 0 | 0 | 0 | 0 | 0 | 0 | 0 | 0 | 394.3589 | 316.0787 | 316.0787 | 316.0787 | 78.2802 | 394.3589 | 2543.8253 | 2543.8253 | 579.3375 | 579.3375 | 1205.9558 | 1205.9558 | 0 | 0 | 758.532 | 758.532 | 244817046.3892 | 1347346435.5796 | 154742531.0446 | 0 | 1746.906 | 50.1767 | 0 | 0 | 0 | 486.7262 | 158 | 2432 | 3689.5386 | 608 | 152 | 0.12182
1481 | 412.0433 | 600.4 | 200 | 800 | 0 | 100% | 99.6804 | 134.9213 | 134.9187 | 134.9187 | 1 | 134.9213 | 99.7947 | 239.8176 | 226.1433 | 226.1433 | 226.1433 | 13.6742 | 239.8176 | 85.3504 | 75.9678 | 75.9678 | 75.9678 | 9.3826 | 85.3504 | 0 | 0 | 0 | 0 | 0 | 0 | 0 | 0 | 0 | 403.5678 | 323.3141 | 323.3141 | 323.3141 | 80.2536 | 403.5678 | 2626.204 | 2626.204 | 662.0032 | 662.0032 | 1205.7796 | 1205.7796 | 0 | 0 | 758.4212 | 758.4212 | 250107984.4024 | 1347354334.3332 | 150940469.3667 | 0 | 1748.4028 | 51.9245 | 0 | 0 | 0 | 556.2585 | 158 | 2432 | 3689.5386 | 608 | 152 | 0.11889
1482 | 463.5487 | 600.4 | 200 | 800 | 0 | 100% | 99.8059 | 139.0175 | 139.035 | 139.035 | 1 | 139.0175 | 99.8628 | 265.1143 | 249.9957 | 249.9957 | 249.9957 | 15.1186 | 265.1143 | 85.3396 | 75.9571 | 75.9571 | 75.9571 | 9.3825 | 85.3396 | 0 | 0 | 0 | 0 | 0 | 0 | 0 | 0 | 0 | 411.3686 | 329.4383 | 329.4383 | 329.4383 | 81.9303 | 411.3686 | 2708.5848 | 2708.5848 | 744.652 | 744.652 | 1205.6151 | 1205.6151 | 0 | 0 | 758.3177 | 758.3177 | 254319851.5697 | 1347360202.2132 | 147915755.4052 | 0 | 1749.5958 | 53.5581 | 0 | 0 | 0 | 625.7908 | 158 | 2432 | 3689.5386 | 608 | 152 | 0.11656
1483 | 515.0541 | 600.4 | 200 | 800 | 0 | 100% | 99.8516 | 143.1281 | 143.1632 | 143.1632 | 1 | 143.1281 | 99.9151 | 290.4705 | 273.9039 | 273.9039 | 273.9039 | 16.5666 | 290.4705 | 85.3296 | 75.9471 | 75.9471 | 75.9471 | 9.3825 | 85.3296 | 0 | 0 | 0 | 0 | 0 | 0 | 0 | 0 | 0 | 417.935 | 334.5623 | 334.5623 | 334.5623 | 83.3727 | 417.935 | 2790.9673 | 2790.9673 | 827.2854 | 827.2854 | 1205.4611 | 1205.4611 | 0 | 0 | 758.2208 | 758.2208 | 257724728.0894 | 1347364621.6157 | 145423192.1948 | 0 | 1750.5125 | 55.0881 | 0 | 0 | 0 | 695.3231 | 158 | 2432 | 3689.5386 | 608 | 152 | 0.11464
1484 | 566.5595 | 600.4 | 200 | 800 | 0 | 100% | 99.9201 | 147.2533 | 147.3018 | 147.3018 | 1 | 147.2533 | 99.9631 | 315.8692 | 297.8521 | 297.8521 | 297.8521 | 18.0172 | 315.8692 | 85.3203 | 75.9378 | 75.9378 | 75.9378 | 9.3825 | 85.3203 | 0 | 0 | 0 | 0 | 0 | 0 | 0 | 0 | 0 | 423.32 | 338.7685 | 338.7685 | 338.7685 | 84.5515 | 423.32 | 2873.3514 | 2873.3514 | 909.9049 | 909.9049 | 1205.3166 | 1205.3166 | 0 | 0 | 758.1299 | 758.1299 | 260540043.9618 | 1347367979.9214 | 143444770.9047 | 0 | 1751.3528 | 56.5218 | 0 | 0 | 0 | 764.8554 | 158 | 2432 | 3689.5386 | 608 | 152 | 0.11312
1485 | 618.065 | 600.4 | 200 | 800 | 0 | 100% | 99.9886 | 151.3893 | 151.428 | 151.428 | 1 | 151.3893 | 99.9985 | 341.4459 | 321.9677 | 321.9677 | 321.9677 | 19.4782 | 341.4459 | 85.3116 | 75.9291 | 75.9291 | 75.9291 | 9.3825 | 85.3116 | 0 | 0 | 0 | 0 | 0 | 0 | 0 | 0 | 0 | 427.4352 | 341.98 | 341.98 | 341.98 | 85.4552 | 427.4352 | 2955.737 | 2955.737 | 992.5117 | 992.5117 | 1205.1808 | 1205.1808 | 0 | 0 | 758.0445 | 758.0445 | 262707390.1934 | 1347370404.9265 | 141895762.449 | 0 | 1751.9736 | 57.8705 | 0 | 0 | 0 | 834.3877 | 158 | 2432 | 3689.5386 | 608 | 152 | 0.11193
1486 | 669.5704 | 600.4 | 200 | 800 | 0 | 100% | 100 | 155.5552 | 155.5375 | 155.5375 | 1 | 155.5552 | 100 | 367.1876 | 346.2389 | 346.2389 | 346.2389 | 20.9487 | 367.1876 | 85.3034 | 75.9209 | 75.9209 | 75.9209 | 9.3825 | 85.3034 | 0 | 0 | 0 | 0 | 0 | 0 | 0 | 0 | 0 | 431.3727 | 345.0543 | 345.0543 | 345.0543 | 86.3184 | 431.3727 | 3038.1239 | 3038.1239 | 1075.1069 | 1075.1069 | 1205.0529 | 1205.0529 | 0 | 0 | 757.9641 | 757.9641 | 264529599.214 | 1347372805.5829 | 140097595.2031 | 0 | 1752 | 59.1517 | 0 | 0 | 0 | 903.92 | 158 | 2432 | 3689.5386 | 608 | 152 | 0.11054
1487 | 721.0758 | 600.4 | 200 | 800 | 0 | 100% | 100 | 159.7572 | 159.737 | 159.737 | 1 | 159.7572 | 100 | 392.9782 | 370.556 | 370.556 | 370.556 | 22.4222 | 392.9782 | 85.2956 | 75.9132 | 75.9132 | 75.9132 | 9.3824 | 85.2956 | 0 | 0 | 0 | 0 | 0 | 0 | 0 | 0 | 0 | 435.747 | 348.4848 | 348.4848 | 348.4848 | 87.2622 | 435.747 | 3120.5121 | 3120.5121 | 1157.6916 | 1157.6916 | 1204.9323 | 1204.9323 | 0 | 0 | 757.8882 | 757.8882 | 266082723.1447 | 1347375035.6835 | 138542241.1717 | 0 | 1752 | 60.3574 | 0 | 0 | 0 | 973.4523 | 158 | 2432 | 3689.5386 | 608 | 152 | 0.10934
1488 | 772.5812 | 600.4 | 200 | 800 | 0 | 100% | 100 | 163.9665 | 163.9564 | 163.9564 | 1 | 163.9665 | 100 | 418.773 | 394.8769 | 394.8769 | 394.8769 | 23.8961 | 418.773 | 85.2883 | 75.9059 | 75.9059 | 75.9059 | 9.3824 | 85.2883 | 0 | 0 | 0 | 0 | 0 | 0 | 0 | 0 | 0 | 439.8482 | 351.6946 | 351.6946 | 351.6946 | 88.1536 | 439.8482 | 3202.9014 | 3202.9014 | 1240.2665 | 1240.2665 | 1204.8184 | 1204.8184 | 0 | 0 | 757.8165 | 757.8165 | 267453834.9842 | 1347377137.7407 | 137169027.275 | 0 | 1752 | 61.494 | 0 | 0 | 0 | 1042.9846 | 158 | 2432 | 3689.5386 | 608 | 152 | 0.10829
1489 | 824.0866 | 600.4 | 200 | 800 | 0 | 100% | 100 | 168.1814 | 168.1816 | 168.1816 | 1 | 168.1814 | 100 | 444.5698 | 419.1995 | 419.1995 | 419.1995 | 25.3703 | 444.5698 | 85.2814 | 75.899 | 75.899 | 75.899 | 9.3824 | 85.2814 | 0 | 0 | 0 | 0 | 0 | 0 | 0 | 0 | 0 | 443.5809 | 354.6208 | 354.6208 | 354.6208 | 88.9601 | 443.5809 | 3285.2918 | 3285.2918 | 1322.8325 | 1322.8325 | 1204.7105 | 1204.7105 | 0 | 0 | 757.7487 | 757.7487 | 268647584.5464 | 1347378960.4332 | 135973455.0203 | 0 | 1752 | 62.5672 | 0 | 0 | 0 | 1112.5169 | 158 | 2432 | 3689.5386 | 608 | 152 | 0.10736
1490 | 875.592 | 600.4 | 200 | 800 | 0 | 100% | 100 | 172.399 | 172.4084 | 172.4084 | 1 | 172.399 | 100 | 470.3954 | 443.5491 | 443.5491 | 443.5491 | 26.8462 | 470.3954 | 85.2749 | 75.8925 | 75.8925 | 75.8925 | 9.3824 | 85.2749 | 0 | 0 | 0 | 0 | 0 | 0 | 0 | 0 | 0 | 446.9073 | 357.2283 | 357.2283 | 357.2283 | 89.679 | 446.9073 | 3367.6831 | 3367.6831 | 1405.3903 | 1405.3903 | 1204.6083 | 1204.6083 | 0 | 0 | 757.6844 | 757.6844 | 269685607.4395 | 1347380515.2191 | 134933877.3414 | 0 | 1752 | 63.5823 | 0 | 0 | 0 | 1182.0492 | 158 | 2432 | 3689.5386 | 608 | 152 | 0.10656
1491 | 927.0974 | 600.4 | 200 | 800 | 0 | 100% | 100 | 176.6194 | 176.6367 | 176.6367 | 1 | 176.6194 | 100 | 496.2626 | 467.9379 | 467.9379 | 467.9379 | 28.3247 | 496.2626 | 85.2687 | 75.8863 | 75.8863 | 75.8863 | 9.3824 | 85.2687 | 0 | 0 | 0 | 0 | 0 | 0 | 0 | 0 | 0 | 449.8651 | 359.5481 | 359.5481 | 359.5481 | 90.3169 | 449.8651 | 3450.0752 | 3450.0752 | 1487.9405 | 1487.9405 | 1204.5113 | 1204.5113 | 0 | 0 | 757.6234 | 757.6234 | 270585618.3332 | 1347381804.1926 | 134032577.4742 | 0 | 1752 | 64.5438 | 0 | 0 | 0 | 1251.5815 | 158 | 2432 | 3689.5386 | 608 | 152 | 0.10587
1492 | 978.6028 | 600.4 | 200 | 800 | 0 | 100% | 100 | 180.8434 | 180.8682 | 180.8682 | 1 | 180.8434 | 100 | 522.173 | 492.3673 | 492.3673 | 492.3673 | 29.8057 | 522.173 | 85.2628 | 75.8804 | 75.8804 | 75.8804 | 9.3824 | 85.2628 | 0 | 0 | 0 | 0 | 0 | 0 | 0 | 0 | 0 | 452.5123 | 361.6288 | 361.6288 | 361.6288 | 90.8835 | 452.5123 | 3532.4683 | 3532.4683 | 1570.4837 | 1570.4837 | 1204.4191 | 1204.4191 | 0 | 0 | 757.5654 | 757.5654 | 271391625.5397 | 1347383093.166 | 133225281.2943 | 0 | 1752 | 65.4559 | 0 | 0 | 0 | 1321.1138 | 158 | 2432 | 3689.5386 | 608 | 152 | 0.10525
1493 | 1030.1083 | 600.4 | 200 | 800 | 0 | 100% | 100 | 185.0686 | 185.1012 | 185.1012 | 1 | 185.0686 | 100 | 548.0693 | 516.7833 | 516.7833 | 516.7833 | 31.286 | 548.0693 | 85.2572 | 75.8748 | 75.8748 | 75.8748 | 9.3824 | 85.2572 | 0 | 0 | 0 | 0 | 0 | 0 | 0 | 0 | 0 | 454.9601 | 363.5533 | 363.5533 | 363.5533 | 91.4068 | 454.9601 | 3614.862 | 3614.862 | 1653.0203 | 1653.0203 | 1204.3314 | 1204.3314 | 0 | 0 | 757.5103 | 757.5103 | 272143825.0801 | 1347384382.1395 | 132471792.7804 | 0 | 1752 | 66.322 | 0 | 0 | 0 | 1390.6462 | 158 | 2432 | 3689.5386 | 608 | 152 | 0.10467
1494 | 20.6022 | 653.6 | 200 | 800 | 0 | 100% | 95.0799 | 113.4391 | 113.532 | 113.532 | 1 | 113.4391 | 96.6385 | 116.0383 | 109.4289 | 109.4289 | 109.4289 | 6.6094 | 116.0383 | 91.6818 | 81.6134 | 81.6134 | 81.6134 | 10.0684 | 91.6818 | 0 | 0 | 0 | 0 | 0 | 0 | 0 | 0 | 0 | 213.0074 | 172.1846 | 172.1846 | 172.1846 | 40.8228 | 213.0074 | 2106.5307 | 2106.5307 | 33.1377 | 33.1377 | 1314.1109 | 1314.1109 | 0 | 0 | 759.2821 | 759.2821 | 26722816.161 | 1366828195.3328 | 299555790.9987 | 0 | 1693.1068 | 40.9371 | 0 | 0 | 0 | 27.8129 | 172 | 2432 | 3689.5386 | 608 | 152 | 0.23337
1495 | 51.5054 | 653.6 | 200 | 800 | 0 | 100% | 95.9361 | 115.1273 | 115.1454 | 115.1454 | 1 | 115.1273 | 97.3688 | 119.3282 | 112.5306 | 112.5306 | 112.5306 | 6.7976 | 119.3282 | 91.6671 | 81.5991 | 81.5991 | 81.5991 | 10.068 | 91.6671 | 0 | 0 | 0 | 0 | 0 | 0 | 0 | 0 | 0 | 231.223 | 186.8163 | 186.8163 | 186.8163 | 44.4066 | 231.223 | 2155.9484 | 2155.9484 | 82.8332 | 82.8332 | 1313.9348 | 1313.9348 | 0 | 0 | 759.1804 | 759.1804 | 64883552.3056 | 1366885882.693 | 274132798.6276 | 0 | 1705.9022 | 42.1208 | 0 | 0 | 0 | 69.5323 | 172 | 2432 | 3689.5386 | 608 | 152 | 0.21379
1496 | 154.5162 | 653.6 | 200 | 800 | 0 | 100% | 98.0708 | 121.2341 | 120.9653 | 120.9653 | 1 | 121.2341 | 98.8472 | 135.337 | 127.6245 | 127.6245 | 127.6245 | 7.7125 | 135.337 | 91.6275 | 81.5602 | 81.5602 | 81.5602 | 10.0673 | 91.6275 | 0 | 0 | 0 | 0 | 0 | 0 | 0 | 0 | 0 | 314.4055 | 252.7933 | 252.7933 | 252.7933 | 61.6123 | 314.4055 | 2320.6835 | 2320.6835 | 248.4 | 248.4 | 1313.4077 | 1313.4077 | 0 | 0 | 758.8758 | 758.8758 | 170130715.2049 | 1366989605.3505 | 194682300.2514 | 0 | 1731.8026 | 46.1446 | 0 | 0 | 0 | 208.5969 | 172 | 2432 | 3689.5386 | 608 | 152 | 0.15259
1497 | 206.0217 | 653.6 | 200 | 800 | 0 | 100% | 98.7329 | 124.8642 | 124.6002 | 124.6002 | 1 | 124.8642 | 99.1994 | 150.1647 | 141.6058 | 141.6058 | 141.6058 | 8.5589 | 150.1647 | 91.6113 | 81.5442 | 81.5442 | 81.5442 | 10.0671 | 91.6113 | 0 | 0 | 0 | 0 | 0 | 0 | 0 | 0 | 0 | 361.6845 | 290.4341 | 290.4341 | 290.4341 | 71.2504 | 361.6845 | 2403.0557 | 2403.0557 | 331.1411 | 331.1411 | 1313.1739 | 1313.1739 | 0 | 0 | 758.7407 | 758.7407 | 202591727.8897 | 1367014058.4673 | 168366985.4335 | 0 | 1737.9728 | 48.0936 | 0 | 0 | 0 | 278.1292 | 172 | 2432 | 3689.5386 | 608 | 152 | 0.13232
1498 | 257.5271 | 653.6 | 200 | 800 | 0 | 100% | 99.2123 | 128.6054 | 128.5355 | 128.5355 | 1 | 128.6054 | 99.4762 | 172.6234 | 162.7829 | 162.7829 | 162.7829 | 9.8405 | 172.6234 | 91.5966 | 81.5297 | 81.5297 | 81.5297 | 10.0669 | 91.5966 | 0 | 0 | 0 | 0 | 0 | 0 | 0 | 0 | 0 | 388.1426 | 311.3066 | 311.3066 | 311.3066 | 76.836 | 388.1426 | 2485.4305 | 2485.4305 | 413.858 | 413.858 | 1312.9571 | 1312.9571 | 0 | 0 | 758.6154 | 758.6154 | 218362376.704 | 1367031590.0279 | 157428274.6129 | 0 | 1742.8222 | 49.9051 | 0 | 0 | 0 | 347.6615 | 172 | 2432 | 3689.5386 | 608 | 152 | 0.12389
1499 | 309.0325 | 653.6 | 200 | 800 | 0 | 100% | 99.4749 | 132.4935 | 132.4796 | 132.4796 | 1 | 132.4935 | 99.6554 | 198.2047 | 186.9043 | 186.9043 | 186.9043 | 11.3004 | 198.2047 | 91.5833 | 81.5164 | 81.5164 | 81.5164 | 10.0668 | 91.5833 | 0 | 0 | 0 | 0 | 0 | 0 | 0 | 0 | 0 | 402.8808 | 322.8611 | 322.8611 | 322.8611 | 80.0198 | 402.8808 | 2567.8077 | 2567.8077 | 496.5533 | 496.5533 | 1312.7555 | 1312.7555 | 0 | 0 | 758.4989 | 758.4989 | 227446795.8526 | 1367043661.2592 | 151471928.311 | 0 | 1745.9624 | 51.6293 | 0 | 0 | 0 | 417.1938 | 172 | 2432 | 3689.5386 | 608 | 152 | 0.1193
1500 | 360.5379 | 653.6 | 200 | 800 | 0 | 100% | 99.6119 | 136.509 | 136.5045 | 136.5045 | 1 | 136.509 | 99.7624 | 224.5554 | 211.7509 | 211.7509 | 211.7509 | 12.8045 | 224.5554 | 91.571 | 81.5042 | 81.5042 | 81.5042 | 10.0668 | 91.571 | 0 | 0 | 0 | 0 | 0 | 0 | 0 | 0 | 0 | 414.4889 | 331.9833 | 331.9833 | 331.9833 | 82.5057 | 414.4889 | 2650.1871 | 2650.1871 | 579.2293 | 579.2293 | 1312.5675 | 1312.5675 | 0 | 0 | 758.3903 | 758.3903 | 233904524.7943 | 1367051249.9682 | 146881698.9079 | 0 | 1747.8375 | 53.2682 | 0 | 0 | 0 | 486.7262 | 172 | 2432 | 3689.5386 | 608 | 152 | 0.11577
1501 | 412.0433 | 653.6 | 200 | 800 | 0 | 100% | 99.7717 | 140.5733 | 140.5644 | 140.5644 | 1 | 140.5733 | 99.8377 | 250.9521 | 236.6406 | 236.6406 | 236.6406 | 14.3115 | 250.9521 | 91.5597 | 81.493 | 81.493 | 81.493 | 10.0667 | 91.5597 | 0 | 0 | 0 | 0 | 0 | 0 | 0 | 0 | 0 | 424.3056 | 339.6988 | 339.6988 | 339.6988 | 84.6068 | 424.3056 | 2732.5683 | 2732.5683 | 661.8877 | 661.8877 | 1312.3918 | 1312.3918 | 0 | 0 | 758.2888 | 758.2888 | 238964999.376 | 1367056826.5526 | 143135181.7424 | 0 | 1749.157 | 54.8103 | 0 | 0 | 0 | 556.2585 | 172 | 2432 | 3689.5386 | 608 | 152 | 0.11288
1502 | 463.5487 | 653.6 | 200 | 800 | 0 | 100% | 99.8402 | 144.6819 | 144.6797 | 144.6797 | 1 | 144.6819 | 99.8881 | 277.4541 | 261.6294 | 261.6294 | 261.6294 | 15.8247 | 277.4541 | 91.5492 | 81.4825 | 81.4825 | 81.4825 | 10.0667 | 91.5492 | 0 | 0 | 0 | 0 | 0 | 0 | 0 | 0 | 0 | 433.0212 | 346.5428 | 346.5428 | 346.5428 | 86.4784 | 433.0212 | 2814.9513 | 2814.9513 | 744.5303 | 744.5303 | 1312.2273 | 1312.2273 | 0 | 0 | 758.1937 | 758.1937 | 242955216.2138 | 1367060803.8133 | 140022899.8847 | 0 | 1750.0389 | 56.2622 | 0 | 0 | 0 | 625.7908 | 172 | 2432 | 3689.5386 | 608 | 152 | 0.11048
1503 | 515.0541 | 653.6 | 200 | 800 | 0 | 100% | 99.8858 | 148.8068 | 148.8228 | 148.8228 | 1 | 148.8068 | 99.9356 | 304.0388 | 286.6959 | 286.6959 | 286.6959 | 17.3429 | 304.0388 | 91.5394 | 81.4727 | 81.4727 | 81.4727 | 10.0667 | 91.5394 | 0 | 0 | 0 | 0 | 0 | 0 | 0 | 0 | 0 | 440.1727 | 352.1526 | 352.1526 | 352.1526 | 88.0201 | 440.1727 | 2897.3359 | 2897.3359 | 827.1585 | 827.1585 | 1312.0728 | 1312.0728 | 0 | 0 | 758.1045 | 758.1045 | 246173186.9156 | 1367064157.7746 | 137635201.1569 | 0 | 1750.8725 | 57.6234 | 0 | 0 | 0 | 695.3231 | 172 | 2432 | 3689.5386 | 608 | 152 | 0.10864
1504 | 566.5595 | 653.6 | 200 | 800 | 0 | 100% | 99.9429 | 152.9377 | 152.974 | 152.974 | 1 | 152.9377 | 99.9831 | 330.6707 | 311.8067 | 311.8067 | 311.8067 | 18.864 | 330.6707 | 91.5302 | 81.4635 | 81.4635 | 81.4635 | 10.0667 | 91.5302 | 0 | 0 | 0 | 0 | 0 | 0 | 0 | 0 | 0 | 445.8765 | 356.6216 | 356.6216 | 356.6216 | 89.255 | 445.8765 | 2979.7219 | 2979.7219 | 909.7737 | 909.7737 | 1311.9276 | 1311.9276 | 0 | 0 | 758.0206 | 758.0206 | 248804151.9446 | 1367066482.2606 | 135834027.6104 | 0 | 1751.7047 | 58.9007 | 0 | 0 | 0 | 764.8554 | 172 | 2432 | 3689.5386 | 608 | 152 | 0.10726
1505 | 618.065 | 653.6 | 200 | 800 | 0 | 100% | 100 | 157.078 | 157.0655 | 157.0655 | 1 | 157.078 | 100 | 357.5367 | 337.138 | 337.138 | 337.138 | 20.3987 | 357.5367 | 91.5216 | 81.4549 | 81.4549 | 81.4549 | 10.0667 | 91.5216 | 0 | 0 | 0 | 0 | 0 | 0 | 0 | 0 | 0 | 450.2721 | 360.0458 | 360.0458 | 360.0458 | 90.2263 | 450.2721 | 3062.1092 | 3062.1092 | 992.3769 | 992.3769 | 1311.7908 | 1311.7908 | 0 | 0 | 757.9415 | 757.9415 | 250838055.1997 | 1367068303.0213 | 134093641.779 | 0 | 1752 | 60.1146 | 0 | 0 | 0 | 834.3877 | 172 | 2432 | 3689.5386 | 608 | 152 | 0.10592
1506 | 669.5704 | 653.6 | 200 | 800 | 0 | 100% | 100 | 161.2675 | 161.2332 | 161.2332 | 1 | 161.2675 | 100 | 384.5405 | 362.5991 | 362.5991 | 362.5991 | 21.9414 | 384.5405 | 91.5135 | 81.4468 | 81.4468 | 81.4468 | 10.0666 | 91.5135 | 0 | 0 | 0 | 0 | 0 | 0 | 0 | 0 | 0 | 455.1941 | 363.9072 | 363.9072 | 363.9072 | 91.2869 | 455.1941 | 3144.4977 | 3144.4977 | 1074.9691 | 1074.9691 | 1311.6616 | 1311.6616 | 0 | 0 | 757.8669 | 757.8669 | 252536293.8411 | 1367070076.6978 | 132393629.461 | 0 | 1752 | 61.2652 | 0 | 0 | 0 | 903.92 | 172 | 2432 | 3689.5386 | 608 | 152 | 0.10461
1507 | 721.0758 | 653.6 | 200 | 800 | 0 | 100% | 100 | 165.476 | 165.4532 | 165.4532 | 1 | 165.476 | 100 | 411.6196 | 388.1311 | 388.1311 | 388.1311 | 23.4885 | 411.6196 | 91.5058 | 81.4391 | 81.4391 | 81.4391 | 10.0666 | 91.5058 | 0 | 0 | 0 | 0 | 0 | 0 | 0 | 0 | 0 | 459.9994 | 367.6725 | 367.6725 | 367.6725 | 92.327 | 459.9994 | 3226.8873 | 3226.8873 | 1157.5513 | 1157.5513 | 1311.5396 | 1311.5396 | 0 | 0 | 757.7964 | 757.7964 | 253984577.1703 | 1367071850.3743 | 130943572.4553 | 0 | 1752 | 62.3509 | 0 | 0 | 0 | 973.4523 | 172 | 2432 | 3689.5386 | 608 | 152 | 0.10349
1508 | 772.5812 | 653.6 | 200 | 800 | 0 | 100% | 100 | 169.6905 | 169.6788 | 169.6788 | 1 | 169.6905 | 100 | 438.6934 | 413.6578 | 413.6578 | 413.6578 | 25.0355 | 438.6934 | 91.4985 | 81.4319 | 81.4319 | 81.4319 | 10.0666 | 91.4985 | 0 | 0 | 0 | 0 | 0 | 0 | 0 | 0 | 0 | 464.3566 | 371.0927 | 371.0927 | 371.0927 | 93.2639 | 464.3566 | 3309.2779 | 3309.2779 | 1240.1243 | 1240.1243 | 1311.424 | 1311.424 | 0 | 0 | 757.7296 | 757.7296 | 255267784.5644 | 1367073490.7753 | 129658724.6603 | 0 | 1752 | 63.3777 | 0 | 0 | 0 | 1042.9846 | 172 | 2432 | 3689.5386 | 608 | 152 | 0.1025
1509 | 824.0866 | 653.6 | 200 | 800 | 0 | 100% | 100 | 173.9099 | 173.9086 | 173.9086 | 1 | 173.9099 | 100 | 465.7441 | 439.1627 | 439.1627 | 439.1627 | 26.5814 | 465.7441 | 91.4916 | 81.425 | 81.425 | 81.425 | 10.0666 | 91.4916 | 0 | 0 | 0 | 0 | 0 | 0 | 0 | 0 | 0 | 468.3542 | 374.2382 | 374.2382 | 374.2382 | 94.1161 | 468.3542 | 3391.6695 | 3391.6695 | 1322.6887 | 1322.6887 | 1311.3145 | 1311.3145 | 0 | 0 | 757.6663 | 757.6663 | 256410401.4436 | 1367075031.8112 | 128514566.7452 | 0 | 1752 | 64.35 | 0 | 0 | 0 | 1112.5169 | 172 | 2432 | 3689.5386 | 608 | 152 | 0.10162
1510 | 875.592 | 653.6 | 200 | 800 | 0 | 100% | 100 | 178.1304 | 178.1384 | 178.1384 | 1 | 178.1304 | 100 | 492.7995 | 464.6718 | 464.6718 | 464.6718 | 28.1276 | 492.7995 | 91.485 | 81.4184 | 81.4184 | 81.4184 | 10.0666 | 91.485 | 0 | 0 | 0 | 0 | 0 | 0 | 0 | 0 | 0 | 471.9512 | 377.066 | 377.066 | 377.066 | 94.8851 | 471.9512 | 3474.0619 | 3474.0619 | 1405.2453 | 1405.2453 | 1311.2104 | 1311.2104 | 0 | 0 | 757.6062 | 757.6062 | 257403376.3952 | 1367076448.9927 | 127520174.6121 | 0 | 1752 | 65.272 | 0 | 0 | 0 | 1182.0492 | 172 | 2432 | 3689.5386 | 608 | 152 | 0.10085
1511 | 927.0974 | 653.6 | 200 | 800 | 0 | 100% | 100 | 182.3543 | 182.3702 | 182.3702 | 1 | 182.3543 | 100 | 519.8989 | 490.2224 | 490.2224 | 490.2224 | 29.6765 | 519.8989 | 91.4788 | 81.4122 | 81.4122 | 81.4122 | 10.0666 | 91.4788 | 0 | 0 | 0 | 0 | 0 | 0 | 0 | 0 | 0 | 475.1606 | 379.593 | 379.593 | 379.593 | 95.5677 | 475.1606 | 3556.4552 | 3556.4552 | 1487.7946 | 1487.7946 | 1311.1115 | 1311.1115 | 0 | 0 | 757.5491 | 757.5491 | 258259618.7912 | 1367077816.8729 | 126662564.3358 | 0 | 1752 | 66.1475 | 0 | 0 | 0 | 1251.5815 | 172 | 2432 | 3689.5386 | 608 | 152 | 0.10019
1512 | 978.6028 | 653.6 | 200 | 800 | 0 | 100% | 100 | 186.58 | 186.6034 | 186.6034 | 1 | 186.58 | 100 | 547.0496 | 515.8212 | 515.8212 | 515.8212 | 31.2284 | 547.0496 | 91.4729 | 81.4063 | 81.4063 | 81.4063 | 10.0666 | 91.4729 | 0 | 0 | 0 | 0 | 0 | 0 | 0 | 0 | 0 | 478.005 | 381.8333 | 381.8333 | 381.8333 | 96.1718 | 478.005 | 3638.8492 | 3638.8492 | 1570.3371 | 1570.3371 | 1311.0174 | 1311.0174 | 0 | 0 | 757.4947 | 757.4947 | 259023848.9935 | 1367078728.2287 | 125897422.7777 | 0 | 1752 | 66.9798 | 0 | 0 | 0 | 1321.1138 | 172 | 2432 | 3689.5386 | 608 | 152 | 0.099603
1513 | 1030.1083 | 653.6 | 200 | 800 | 0 | 100% | 100 | 190.8051 | 190.8366 | 190.8366 | 1 | 190.8051 | 100 | 574.18 | 541.4007 | 541.4007 | 541.4007 | 32.7793 | 574.18 | 91.4672 | 81.4007 | 81.4007 | 81.4007 | 10.0666 | 91.4672 | 0 | 0 | 0 | 0 | 0 | 0 | 0 | 0 | 0 | 480.6201 | 383.8885 | 383.8885 | 383.8885 | 96.7316 | 480.6201 | 3721.2438 | 3721.2438 | 1652.8733 | 1652.8733 | 1310.9277 | 1310.9277 | 0 | 0 | 757.4429 | 757.4429 | 259750913.5679 | 1367079611.6911 | 125169474.741 | 0 | 1752 | 67.7721 | 0 | 0 | 0 | 1390.6462 | 172 | 2432 | 3689.5386 | 608 | 152 | 0.099042
1514 | 20.6022 | 703 | 200 | 800 | 0 | 100% | 95.9132 | 118.2408 | 118.3116 | 118.3116 | 1 | 118.2408 | 97.1713 | 120.0535 | 113.2138 | 113.2138 | 113.2138 | 6.8397 | 120.0535 | 97.4763 | 86.7691 | 86.7691 | 86.7691 | 10.7073 | 97.4763 | 0 | 0 | 0 | 0 | 0 | 0 | 0 | 0 | 0 | 216.0632 | 174.5406 | 174.5406 | 174.5406 | 41.5225 | 216.0632 | 2205.2772 | 2205.2772 | 33.1291 | 33.1291 | 1413.0642 | 1413.0642 | 0 | 0 | 759.0839 | 759.0839 | 25824247.7022 | 1382420711.5775 | 294196553.474 | 0 | 1702.4415 | 44.7886 | 0 | 0 | 0 | 27.8129 | 185 | 2432 | 3689.5386 | 608 | 152 | 0.22924
1515 | 51.5054 | 703 | 200 | 800 | 0 | 100% | 96.5183 | 120.0735 | 120.0916 | 120.0916 | 1 | 120.0735 | 97.764 | 123.1027 | 116.0885 | 116.0885 | 116.0885 | 7.0143 | 123.1027 | 97.4629 | 86.756 | 86.756 | 86.756 | 10.7069 | 97.4629 | 0 | 0 | 0 | 0 | 0 | 0 | 0 | 0 | 0 | 236.3436 | 190.8256 | 190.8256 | 190.8256 | 45.518 | 236.3436 | 2254.6975 | 2254.6975 | 82.8127 | 82.8127 | 1412.893 | 1412.893 | 0 | 0 | 758.9919 | 758.9919 | 62890923.7931 | 1382463156.9311 | 267470842.2754 | 0 | 1712.8249 | 45.8719 | 0 | 0 | 0 | 69.5323 | 185 | 2432 | 3689.5386 | 608 | 152 | 0.20866
1516 | 154.5162 | 703 | 200 | 800 | 0 | 100% | 98.2648 | 126.4077 | 126.11 | 126.11 | 1 | 126.4077 | 98.9639 | 140.3912 | 132.3891 | 132.3891 | 132.3891 | 8.0021 | 140.3912 | 97.4251 | 86.7188 | 86.7188 | 86.7188 | 10.7063 | 97.4251 | 0 | 0 | 0 | 0 | 0 | 0 | 0 | 0 | 0 | 325.2608 | 261.336 | 261.336 | 261.336 | 63.9248 | 325.2608 | 2419.4401 | 2419.4401 | 248.3474 | 248.3474 | 1412.3776 | 1412.3776 | 0 | 0 | 758.715 | 758.715 | 163913002.7932 | 1382551517.3922 | 187382664.4658 | 0 | 1733.8472 | 49.4923 | 0 | 0 | 0 | 208.5969 | 185 | 2432 | 3689.5386 | 608 | 152 | 0.14697
1517 | 206.0217 | 703 | 200 | 800 | 0 | 100% | 98.8927 | 130.0624 | 129.8016 | 129.8016 | 1 | 130.0624 | 99.3041 | 155.8695 | 146.9838 | 146.9838 | 146.9838 | 8.8857 | 155.8695 | 97.4094 | 86.7033 | 86.7033 | 86.7033 | 10.7061 | 97.4094 | 0 | 0 | 0 | 0 | 0 | 0 | 0 | 0 | 0 | 374.6932 | 300.6826 | 300.6826 | 300.6826 | 74.0106 | 374.6932 | 2501.8154 | 2501.8154 | 331.076 | 331.076 | 1412.1478 | 1412.1478 | 0 | 0 | 758.5916 | 758.5916 | 195130040.0012 | 1382573276.0426 | 162104432.6547 | 0 | 1739.8077 | 51.2022 | 0 | 0 | 0 | 278.1292 | 185 | 2432 | 3689.5386 | 608 | 152 | 0.12749
1518 | 257.5271 | 703 | 200 | 800 | 0 | 100% | 99.3607 | 133.8122 | 133.722 | 133.722 | 1 | 133.8122 | 99.5604 | 179.2247 | 169.0061 | 169.0061 | 169.0061 | 10.2186 | 179.2247 | 97.3953 | 86.6893 | 86.6893 | 86.6893 | 10.706 | 97.3953 | 0 | 0 | 0 | 0 | 0 | 0 | 0 | 0 | 0 | 402.2145 | 322.4028 | 322.4028 | 322.4028 | 79.8116 | 402.2145 | 2584.1931 | 2584.1931 | 413.7823 | 413.7823 | 1411.934 | 1411.934 | 0 | 0 | 758.4767 | 758.4767 | 210286430.9727 | 1382587100.877 | 151423869.1221 | 0 | 1744.2974 | 52.8081 | 0 | 0 | 0 | 347.6615 | 185 | 2432 | 3689.5386 | 608 | 152 | 0.11927
1519 | 309.0325 | 703 | 200 | 800 | 0 | 100% | 99.5434 | 137.7434 | 137.6991 | 137.6991 | 1 | 137.7434 | 99.7022 | 205.8213 | 194.0847 | 194.0847 | 194.0847 | 11.7366 | 205.8213 | 97.3823 | 86.6764 | 86.6764 | 86.6764 | 10.7059 | 97.3823 | 0 | 0 | 0 | 0 | 0 | 0 | 0 | 0 | 0 | 418.8667 | 335.4949 | 335.4949 | 335.4949 | 83.3718 | 418.8667 | 2666.5728 | 2666.5728 | 496.4687 | 496.4687 | 1411.7346 | 1411.7346 | 0 | 0 | 758.3696 | 758.3696 | 218991350.885 | 1382597720.8619 | 145193884.8593 | 0 | 1746.783 | 54.3542 | 0 | 0 | 0 | 417.1938 | 185 | 2432 | 3689.5386 | 608 | 152 | 0.11447
1520 | 360.5379 | 703 | 200 | 800 | 0 | 100% | 99.7146 | 141.7775 | 141.7627 | 141.7627 | 1 | 141.7775 | 99.8021 | 233.2053 | 219.9056 | 219.9056 | 219.9056 | 13.2997 | 233.2053 | 97.3703 | 86.6645 | 86.6645 | 86.6645 | 10.7058 | 97.3703 | 0 | 0 | 0 | 0 | 0 | 0 | 0 | 0 | 0 | 431.5571 | 345.4872 | 345.4872 | 345.4872 | 86.0699 | 431.5571 | 2748.9544 | 2748.9544 | 579.1369 | 579.1369 | 1411.5481 | 1411.5481 | 0 | 0 | 758.2694 | 758.2694 | 225189994.5215 | 1382604517.4612 | 140738115.8041 | 0 | 1748.5326 | 55.8163 | 0 | 0 | 0 | 486.7262 | 185 | 2432 | 3689.5386 | 608 | 152 | 0.11103
1521 | 412.0433 | 703 | 200 | 800 | 0 | 100% | 99.8059 | 145.8575 | 145.819 | 145.819 | 1 | 145.8575 | 99.8586 | 260.6452 | 245.7788 | 245.7788 | 245.7788 | 14.8664 | 260.6452 | 97.3592 | 86.6534 | 86.6534 | 86.6534 | 10.7058 | 97.3592 | 0 | 0 | 0 | 0 | 0 | 0 | 0 | 0 | 0 | 442.3455 | 353.9789 | 353.9789 | 353.9789 | 88.3666 | 442.3455 | 2831.3377 | 2831.3377 | 661.7888 | 661.7888 | 1411.3734 | 1411.3734 | 0 | 0 | 758.1755 | 758.1755 | 230041006.9462 | 1382609459.0193 | 136872054.5684 | 0 | 1749.5225 | 57.2035 | 0 | 0 | 0 | 556.2585 | 185 | 2432 | 3689.5386 | 608 | 152 | 0.10806
1522 | 463.5487 | 703 | 200 | 800 | 0 | 100% | 99.8516 | 149.9775 | 149.9604 | 149.9604 | 1 | 149.9775 | 99.9067 | 288.2067 | 271.7665 | 271.7665 | 271.7665 | 16.4402 | 288.2067 | 97.3488 | 86.6431 | 86.6431 | 86.6431 | 10.7058 | 97.3488 | 0 | 0 | 0 | 0 | 0 | 0 | 0 | 0 | 0 | 451.7699 | 361.3931 | 361.3931 | 361.3931 | 90.3767 | 451.7699 | 2913.7226 | 2913.7226 | 744.4259 | 744.4259 | 1411.2093 | 1411.2093 | 0 | 0 | 758.0874 | 758.0874 | 233851715.3137 | 1382613406.4032 | 133899904.1955 | 0 | 1750.365 | 58.5076 | 0 | 0 | 0 | 625.7908 | 185 | 2432 | 3689.5386 | 608 | 152 | 0.10577
1523 | 515.0541 | 703 | 200 | 800 | 0 | 100% | 99.9087 | 154.1019 | 154.1083 | 154.1083 | 1 | 154.1019 | 99.9543 | 315.8621 | 297.8425 | 297.8425 | 297.8425 | 18.0196 | 315.8621 | 97.3391 | 86.6334 | 86.6334 | 86.6334 | 10.7057 | 97.3391 | 0 | 0 | 0 | 0 | 0 | 0 | 0 | 0 | 0 | 459.1883 | 367.2103 | 367.2103 | 367.2103 | 91.978 | 459.1883 | 2996.1089 | 2996.1089 | 827.0494 | 827.0494 | 1411.0549 | 1411.0549 | 0 | 0 | 758.0045 | 758.0045 | 236921292.2703 | 1382616497.7712 | 131660874.5223 | 0 | 1751.1987 | 59.733 | 0 | 0 | 0 | 695.3231 | 185 | 2432 | 3689.5386 | 608 | 152 | 0.10404
1524 | 566.5595 | 703 | 200 | 800 | 0 | 100% | 99.9772 | 158.2341 | 158.2528 | 158.2528 | 1 | 158.2341 | 99.9964 | 343.5888 | 323.9855 | 323.9855 | 323.9855 | 19.6033 | 343.5888 | 97.33 | 86.6243 | 86.6243 | 86.6243 | 10.7057 | 97.33 | 0 | 0 | 0 | 0 | 0 | 0 | 0 | 0 | 0 | 465.09 | 371.8342 | 371.8342 | 371.8342 | 93.2559 | 465.09 | 3078.4964 | 3078.4964 | 909.6606 | 909.6606 | 1410.9095 | 1410.9095 | 0 | 0 | 757.9264 | 757.9264 | 239400113.4355 | 1382619103.5524 | 129917468.9367 | 0 | 1751.9367 | 60.8891 | 0 | 0 | 0 | 764.8554 | 185 | 2432 | 3689.5386 | 608 | 152 | 0.1027
1525 | 618.065 | 703 | 200 | 800 | 0 | 100% | 100 | 162.3931 | 162.3534 | 162.3534 | 1 | 162.3931 | 100 | 371.5537 | 350.353 | 350.353 | 350.353 | 21.2007 | 371.5537 | 97.3214 | 86.6157 | 86.6157 | 86.6157 | 10.7057 | 97.3214 | 0 | 0 | 0 | 0 | 0 | 0 | 0 | 0 | 0 | 470.2794 | 375.8951 | 375.8951 | 375.8951 | 94.3843 | 470.2794 | 3160.8852 | 3160.8852 | 992.2604 | 992.2604 | 1410.7722 | 1410.7722 | 0 | 0 | 757.8526 | 757.8526 | 241343135.5424 | 1382621068.2385 | 128035796.2191 | 0 | 1752 | 61.9948 | 0 | 0 | 0 | 834.3877 | 185 | 2432 | 3689.5386 | 608 | 152 | 0.10125
1526 | 669.5704 | 703 | 200 | 800 | 0 | 100% | 100 | 166.5969 | 166.5608 | 166.5608 | 1 | 166.5969 | 100 | 399.6663 | 376.8595 | 376.8595 | 376.8595 | 22.8068 | 399.6663 | 97.3134 | 86.6077 | 86.6077 | 86.6077 | 10.7057 | 97.3134 | 0 | 0 | 0 | 0 | 0 | 0 | 0 | 0 | 0 | 475.9005 | 380.313 | 380.313 | 380.313 | 95.5875 | 475.9005 | 3243.275 | 3243.275 | 1074.8498 | 1074.8498 | 1410.6423 | 1410.6423 | 0 | 0 | 757.7828 | 757.7828 | 242935154.2077 | 1382622629.7206 | 126442216.0716 | 0 | 1752 | 63.0407 | 0 | 0 | 0 | 903.92 | 185 | 2432 | 3689.5386 | 608 | 152 | 0.10002
1527 | 721.0758 | 703 | 200 | 800 | 0 | 100% | 100 | 170.809 | 170.7852 | 170.7852 | 1 | 170.809 | 100 | 427.8503 | 403.4331 | 403.4331 | 403.4331 | 24.4171 | 427.8503 | 97.3057 | 86.6 | 86.6 | 86.6 | 10.7057 | 97.3057 | 0 | 0 | 0 | 0 | 0 | 0 | 0 | 0 | 0 | 480.9526 | 384.279 | 384.279 | 384.279 | 96.6736 | 480.9526 | 3325.6658 | 3325.6658 | 1157.4297 | 1157.4297 | 1410.5193 | 1410.5193 | 0 | 0 | 757.7168 | 757.7168 | 244316108.4136 | 1382624185.5536 | 125059706.0328 | 0 | 1752 | 64.0306 | 0 | 0 | 0 | 973.4523 | 185 | 2432 | 3689.5386 | 608 | 152 | 0.098958
1528 | 772.5812 | 703 | 200 | 800 | 0 | 100% | 100 | 175.0254 | 175.0125 | 175.0125 | 1 | 175.0254 | 100 | 456.0062 | 429.9802 | 429.9802 | 429.9802 | 26.026 | 456.0062 | 97.2984 | 86.5928 | 86.5928 | 86.5928 | 10.7057 | 97.2984 | 0 | 0 | 0 | 0 | 0 | 0 | 0 | 0 | 0 | 485.5466 | 387.89 | 387.89 | 387.89 | 97.6566 | 485.5466 | 3408.0576 | 3408.0576 | 1240.0007 | 1240.0007 | 1410.4027 | 1410.4027 | 0 | 0 | 757.6541 | 757.6541 | 245554604.3265 | 1382625741.3866 | 123819654.2869 | 0 | 1752 | 64.9689 | 0 | 0 | 0 | 1042.9846 | 185 | 2432 | 3689.5386 | 608 | 152 | 0.098002
1529 | 824.0866 | 703 | 200 | 800 | 0 | 100% | 100 | 179.2441 | 179.2415 | 179.2415 | 1 | 179.2441 | 100 | 484.1122 | 456.48 | 456.48 | 456.48 | 27.6322 | 484.1122 | 97.2915 | 86.5859 | 86.5859 | 86.5859 | 10.7057 | 97.2915 | 0 | 0 | 0 | 0 | 0 | 0 | 0 | 0 | 0 | 489.7791 | 391.2177 | 391.2177 | 391.2177 | 98.5614 | 489.7791 | 3490.4502 | 3490.4502 | 1322.5636 | 1322.5636 | 1410.292 | 1410.292 | 0 | 0 | 757.5946 | 757.5946 | 246662656.4127 | 1382627297.2196 | 122710046.3676 | 0 | 1752 | 65.8595 | 0 | 0 | 0 | 1112.5169 | 185 | 2432 | 3689.5386 | 608 | 152 | 0.097148
1530 | 875.592 | 703 | 200 | 800 | 0 | 100% | 100 | 183.4656 | 183.4725 | 183.4725 | 1 | 183.4656 | 100 | 512.2272 | 482.9883 | 482.9883 | 482.9883 | 29.239 | 512.2272 | 97.285 | 86.5793 | 86.5793 | 86.5793 | 10.7057 | 97.285 | 0 | 0 | 0 | 0 | 0 | 0 | 0 | 0 | 0 | 493.6055 | 394.2289 | 394.2289 | 394.2289 | 99.3766 | 493.6055 | 3572.8435 | 3572.8435 | 1405.1188 | 1405.1188 | 1410.1866 | 1410.1866 | 0 | 0 | 757.5381 | 757.5381 | 247620345.4912 | 1382628853.0526 | 121750801.4562 | 0 | 1752 | 66.706 | 0 | 0 | 0 | 1182.0492 | 185 | 2432 | 3689.5386 | 608 | 152 | 0.096409
1531 | 927.0974 | 703 | 200 | 800 | 0 | 100% | 100 | 187.6895 | 187.7042 | 187.7042 | 1 | 187.6895 | 100 | 540.4039 | 509.5545 | 509.5545 | 509.5545 | 30.8494 | 540.4039 | 97.2787 | 86.5731 | 86.5731 | 86.5731 | 10.7056 | 97.2787 | 0 | 0 | 0 | 0 | 0 | 0 | 0 | 0 | 0 | 496.9792 | 396.8848 | 396.8848 | 396.8848 | 100.0945 | 496.9792 | 3655.2377 | 3655.2377 | 1487.6671 | 1487.6671 | 1410.0864 | 1410.0864 | 0 | 0 | 757.4842 | 757.4842 | 248434328.1559 | 1382630283.3387 | 120935388.5054 | 0 | 1752 | 67.5115 | 0 | 0 | 0 | 1251.5815 | 185 | 2432 | 3689.5386 | 608 | 152 | 0.09578
1532 | 978.6028 | 703 | 200 | 800 | 0 | 100% | 100 | 191.9148 | 191.9371 | 191.9371 | 1 | 191.9148 | 100 | 568.6355 | 536.1724 | 536.1724 | 536.1724 | 32.4631 | 568.6355 | 97.2727 | 86.5671 | 86.5671 | 86.5671 | 10.7056 | 97.2727 | 0 | 0 | 0 | 0 | 0 | 0 | 0 | 0 | 0 | 499.9606 | 399.2313 | 399.2313 | 399.2313 | 100.7293 | 499.9606 | 3737.6325 | 3737.6325 | 1570.2088 | 1570.2088 | 1409.9908 | 1409.9908 | 0 | 0 | 757.4328 | 757.4328 | 249172702.8673 | 1382631700.5201 | 120195596.6126 | 0 | 1752 | 68.2788 | 0 | 0 | 0 | 1321.1138 | 185 | 2432 | 3689.5386 | 608 | 152 | 0.095211
1533 | 1030.1083 | 703 | 200 | 800 | 0 | 100% | 100 | 196.1415 | 196.1723 | 196.1723 | 1 | 196.1415 | 100 | 596.8279 | 562.7532 | 562.7532 | 562.7532 | 34.0747 | 596.8279 | 97.267 | 86.5614 | 86.5614 | 86.5614 | 10.7056 | 97.267 | 0 | 0 | 0 | 0 | 0 | 0 | 0 | 0 | 0 | 502.7631 | 401.4389 | 401.4389 | 401.4389 | 101.3242 | 502.7631 | 3820.0279 | 3820.0279 | 1652.7445 | 1652.7445 | 1409.8996 | 1409.8996 | 0 | 0 | 757.3838 | 757.3838 | 249881856.8278 | 1382632753.3438 | 119485389.8283 | 0 | 1752 | 69.0108 | 0 | 0 | 0 | 1390.6462 | 185 | 2432 | 3689.5386 | 608 | 152 | 0.094663
1534 | 20.6022 | 752.4 | 200 | 800 | 0 | 100% | 96.4155 | 123.1919 | 123.2597 | 123.2597 | 1 | 123.1919 | 97.5579 | 123.4823 | 116.4456 | 116.4456 | 116.4456 | 7.0367 | 123.4823 | 103.2596 | 91.9147 | 91.9147 | 91.9147 | 11.3449 | 103.2596 | 0 | 0 | 0 | 0 | 0 | 0 | 0 | 0 | 0 | 220.3114 | 177.8523 | 177.8523 | 177.8523 | 42.4591 | 220.3114 | 2304.0287 | 2304.0287 | 33.1213 | 33.1213 | 1512.0031 | 1512.0031 | 0 | 0 | 758.9044 | 758.9044 | 25101135.2623 | 1396403676.5737 | 287709374.6067 | 0 | 1709.2142 | 48.2136 | 0 | 0 | 0 | 27.8129 | 198 | 2432 | 3689.5386 | 608 | 152 | 0.22425
1535 | 51.5054 | 752.4 | 200 | 800 | 0 | 100% | 97.0205 | 125.1006 | 125.0976 | 125.0976 | 1 | 125.1006 | 98.0473 | 126.6888 | 119.4687 | 119.4687 | 119.4687 | 7.2201 | 126.6888 | 103.2469 | 91.9022 | 91.9022 | 91.9022 | 11.3446 | 103.2469 | 0 | 0 | 0 | 0 | 0 | 0 | 0 | 0 | 0 | 241.962 | 195.2337 | 195.2337 | 195.2337 | 46.7283 | 241.962 | 2353.4513 | 2353.4513 | 82.794 | 82.794 | 1511.8365 | 1511.8365 | 0 | 0 | 758.8208 | 758.8208 | 61079182.1964 | 1396440100.5362 | 260268545.5931 | 0 | 1717.7878 | 49.2012 | 0 | 0 | 0 | 69.5323 | 198 | 2432 | 3689.5386 | 608 | 152 | 0.20311
1536 | 154.5162 | 752.4 | 200 | 800 | 0 | 100% | 98.3447 | 131.6098 | 131.3068 | 131.3068 | 1 | 131.6098 | 99.0738 | 145.3959 | 137.107 | 137.107 | 137.107 | 8.2889 | 145.3959 | 103.2106 | 91.8666 | 91.8666 | 91.8666 | 11.344 | 103.2106 | 0 | 0 | 0 | 0 | 0 | 0 | 0 | 0 | 0 | 335.7246 | 269.5793 | 269.5793 | 269.5793 | 66.1454 | 335.7246 | 2518.2004 | 2518.2004 | 248.2993 | 248.2993 | 1511.333 | 1511.333 | 0 | 0 | 758.5681 | 758.5681 | 158218022.0006 | 1396516460.2246 | 181038867.2357 | 0 | 1735.7733 | 52.4444 | 0 | 0 | 0 | 208.5969 | 198 | 2432 | 3689.5386 | 608 | 152 | 0.14208
1537 | 206.0217 | 752.4 | 200 | 800 | 0 | 100% | 99.0183 | 135.264 | 135.0086 | 135.0086 | 1 | 135.264 | 99.4044 | 161.4863 | 152.2788 | 152.2788 | 152.2788 | 9.2075 | 161.4863 | 103.1955 | 91.8517 | 91.8517 | 91.8517 | 11.3439 | 103.1955 | 0 | 0 | 0 | 0 | 0 | 0 | 0 | 0 | 0 | 386.6575 | 310.0971 | 310.0971 | 310.0971 | 76.5604 | 386.6575 | 2600.5785 | 2600.5785 | 331.0163 | 331.0163 | 1511.1074 | 1511.1074 | 0 | 0 | 758.4548 | 758.4548 | 188293666.2662 | 1396534831.7268 | 156736149.6404 | 0 | 1741.5646 | 53.9561 | 0 | 0 | 0 | 278.1292 | 198 | 2432 | 3689.5386 | 608 | 152 | 0.12336
1538 | 257.5271 | 752.4 | 200 | 800 | 0 | 100% | 99.4292 | 139.0534 | 138.9431 | 138.9431 | 1 | 139.0534 | 99.6198 | 185.6718 | 175.0839 | 175.0839 | 175.0839 | 10.5878 | 185.6718 | 103.1819 | 91.8381 | 91.8381 | 91.8381 | 11.3438 | 103.1819 | 0 | 0 | 0 | 0 | 0 | 0 | 0 | 0 | 0 | 416.3531 | 333.5597 | 333.5597 | 333.5597 | 82.7934 | 416.3531 | 2682.9586 | 2682.9586 | 413.7127 | 413.7127 | 1510.8968 | 1510.8968 | 0 | 0 | 758.3491 | 758.3491 | 202948668.3068 | 1396546401.0772 | 145844177.1541 | 0 | 1745.3392 | 55.4003 | 0 | 0 | 0 | 347.6615 | 198 | 2432 | 3689.5386 | 608 | 152 | 0.11497
1539 | 309.0325 | 752.4 | 200 | 800 | 0 | 100% | 99.6233 | 143.0091 | 142.9417 | 142.9417 | 1 | 143.0091 | 99.7407 | 213.2742 | 201.1109 | 201.1109 | 201.1109 | 12.1633 | 213.2742 | 103.1692 | 91.8255 | 91.8255 | 91.8255 | 11.3437 | 103.1692 | 0 | 0 | 0 | 0 | 0 | 0 | 0 | 0 | 0 | 434.3878 | 347.755 | 347.755 | 347.755 | 86.6329 | 434.3878 | 2765.3406 | 2765.3406 | 496.3905 | 496.3905 | 1510.6998 | 1510.6998 | 0 | 0 | 758.2502 | 758.2502 | 211311686.106 | 1396556009.6295 | 139588546.1747 | 0 | 1747.4562 | 56.7885 | 0 | 0 | 0 | 417.1938 | 198 | 2432 | 3689.5386 | 608 | 152 | 0.11015
1540 | 360.5379 | 752.4 | 200 | 800 | 0 | 100% | 99.7374 | 147.051 | 146.9984 | 146.9984 | 1 | 147.051 | 99.8265 | 241.6583 | 227.8746 | 227.8746 | 227.8746 | 13.7837 | 241.6583 | 103.1575 | 91.8139 | 91.8139 | 91.8139 | 11.3436 | 103.1575 | 0 | 0 | 0 | 0 | 0 | 0 | 0 | 0 | 0 | 447.9158 | 358.4097 | 358.4097 | 358.4097 | 89.5061 | 447.9158 | 2847.7242 | 2847.7242 | 579.0515 | 579.0515 | 1510.5151 | 1510.5151 | 0 | 0 | 758.1576 | 758.1576 | 217284767.0094 | 1396561562.3363 | 135114519.0584 | 0 | 1748.9608 | 58.1044 | 0 | 0 | 0 | 486.7262 | 198 | 2432 | 3689.5386 | 608 | 152 | 0.1067
1541 | 412.0433 | 752.4 | 200 | 800 | 0 | 100% | 99.8288 | 151.1519 | 151.1002 | 151.1002 | 1 | 151.1519 | 99.8774 | 270.0922 | 254.685 | 254.685 | 254.685 | 15.4072 | 270.0922 | 103.1466 | 91.803 | 91.803 | 91.803 | 11.3436 | 103.1466 | 0 | 0 | 0 | 0 | 0 | 0 | 0 | 0 | 0 | 459.9251 | 367.8824 | 367.8824 | 367.8824 | 92.0427 | 459.9251 | 2930.1094 | 2930.1094 | 661.6972 | 661.6972 | 1510.3417 | 1510.3417 | 0 | 0 | 758.0705 | 758.0705 | 221948129.9675 | 1396565872.8784 | 131337220.3849 | 0 | 1749.8512 | 59.3545 | 0 | 0 | 0 | 556.2585 | 198 | 2432 | 3689.5386 | 608 | 152 | 0.10379
1542 | 463.5487 | 752.4 | 200 | 800 | 0 | 100% | 99.8744 | 155.2754 | 155.251 | 155.251 | 1 | 155.2754 | 99.9252 | 298.6818 | 281.642 | 281.642 | 281.642 | 17.0398 | 298.6818 | 103.1364 | 91.7929 | 91.7929 | 91.7929 | 11.3436 | 103.1364 | 0 | 0 | 0 | 0 | 0 | 0 | 0 | 0 | 0 | 469.7966 | 375.6551 | 375.6551 | 375.6551 | 94.1416 | 469.7966 | 3012.4959 | 3012.4959 | 744.3289 | 744.3289 | 1510.1785 | 1510.1785 | 0 | 0 | 757.9886 | 757.9886 | 225612879.5735 | 1396569157.3993 | 128508292.5689 | 0 | 1750.6903 | 60.5316 | 0 | 0 | 0 | 625.7908 | 198 | 2432 | 3689.5386 | 608 | 152 | 0.10161
1543 | 515.0541 | 752.4 | 200 | 800 | 0 | 100% | 99.9201 | 159.3998 | 159.4052 | 159.4052 | 1 | 159.3998 | 99.9728 | 327.3714 | 308.693 | 308.693 | 308.693 | 18.6784 | 327.3714 | 103.1269 | 91.7834 | 91.7834 | 91.7834 | 11.3436 | 103.1269 | 0 | 0 | 0 | 0 | 0 | 0 | 0 | 0 | 0 | 477.5099 | 381.7009 | 381.7009 | 381.7009 | 95.8091 | 477.5099 | 3094.8837 | 3094.8837 | 826.9478 | 826.9478 | 1510.0246 | 1510.0246 | 0 | 0 | 757.9113 | 757.9113 | 228558829.0512 | 1396571386.6732 | 126394008.854 | 0 | 1751.5242 | 61.6409 | 0 | 0 | 0 | 695.3231 | 198 | 2432 | 3689.5386 | 608 | 152 | 0.099985
1544 | 566.5595 | 752.4 | 200 | 800 | 0 | 100% | 100 | 163.5393 | 163.5231 | 163.5231 | 1 | 163.5393 | 100 | 356.1512 | 335.829 | 335.829 | 335.829 | 20.3222 | 356.1512 | 103.1179 | 91.7744 | 91.7744 | 91.7744 | 11.3435 | 103.1179 | 0 | 0 | 0 | 0 | 0 | 0 | 0 | 0 | 0 | 483.8076 | 386.646 | 386.646 | 386.646 | 97.1616 | 483.8076 | 3177.2727 | 3177.2727 | 909.555 | 909.555 | 1509.8792 | 1509.8792 | 0 | 0 | 757.8384 | 757.8384 | 230913240.6544 | 1396573171.6131 | 124513587.7325 | 0 | 1752 | 62.6964 | 0 | 0 | 0 | 764.8554 | 198 | 2432 | 3689.5386 | 608 | 152 | 0.098537
1545 | 618.065 | 752.4 | 200 | 800 | 0 | 100% | 100 | 167.7193 | 167.6705 | 167.6705 | 1 | 167.7193 | 100 | 385.1797 | 363.1991 | 363.1991 | 363.1991 | 21.9805 | 385.1797 | 103.1095 | 91.7659 | 91.7659 | 91.7659 | 11.3435 | 103.1095 | 0 | 0 | 0 | 0 | 0 | 0 | 0 | 0 | 0 | 489.9887 | 391.4985 | 391.4985 | 391.4985 | 98.4902 | 489.9887 | 3259.6627 | 3259.6627 | 992.1515 | 992.1515 | 1509.7418 | 1509.7418 | 0 | 0 | 757.7694 | 757.7694 | 232765190.3554 | 1396574460.5865 | 122660349.0581 | 0 | 1752 | 63.7049 | 0 | 0 | 0 | 834.3877 | 198 | 2432 | 3689.5386 | 608 | 152 | 0.097109
1546 | 669.5704 | 752.4 | 200 | 800 | 0 | 100% | 100 | 171.9285 | 171.8917 | 171.8917 | 1 | 171.9285 | 100 | 414.3748 | 390.7263 | 390.7263 | 390.7263 | 23.6485 | 414.3748 | 103.1015 | 91.758 | 91.758 | 91.758 | 11.3435 | 103.1015 | 0 | 0 | 0 | 0 | 0 | 0 | 0 | 0 | 0 | 495.983 | 396.212 | 396.212 | 396.212 | 99.771 | 495.983 | 3342.0537 | 3342.0537 | 1074.7381 | 1074.7381 | 1509.6116 | 1509.6116 | 0 | 0 | 757.7041 | 757.7041 | 234278706.83 | 1396575713.7741 | 121145579.3959 | 0 | 1752 | 64.6601 | 0 | 0 | 0 | 903.92 | 198 | 2432 | 3689.5386 | 608 | 152 | 0.095942
1547 | 721.0758 | 752.4 | 200 | 800 | 0 | 100% | 100 | 176.1428 | 176.1178 | 176.1178 | 1 | 176.1428 | 100 | 443.6184 | 418.299 | 418.299 | 418.299 | 25.3194 | 443.6184 | 103.0939 | 91.7504 | 91.7504 | 91.7504 | 11.3435 | 103.0939 | 0 | 0 | 0 | 0 | 0 | 0 | 0 | 0 | 0 | 501.2732 | 400.3702 | 400.3702 | 400.3702 | 100.903 | 501.2732 | 3424.4456 | 3424.4456 | 1157.3155 | 1157.3155 | 1509.488 | 1509.488 | 0 | 0 | 757.642 | 757.642 | 235615215.4954 | 1396576735.888 | 119808048.6166 | 0 | 1752 | 65.5662 | 0 | 0 | 0 | 973.4523 | 198 | 2432 | 3689.5386 | 608 | 152 | 0.094912
1548 | 772.5812 | 752.4 | 200 | 800 | 0 | 100% | 100 | 180.3614 | 180.3472 | 180.3472 | 1 | 180.3614 | 100 | 472.7872 | 445.801 | 445.801 | 445.801 | 26.9861 | 472.7872 | 103.0867 | 91.7432 | 91.7432 | 91.7432 | 11.3435 | 103.0867 | 0 | 0 | 0 | 0 | 0 | 0 | 0 | 0 | 0 | 506.184 | 404.237 | 404.237 | 404.237 | 101.947 | 506.184 | 3506.8384 | 3506.8384 | 1239.8845 | 1239.8845 | 1509.3707 | 1509.3707 | 0 | 0 | 757.5832 | 757.5832 | 236826789.3685 | 1396577758.0019 | 118595452.6296 | 0 | 1752 | 66.4271 | 0 | 0 | 0 | 1042.9846 | 198 | 2432 | 3689.5386 | 608 | 152 | 0.093978
1549 | 824.0866 | 752.4 | 200 | 800 | 0 | 100% | 100 | 184.5824 | 184.5787 | 184.5787 | 1 | 184.5824 | 100 | 501.9141 | 473.2634 | 473.2634 | 473.2634 | 28.6507 | 501.9141 | 103.0798 | 91.7363 | 91.7363 | 91.7363 | 11.3435 | 103.0798 | 0 | 0 | 0 | 0 | 0 | 0 | 0 | 0 | 0 | 510.6946 | 407.7906 | 407.7906 | 407.7906 | 102.904 | 510.6946 | 3589.2319 | 3589.2319 | 1322.4457 | 1322.4457 | 1509.2591 | 1509.2591 | 0 | 0 | 757.5271 | 757.5271 | 237890941.1822 | 1396578780.1158 | 117530278.702 | 0 | 1752 | 67.2461 | 0 | 0 | 0 | 1112.5169 | 198 | 2432 | 3689.5386 | 608 | 152 | 0.093157
1550 | 875.592 | 752.4 | 200 | 800 | 0 | 100% | 100 | 188.8058 | 188.8116 | 188.8116 | 1 | 188.8058 | 100 | 531.0755 | 500.7582 | 500.7582 | 500.7582 | 30.3173 | 531.0755 | 103.0733 | 91.7298 | 91.7298 | 91.7298 | 11.3435 | 103.0733 | 0 | 0 | 0 | 0 | 0 | 0 | 0 | 0 | 0 | 514.7216 | 410.965 | 410.965 | 410.965 | 103.7566 | 514.7216 | 3671.6262 | 3671.6262 | 1404.9996 | 1404.9996 | 1509.1528 | 1509.1528 | 0 | 0 | 757.4738 | 757.4738 | 238806426.9938 | 1396579802.2297 | 116613770.7765 | 0 | 1752 | 68.0261 | 0 | 0 | 0 | 1182.0492 | 198 | 2432 | 3689.5386 | 608 | 152 | 0.092451
1551 | 927.0974 | 752.4 | 200 | 800 | 0 | 100% | 100 | 193.0321 | 193.0459 | 193.0459 | 1 | 193.0321 | 100 | 560.3012 | 528.3135 | 528.3135 | 528.3135 | 31.9877 | 560.3012 | 103.067 | 91.7236 | 91.7236 | 91.7236 | 11.3435 | 103.067 | 0 | 0 | 0 | 0 | 0 | 0 | 0 | 0 | 0 | 518.2811 | 413.7741 | 413.7741 | 413.7741 | 104.507 | 518.2811 | 3754.0211 | 3754.0211 | 1487.5468 | 1487.5468 | 1509.0514 | 1509.0514 | 0 | 0 | 757.4229 | 757.4229 | 239597734.5514 | 1396580824.3437 | 115821441.105 | 0 | 1752 | 68.7697 | 0 | 0 | 0 | 1251.5815 | 198 | 2432 | 3689.5386 | 608 | 152 | 0.091841
1552 | 978.6028 | 752.4 | 200 | 800 | 0 | 100% | 100 | 197.2579 | 197.2796 | 197.2796 | 1 | 197.2579 | 100 | 589.5618 | 555.9015 | 555.9015 | 555.9015 | 33.6603 | 589.5618 | 103.0611 | 91.7176 | 91.7176 | 91.7176 | 11.3435 | 103.0611 | 0 | 0 | 0 | 0 | 0 | 0 | 0 | 0 | 0 | 521.4439 | 416.2651 | 416.2651 | 416.2651 | 105.1788 | 521.4439 | 3836.4167 | 3836.4167 | 1570.0876 | 1570.0876 | 1508.9547 | 1508.9547 | 0 | 0 | 757.3744 | 757.3744 | 240318189.8353 | 1396581748.8124 | 115100061.3523 | 0 | 1752 | 69.4793 | 0 | 0 | 0 | 1321.1138 | 198 | 2432 | 3689.5386 | 608 | 152 | 0.091285
1553 | 1030.1083 | 752.4 | 200 | 800 | 0 | 100% | 100 | 201.4834 | 201.5133 | 201.5133 | 1 | 201.4834 | 100 | 618.7803 | 583.4498 | 583.4498 | 583.4498 | 35.3305 | 618.7803 | 103.0554 | 91.712 | 91.712 | 91.712 | 11.3435 | 103.0554 | 0 | 0 | 0 | 0 | 0 | 0 | 0 | 0 | 0 | 524.3938 | 418.585 | 418.585 | 418.585 | 105.8088 | 524.3938 | 3918.8128 | 3918.8128 | 1652.6225 | 1652.6225 | 1508.8623 | 1508.8623 | 0 | 0 | 757.328 | 757.328 | 241000224.149 | 1396582632.2748 | 114417143.5763 | 0 | 1752 | 70.1575 | 0 | 0 | 0 | 1390.6462 | 198 | 2432 | 3689.5386 | 608 | 152 | 0.090759
1554 | 20.6022 | 801.8 | 200 | 800 | 0 | 100% | 96.9749 | 128.242 | 128.3058 | 128.3058 | 1 | 128.242 | 97.8455 | 127.2166 | 119.9657 | 119.9657 | 119.9657 | 7.2509 | 127.2166 | 109.0401 | 97.0578 | 97.0578 | 97.0578 | 11.9823 | 109.0401 | 0 | 0 | 0 | 0 | 0 | 0 | 0 | 0 | 0 | 225.0092 | 181.5351 | 181.5351 | 181.5351 | 43.4742 | 225.0092 | 2402.7846 | 2402.7846 | 33.1141 | 33.1141 | 1610.9294 | 1610.9294 | 0 | 0 | 758.7411 | 758.7411 | 24356244.8763 | 1408929690.4498 | 280967566.2289 | 0 | 1714.2535 | 51.267 | 0 | 0 | 0 | 27.8129 | 211 | 2432 | 3689.5386 | 608 | 152 | 0.21905
1555 | 51.5054 | 801.8 | 200 | 800 | 0 | 100% | 97.4429 | 130.2019 | 130.1934 | 130.1934 | 1 | 130.2019 | 98.2703 | 130.5642 | 123.1218 | 123.1218 | 123.1218 | 7.4424 | 130.5642 | 109.0279 | 97.0458 | 97.0458 | 97.0458 | 11.982 | 109.0279 | 0 | 0 | 0 | 0 | 0 | 0 | 0 | 0 | 0 | 247.7438 | 199.7797 | 199.7797 | 199.7797 | 47.9641 | 247.7438 | 2452.2092 | 2452.2092 | 82.777 | 82.777 | 1610.7674 | 1610.7674 | 0 | 0 | 758.6648 | 758.6648 | 59229721.3962 | 1408962131.749 | 253503766.7716 | 0 | 1721.6956 | 52.1576 | 0 | 0 | 0 | 69.5323 | 211 | 2432 | 3689.5386 | 608 | 152 | 0.1979
1556 | 154.5162 | 801.8 | 200 | 800 | 0 | 100% | 98.5731 | 136.8231 | 136.5222 | 136.5222 | 1 | 136.8231 | 99.1739 | 150.3687 | 141.7949 | 141.7949 | 141.7949 | 8.5738 | 150.3687 | 108.9932 | 97.0117 | 97.0117 | 97.0117 | 11.9815 | 108.9932 | 0 | 0 | 0 | 0 | 0 | 0 | 0 | 0 | 0 | 345.4071 | 277.1947 | 277.1947 | 277.1947 | 68.2124 | 345.4071 | 2616.964 | 2616.964 | 248.2552 | 248.2552 | 1610.2756 | 1610.2756 | 0 | 0 | 758.4332 | 758.4332 | 152941594.5213 | 1409027511.3398 | 175558260.5089 | 0 | 1737.5274 | 55.0681 | 0 | 0 | 0 | 208.5969 | 211 | 2432 | 3689.5386 | 608 | 152 | 0.13786
1557 | 206.0217 | 801.8 | 200 | 800 | 0 | 100% | 99.2237 | 140.4816 | 140.219 | 140.219 | 1 | 140.4816 | 99.4909 | 167.0146 | 157.4904 | 157.4904 | 157.4904 | 9.5242 | 167.0146 | 108.9786 | 96.9973 | 96.9973 | 96.9973 | 11.9813 | 108.9786 | 0 | 0 | 0 | 0 | 0 | 0 | 0 | 0 | 0 | 397.7106 | 318.7998 | 318.7998 | 318.7998 | 78.9108 | 397.7106 | 2699.3445 | 2699.3445 | 330.9614 | 330.9614 | 1610.0542 | 1610.0542 | 0 | 0 | 758.3289 | 758.3289 | 182025947.3666 | 1409043475.8872 | 152010998.3246 | 0 | 1743.0804 | 56.4169 | 0 | 0 | 0 | 278.1292 | 211 | 2432 | 3689.5386 | 608 | 152 | 0.11972
1558 | 257.5271 | 801.8 | 200 | 800 | 0 | 100% | 99.532 | 144.3146 | 144.1972 | 144.1972 | 1 | 144.3146 | 99.672 | 191.991 | 181.0412 | 181.0412 | 181.0412 | 10.9498 | 191.991 | 108.9653 | 96.9841 | 96.9841 | 96.9841 | 11.9813 | 108.9653 | 0 | 0 | 0 | 0 | 0 | 0 | 0 | 0 | 0 | 429.832 | 344.1997 | 344.1997 | 344.1997 | 85.6324 | 429.832 | 2781.7268 | 2781.7268 | 413.6485 | 413.6485 | 1609.847 | 1609.847 | 0 | 0 | 758.2313 | 758.2313 | 196233624.7679 | 1409053615.8277 | 140966191.9363 | 0 | 1746.2534 | 57.7216 | 0 | 0 | 0 | 347.6615 | 211 | 2432 | 3689.5386 | 608 | 152 | 0.11121
1559 | 309.0325 | 801.8 | 200 | 800 | 0 | 100% | 99.6575 | 148.2927 | 148.2104 | 148.2104 | 1 | 148.2927 | 99.7742 | 220.5423 | 207.9627 | 207.9627 | 207.9627 | 12.5796 | 220.5423 | 108.953 | 96.9718 | 96.9718 | 96.9718 | 11.9812 | 108.953 | 0 | 0 | 0 | 0 | 0 | 0 | 0 | 0 | 0 | 449.233 | 359.4905 | 359.4905 | 359.4905 | 89.7425 | 449.233 | 2864.1108 | 2864.1108 | 496.3182 | 496.3182 | 1609.6527 | 1609.6527 | 0 | 0 | 758.1398 | 758.1398 | 204317333.9533 | 1409061120.2663 | 134665465.3527 | 0 | 1748.0439 | 58.9766 | 0 | 0 | 0 | 417.1938 | 211 | 2432 | 3689.5386 | 608 | 152 | 0.10636
1560 | 360.5379 | 801.8 | 200 | 800 | 0 | 100% | 99.7603 | 152.3522 | 152.2728 | 152.2728 | 1 | 152.3522 | 99.8456 | 249.8638 | 235.6102 | 235.6102 | 235.6102 | 14.2536 | 249.8638 | 108.9416 | 96.9605 | 96.9605 | 96.9605 | 11.9811 | 108.9416 | 0 | 0 | 0 | 0 | 0 | 0 | 0 | 0 | 0 | 463.9527 | 371.1059 | 371.1059 | 371.1059 | 92.8468 | 463.9527 | 2946.4962 | 2946.4962 | 578.9723 | 578.9723 | 1609.4701 | 1609.4701 | 0 | 0 | 758.0538 | 758.0538 | 210128692.149 | 1409065622.1828 | 130100857.7843 | 0 | 1749.2952 | 60.1683 | 0 | 0 | 0 | 486.7262 | 211 | 2432 | 3689.5386 | 608 | 152 | 0.10284
1561 | 412.0433 | 801.8 | 200 | 800 | 0 | 100% | 99.8402 | 156.4603 | 156.4021 | 156.4021 | 1 | 156.4603 | 99.8959 | 279.2539 | 263.3221 | 263.3221 | 263.3221 | 15.9318 | 279.2539 | 108.931 | 96.9499 | 96.9499 | 96.9499 | 11.9811 | 108.931 | 0 | 0 | 0 | 0 | 0 | 0 | 0 | 0 | 0 | 476.8101 | 381.2492 | 381.2492 | 381.2492 | 95.5609 | 476.8101 | 3028.883 | 3028.883 | 661.6119 | 661.6119 | 1609.2982 | 1609.2982 | 0 | 0 | 757.9729 | 757.9729 | 214640472.8631 | 1409068450.1566 | 126466844.5689 | 0 | 1750.1758 | 61.299 | 0 | 0 | 0 | 556.2585 | 211 | 2432 | 3689.5386 | 608 | 152 | 0.10004
1562 | 463.5487 | 801.8 | 200 | 800 | 0 | 100% | 99.8973 | 160.5839 | 160.5614 | 160.5614 | 1 | 160.5839 | 99.9437 | 308.8249 | 291.2044 | 291.2044 | 291.2044 | 17.6205 | 308.8249 | 108.9211 | 96.94 | 96.94 | 96.94 | 11.9811 | 108.9211 | 0 | 0 | 0 | 0 | 0 | 0 | 0 | 0 | 0 | 487.1056 | 389.3535 | 389.3535 | 389.3535 | 97.7521 | 487.1056 | 3111.271 | 3111.271 | 744.2384 | 744.2384 | 1609.1361 | 1609.1361 | 0 | 0 | 757.8965 | 757.8965 | 218164121.6421 | 1409070795.7552 | 123778292.9048 | 0 | 1751.0132 | 62.3666 | 0 | 0 | 0 | 625.7908 | 211 | 2432 | 3689.5386 | 608 | 152 | 0.09797
1563 | 515.0541 | 801.8 | 200 | 800 | 0 | 100% | 99.9772 | 164.7116 | 164.7071 | 164.7071 | 1 | 164.7116 | 99.9864 | 338.5404 | 319.2227 | 319.2227 | 319.2227 | 19.3177 | 338.5404 | 108.9117 | 96.9306 | 96.9306 | 96.9306 | 11.9811 | 108.9117 | 0 | 0 | 0 | 0 | 0 | 0 | 0 | 0 | 0 | 495.0453 | 395.5875 | 395.5875 | 395.5875 | 99.4578 | 495.0453 | 3193.6602 | 3193.6602 | 826.8529 | 826.8529 | 1608.983 | 1608.983 | 0 | 0 | 757.8244 | 757.8244 | 220972784.8851 | 1409072605.083 | 121715667.8592 | 0 | 1751.7611 | 63.3775 | 0 | 0 | 0 | 695.3231 | 211 | 2432 | 3689.5386 | 608 | 152 | 0.096382
1564 | 566.5595 | 801.8 | 200 | 800 | 0 | 100% | 100 | 168.861 | 168.8172 | 168.8172 | 1 | 168.861 | 100 | 368.372 | 347.3503 | 347.3503 | 347.3503 | 21.0217 | 368.372 | 108.9029 | 96.9218 | 96.9218 | 96.9218 | 11.9811 | 108.9029 | 0 | 0 | 0 | 0 | 0 | 0 | 0 | 0 | 0 | 501.9595 | 401.0128 | 401.0128 | 401.0128 | 100.9467 | 501.9595 | 3276.0505 | 3276.0505 | 909.4563 | 909.4563 | 1608.8381 | 1608.8381 | 0 | 0 | 757.7561 | 757.7561 | 223219868.6502 | 1409073975.0516 | 119706156.2982 | 0 | 1752 | 64.345 | 0 | 0 | 0 | 764.8554 | 211 | 2432 | 3689.5386 | 608 | 152 | 0.094834
1565 | 618.065 | 801.8 | 200 | 800 | 0 | 100% | 100 | 173.0555 | 173.0045 | 173.0045 | 1 | 173.0555 | 100 | 398.4375 | 375.6982 | 375.6982 | 375.6982 | 22.7393 | 398.4375 | 108.8945 | 96.9135 | 96.9135 | 96.9135 | 11.9811 | 108.8945 | 0 | 0 | 0 | 0 | 0 | 0 | 0 | 0 | 0 | 508.9099 | 406.48 | 406.48 | 406.48 | 102.4299 | 508.9099 | 3358.4417 | 3358.4417 | 992.0494 | 992.0494 | 1608.7007 | 1608.7007 | 0 | 0 | 757.6915 | 757.6915 | 224984109.9668 | 1409075125.3735 | 117940764.6597 | 0 | 1752 | 65.2675 | 0 | 0 | 0 | 834.3877 | 211 | 2432 | 3689.5386 | 608 | 152 | 0.093474
1566 | 669.5704 | 801.8 | 200 | 800 | 0 | 100% | 100 | 177.2693 | 177.2316 | 177.2316 | 1 | 177.2693 | 100 | 428.6664 | 404.2001 | 404.2001 | 404.2001 | 24.4664 | 428.6664 | 108.8866 | 96.9055 | 96.9055 | 96.9055 | 11.981 | 108.8866 | 0 | 0 | 0 | 0 | 0 | 0 | 0 | 0 | 0 | 515.2113 | 411.4445 | 411.4445 | 411.4445 | 103.7667 | 515.2113 | 3440.8337 | 3440.8337 | 1074.6332 | 1074.6332 | 1608.5705 | 1608.5705 | 0 | 0 | 757.6301 | 757.6301 | 226447696.4289 | 1409076275.6954 | 116476027.8757 | 0 | 1752 | 66.1431 | 0 | 0 | 0 | 903.92 | 211 | 2432 | 3689.5386 | 608 | 152 | 0.092345
1567 | 721.0758 | 801.8 | 200 | 800 | 0 | 100% | 100 | 181.4857 | 181.4594 | 181.4594 | 1 | 181.4857 | 100 | 458.9092 | 432.7148 | 432.7148 | 432.7148 | 26.1944 | 458.9092 | 108.879 | 96.898 | 96.898 | 96.898 | 11.981 | 108.879 | 0 | 0 | 0 | 0 | 0 | 0 | 0 | 0 | 0 | 520.7968 | 415.8412 | 415.8412 | 415.8412 | 104.9556 | 520.7968 | 3523.2267 | 3523.2267 | 1157.2082 | 1157.2082 | 1608.4467 | 1608.4467 | 0 | 0 | 757.5718 | 757.5718 | 227752340.6627 | 1409077348.7963 | 115170310.541 | 0 | 1752 | 66.9759 | 0 | 0 | 0 | 973.4523 | 211 | 2432 | 3689.5386 | 608 | 152 | 0.09134
1568 | 772.5812 | 801.8 | 200 | 800 | 0 | 100% | 100 | 185.7043 | 185.6894 | 185.6894 | 1 | 185.7043 | 100 | 489.089 | 461.17 | 461.17 | 461.17 | 27.919 | 489.089 | 108.8719 | 96.8908 | 96.8908 | 96.8908 | 11.981 | 108.8719 | 0 | 0 | 0 | 0 | 0 | 0 | 0 | 0 | 0 | 525.9226 | 419.8767 | 419.8767 | 419.8767 | 106.0459 | 525.9226 | 3605.6203 | 3605.6203 | 1239.7752 | 1239.7752 | 1608.3289 | 1608.3289 | 0 | 0 | 757.5163 | 757.5163 | 228906067.7641 | 1409078232.2586 | 114015699.9773 | 0 | 1752 | 67.7685 | 0 | 0 | 0 | 1042.9846 | 211 | 2432 | 3689.5386 | 608 | 152 | 0.09045
1569 | 824.0866 | 801.8 | 200 | 800 | 0 | 100% | 100 | 189.926 | 189.9215 | 189.9215 | 1 | 189.926 | 100 | 519.2435 | 489.6013 | 489.6013 | 489.6013 | 29.6422 | 519.2435 | 108.865 | 96.884 | 96.884 | 96.884 | 11.981 | 108.865 | 0 | 0 | 0 | 0 | 0 | 0 | 0 | 0 | 0 | 530.6038 | 423.5659 | 423.5659 | 423.5659 | 107.0379 | 530.6038 | 3688.0147 | 3688.0147 | 1322.3346 | 1322.3346 | 1608.2167 | 1608.2167 | 0 | 0 | 757.4635 | 757.4635 | 229929148.6335 | 1409079115.721 | 112991735.6455 | 0 | 1752 | 68.5242 | 0 | 0 | 0 | 1112.5169 | 211 | 2432 | 3689.5386 | 608 | 152 | 0.089661
1570 | 875.592 | 801.8 | 200 | 800 | 0 | 100% | 100 | 194.1522 | 194.1572 | 194.1572 | 1 | 194.1522 | 100 | 549.4201 | 518.0532 | 518.0532 | 518.0532 | 31.3669 | 549.4201 | 108.8585 | 96.8775 | 96.8775 | 96.8775 | 11.981 | 108.8585 | 0 | 0 | 0 | 0 | 0 | 0 | 0 | 0 | 0 | 534.8427 | 426.9158 | 426.9158 | 426.9158 | 107.9268 | 534.8427 | 3770.4098 | 3770.4098 | 1404.887 | 1404.887 | 1608.1097 | 1608.1097 | 0 | 0 | 757.4131 | 757.4131 | 230818119.5541 | 1409079850.9626 | 112102029.4833 | 0 | 1752 | 69.2451 | 0 | 0 | 0 | 1182.0492 | 211 | 2432 | 3689.5386 | 608 | 152 | 0.088976
1571 | 927.0974 | 801.8 | 200 | 800 | 0 | 100% | 100 | 198.3779 | 198.3911 | 198.3911 | 1 | 198.3779 | 100 | 579.6418 | 546.5475 | 546.5475 | 546.5475 | 33.0943 | 579.6418 | 108.8523 | 96.8713 | 96.8713 | 96.8713 | 11.981 | 108.8523 | 0 | 0 | 0 | 0 | 0 | 0 | 0 | 0 | 0 | 538.5833 | 429.8658 | 429.8658 | 429.8658 | 108.7175 | 538.5833 | 3852.8055 | 3852.8055 | 1487.433 | 1487.433 | 1608.0075 | 1608.0075 | 0 | 0 | 757.365 | 757.365 | 231592434.1255 | 1409080569.9969 | 111326995.8776 | 0 | 1752 | 69.9336 | 0 | 0 | 0 | 1251.5815 | 211 | 2432 | 3689.5386 | 608 | 152 | 0.088379
1572 | 978.6028 | 801.8 | 200 | 800 | 0 | 100% | 100 | 202.6029 | 202.6239 | 202.6239 | 1 | 202.6029 | 100 | 609.8994 | 575.0756 | 575.0756 | 575.0756 | 34.8238 | 609.8994 | 108.8464 | 96.8654 | 96.8654 | 96.8654 | 11.981 | 108.8464 | 0 | 0 | 0 | 0 | 0 | 0 | 0 | 0 | 0 | 541.9035 | 432.478 | 432.478 | 432.478 | 109.4256 | 541.9035 | 3935.2017 | 3935.2017 | 1569.9728 | 1569.9728 | 1607.9099 | 1607.9099 | 0 | 0 | 757.319 | 757.319 | 232290332.7114 | 1409081289.0313 | 110628378.2573 | 0 | 1752 | 70.592 | 0 | 0 | 0 | 1321.1138 | 211 | 2432 | 3689.5386 | 608 | 152 | 0.087841
1573 | 1030.1083 | 801.8 | 200 | 800 | 0 | 100% | 100 | 206.8285 | 206.8578 | 206.8578 | 1 | 206.8285 | 100 | 640.1158 | 603.5647 | 603.5647 | 603.5647 | 36.5511 | 640.1158 | 108.8407 | 96.8597 | 96.8597 | 96.8597 | 11.981 | 108.8407 | 0 | 0 | 0 | 0 | 0 | 0 | 0 | 0 | 0 | 545.0108 | 434.922 | 434.922 | 434.922 | 110.0889 | 545.0108 | 4017.5985 | 4017.5985 | 1652.507 | 1652.507 | 1607.8165 | 1607.8165 | 0 | 0 | 757.275 | 757.275 | 232956778.4854 | 1409081938.3221 | 109961283.1924 | 0 | 1752 | 71.222 | 0 | 0 | 0 | 1390.6462 | 211 | 2432 | 3689.5386 | 608 | 152 | 0.087327
1574 | 20.6022 | 851.2 | 200 | 800 | 0 | 100% | 97.3402 | 133.3228 | 133.3707 | 133.3707 | 1 | 133.3228 | 98.0876 | 130.3098 | 122.8812 | 122.8812 | 122.8812 | 7.4286 | 130.3098 | 114.8244 | 102.2042 | 102.2042 | 102.2042 | 12.6201 | 114.8244 | 0 | 0 | 0 | 0 | 0 | 0 | 0 | 0 | 0 | 229.5587 | 185.11 | 185.11 | 185.11 | 44.4488 | 229.5587 | 2501.5443 | 2501.5443 | 33.1076 | 33.1076 | 1709.8448 | 1709.8448 | 0 | 0 | 758.592 | 758.592 | 23777672.844 | 1420138768.4602 | 274578350.9192 | 0 | 1718.4948 | 53.9868 | 0 | 0 | 0 | 27.8129 | 224 | 2432 | 3689.5386 | 608 | 152 | 0.21413
1575 | 51.5054 | 851.2 | 200 | 800 | 0 | 100% | 97.6712 | 135.3716 | 135.3509 | 135.3509 | 1 | 135.3716 | 98.4301 | 134.4297 | 126.7656 | 126.7656 | 126.7656 | 7.6641 | 134.4297 | 114.8128 | 102.1929 | 102.1929 | 102.1929 | 12.6199 | 114.8128 | 0 | 0 | 0 | 0 | 0 | 0 | 0 | 0 | 0 | 253.7415 | 204.509 | 204.509 | 204.509 | 49.2325 | 253.7415 | 2550.9707 | 2550.9707 | 82.7614 | 82.7614 | 1709.6872 | 1709.6872 | 0 | 0 | 758.5221 | 758.5221 | 57514433.4891 | 1420166534.0685 | 246814242.0791 | 0 | 1724.4952 | 54.807 | 0 | 0 | 0 | 69.5323 | 224 | 2432 | 3689.5386 | 608 | 152 | 0.19275
1576 | 154.5162 | 851.2 | 200 | 800 | 0 | 100% | 98.6872 | 142.0538 | 141.7518 | 141.7518 | 1 | 142.0538 | 99.266 | 155.1952 | 146.3448 | 146.3448 | 146.3448 | 8.8504 | 155.1952 | 114.7796 | 102.1602 | 102.1602 | 102.1602 | 12.6194 | 114.7796 | 0 | 0 | 0 | 0 | 0 | 0 | 0 | 0 | 0 | 354.4155 | 284.2956 | 284.2956 | 284.2956 | 70.1198 | 354.4155 | 2715.7305 | 2715.7305 | 248.2145 | 248.2145 | 1709.2069 | 1709.2069 | 0 | 0 | 758.309 | 758.309 | 148156606.1646 | 1420222441.2198 | 170761502.4793 | 0 | 1739.1405 | 57.4166 | 0 | 0 | 0 | 208.5969 | 224 | 2432 | 3689.5386 | 608 | 152 | 0.13416
1577 | 206.0217 | 851.2 | 200 | 800 | 0 | 100% | 99.3379 | 145.7253 | 145.424 | 145.424 | 1 | 145.7253 | 99.5532 | 172.3673 | 162.5365 | 162.5365 | 162.5365 | 9.8308 | 172.3673 | 114.7655 | 102.1462 | 102.1462 | 102.1462 | 12.6193 | 114.7655 | 0 | 0 | 0 | 0 | 0 | 0 | 0 | 0 | 0 | 408.2829 | 327.1441 | 327.1441 | 327.1441 | 81.1388 | 408.2829 | 2798.1131 | 2798.1131 | 330.9106 | 330.9106 | 1708.9898 | 1708.9898 | 0 | 0 | 758.2127 | 758.2127 | 176364514.2728 | 1420236698.731 | 147571610.4518 | 0 | 1744.1728 | 58.6345 | 0 | 0 | 0 | 278.1292 | 224 | 2432 | 3689.5386 | 608 | 152 | 0.1163
1578 | 257.5271 | 851.2 | 200 | 800 | 0 | 100% | 99.5776 | 149.5909 | 149.4298 | 149.4298 | 1 | 149.5909 | 99.7088 | 198.0819 | 186.7832 | 186.7832 | 186.7832 | 11.2987 | 198.0819 | 114.7525 | 102.1333 | 102.1333 | 102.1333 | 12.6192 | 114.7525 | 0 | 0 | 0 | 0 | 0 | 0 | 0 | 0 | 0 | 442.5157 | 354.2321 | 354.2321 | 354.2321 | 88.2836 | 442.5157 | 2880.4974 | 2880.4974 | 413.589 | 413.589 | 1708.7861 | 1708.7861 | 0 | 0 | 758.1223 | 758.1223 | 190181326.527 | 1420245973.7873 | 136470493.7989 | 0 | 1746.8978 | 59.8184 | 0 | 0 | 0 | 347.6615 | 224 | 2432 | 3689.5386 | 608 | 152 | 0.10775
1579 | 309.0325 | 851.2 | 200 | 800 | 0 | 100% | 99.6918 | 153.5964 | 153.4919 | 153.4919 | 1 | 153.5964 | 99.7994 | 227.4856 | 214.5083 | 214.5083 | 214.5083 | 12.9773 | 227.4856 | 114.7406 | 102.1214 | 102.1214 | 102.1214 | 12.6191 | 114.7406 | 0 | 0 | 0 | 0 | 0 | 0 | 0 | 0 | 0 | 463.727 | 370.9701 | 370.9701 | 370.9701 | 92.7569 | 463.727 | 2962.8831 | 2962.8831 | 496.2512 | 496.2512 | 1708.5946 | 1708.5946 | 0 | 0 | 758.0373 | 758.0373 | 198072643.5629 | 1420251873.1564 | 130161144.2552 | 0 | 1748.4857 | 60.9559 | 0 | 0 | 0 | 417.1938 | 224 | 2432 | 3689.5386 | 608 | 152 | 0.10289
1580 | 360.5379 | 851.2 | 200 | 800 | 0 | 100% | 99.7831 | 157.6666 | 157.5758 | 157.5758 | 1 | 157.6666 | 99.8647 | 257.6941 | 242.992 | 242.992 | 242.992 | 14.702 | 257.6941 | 114.7294 | 102.1103 | 102.1103 | 102.1103 | 12.6191 | 114.7294 | 0 | 0 | 0 | 0 | 0 | 0 | 0 | 0 | 0 | 479.5601 | 383.4702 | 383.4702 | 383.4702 | 96.0899 | 479.5601 | 3045.2701 | 3045.2701 | 578.8986 | 578.8986 | 1708.4143 | 1708.4143 | 0 | 0 | 757.9573 | 757.9573 | 203726771.6997 | 1420256281.1597 | 125646395.6247 | 0 | 1749.6294 | 62.0378 | 0 | 0 | 0 | 486.7262 | 224 | 2432 | 3689.5386 | 608 | 152 | 0.099409
1581 | 412.0433 | 851.2 | 200 | 800 | 0 | 100% | 99.863 | 161.7792 | 161.7233 | 161.7233 | 1 | 161.7792 | 99.9143 | 288.0323 | 271.5978 | 271.5978 | 271.5978 | 16.4344 | 288.0323 | 114.719 | 102.0999 | 102.0999 | 102.0999 | 12.6191 | 114.719 | 0 | 0 | 0 | 0 | 0 | 0 | 0 | 0 | 0 | 493.0333 | 394.1019 | 394.1019 | 394.1019 | 98.9315 | 493.0333 | 3127.6584 | 3127.6584 | 661.5325 | 661.5325 | 1708.2441 | 1708.2441 | 0 | 0 | 757.8818 | 757.8818 | 208064450.1585 | 1420258751.5432 | 122174978.2215 | 0 | 1750.4982 | 63.0654 | 0 | 0 | 0 | 556.2585 | 224 | 2432 | 3689.5386 | 608 | 152 | 0.096735
1582 | 463.5487 | 851.2 | 200 | 800 | 0 | 100% | 99.9201 | 165.899 | 165.881 | 165.881 | 1 | 165.899 | 99.9621 | 318.5989 | 300.4188 | 300.4188 | 300.4188 | 18.1801 | 318.5989 | 114.7092 | 102.0902 | 102.0902 | 102.0902 | 12.6191 | 114.7092 | 0 | 0 | 0 | 0 | 0 | 0 | 0 | 0 | 0 | 503.448 | 402.2913 | 402.2913 | 402.2913 | 101.1567 | 503.448 | 3210.0478 | 3210.0478 | 744.154 | 744.154 | 1708.0833 | 1708.0833 | 0 | 0 | 757.8105 | 757.8105 | 211430371.5753 | 1420260645.5694 | 119644486.3972 | 0 | 1751.3355 | 64.0375 | 0 | 0 | 0 | 625.7908 | 224 | 2432 | 3689.5386 | 608 | 152 | 0.094786
1583 | 515.0541 | 851.2 | 200 | 800 | 0 | 100% | 99.9772 | 170.0298 | 169.9888 | 169.9888 | 1 | 170.0298 | 99.9901 | 349.3375 | 329.4017 | 329.4017 | 329.4017 | 19.9358 | 349.3375 | 114.7 | 102.081 | 102.081 | 102.081 | 12.619 | 114.7 | 0 | 0 | 0 | 0 | 0 | 0 | 0 | 0 | 0 | 511.6118 | 408.7023 | 408.7023 | 408.7023 | 102.9094 | 511.6118 | 3292.4382 | 3292.4382 | 826.7641 | 826.7641 | 1707.9312 | 1707.9312 | 0 | 0 | 757.743 | 757.743 | 214115145.3963 | 1420262192.602 | 117449045.3554 | 0 | 1751.8264 | 64.9665 | 0 | 0 | 0 | 695.3231 | 224 | 2432 | 3689.5386 | 608 | 152 | 0.093095
1584 | 566.5595 | 851.2 | 200 | 800 | 0 | 100% | 100 | 174.2036 | 174.1476 | 174.1476 | 1 | 174.2036 | 100 | 380.1364 | 358.4412 | 358.4412 | 358.4412 | 21.6952 | 380.1364 | 114.6913 | 102.0723 | 102.0723 | 102.0723 | 12.619 | 114.6913 | 0 | 0 | 0 | 0 | 0 | 0 | 0 | 0 | 0 | 519.6683 | 415.0553 | 415.0553 | 415.0553 | 104.613 | 519.6683 | 3374.8296 | 3374.8296 | 909.3637 | 909.3637 | 1707.7869 | 1707.7869 | 0 | 0 | 757.679 | 757.679 | 216282009.0009 | 1420263293.5076 | 115454697.4915 | 0 | 1752 | 65.8541 | 0 | 0 | 0 | 764.8554 | 224 | 2432 | 3689.5386 | 608 | 152 | 0.091559
1585 | 618.065 | 851.2 | 200 | 800 | 0 | 100% | 100 | 178.4048 | 178.3521 | 178.3521 | 1 | 178.4048 | 100 | 411.2089 | 387.7386 | 387.7386 | 387.7386 | 23.4703 | 411.2089 | 114.683 | 102.064 | 102.064 | 102.064 | 12.619 | 114.683 | 0 | 0 | 0 | 0 | 0 | 0 | 0 | 0 | 0 | 527.0618 | 420.8755 | 420.8755 | 420.8755 | 106.1863 | 527.0618 | 3457.2219 | 3457.2219 | 991.9536 | 991.9536 | 1707.65 | 1707.65 | 0 | 0 | 757.6183 | 757.6183 | 217972168.9428 | 1420263914.0358 | 113763917.0215 | 0 | 1752 | 66.7011 | 0 | 0 | 0 | 834.3877 | 224 | 2432 | 3689.5386 | 608 | 152 | 0.090256
1586 | 669.5704 | 851.2 | 200 | 800 | 0 | 100% | 100 | 182.6198 | 182.581 | 182.581 | 1 | 182.6198 | 100 | 442.4148 | 417.1616 | 417.1616 | 417.1616 | 25.2532 | 442.4148 | 114.6752 | 102.0562 | 102.0562 | 102.0562 | 12.619 | 114.6752 | 0 | 0 | 0 | 0 | 0 | 0 | 0 | 0 | 0 | 533.6403 | 426.0597 | 426.0597 | 426.0597 | 107.5806 | 533.6403 | 3539.615 | 3539.615 | 1074.5345 | 1074.5345 | 1707.5199 | 1707.5199 | 0 | 0 | 757.5605 | 757.5605 | 219397075.9915 | 1420264483.9749 | 112338440.0335 | 0 | 1752 | 67.5068 | 0 | 0 | 0 | 903.92 | 224 | 2432 | 3689.5386 | 608 | 152 | 0.089158
1587 | 721.0758 | 851.2 | 200 | 800 | 0 | 100% | 100 | 186.8376 | 186.8109 | 186.8109 | 1 | 186.8376 | 100 | 473.6249 | 446.5883 | 446.5883 | 446.5883 | 27.0366 | 473.6249 | 114.6678 | 102.0488 | 102.0488 | 102.0488 | 12.619 | 114.6678 | 0 | 0 | 0 | 0 | 0 | 0 | 0 | 0 | 0 | 539.4866 | 430.6663 | 430.6663 | 430.6663 | 108.8203 | 539.4866 | 3622.0088 | 3622.0088 | 1157.1071 | 1157.1071 | 1707.3961 | 1707.3961 | 0 | 0 | 757.5056 | 757.5056 | 220652506.2751 | 1420265053.9141 | 111082439.8108 | 0 | 1752 | 68.2746 | 0 | 0 | 0 | 973.4523 | 224 | 2432 | 3689.5386 | 608 | 152 | 0.088191
1588 | 772.5812 | 851.2 | 200 | 800 | 0 | 100% | 100 | 191.0567 | 191.0413 | 191.0413 | 1 | 191.0567 | 100 | 504.7922 | 475.9746 | 475.9746 | 475.9746 | 28.8176 | 504.7922 | 114.6607 | 102.0417 | 102.0417 | 102.0417 | 12.619 | 114.6607 | 0 | 0 | 0 | 0 | 0 | 0 | 0 | 0 | 0 | 544.7904 | 434.8426 | 434.8426 | 434.8426 | 109.9478 | 544.7904 | 3704.4033 | 3704.4033 | 1239.672 | 1239.672 | 1707.2781 | 1707.2781 | 0 | 0 | 757.4533 | 757.4533 | 221762606.045 | 1420265505.1971 | 109971888.7579 | 0 | 1752 | 69.0069 | 0 | 0 | 0 | 1042.9846 | 224 | 2432 | 3689.5386 | 608 | 152 | 0.087335
1589 | 824.0866 | 851.2 | 200 | 800 | 0 | 100% | 100 | 195.2801 | 195.275 | 195.275 | 1 | 195.2801 | 100 | 535.9302 | 505.3331 | 505.3331 | 505.3331 | 30.5971 | 535.9302 | 114.6539 | 102.0349 | 102.0349 | 102.0349 | 12.619 | 114.6539 | 0 | 0 | 0 | 0 | 0 | 0 | 0 | 0 | 0 | 549.6611 | 438.6863 | 438.6863 | 438.6863 | 110.9748 | 549.6611 | 3786.7985 | 3786.7985 | 1322.2296 | 1322.2296 | 1707.1656 | 1707.1656 | 0 | 0 | 757.4033 | 757.4033 | 222753640.68 | 1420265808.2768 | 108980551.0433 | 0 | 1752 | 69.7062 | 0 | 0 | 0 | 1112.5169 | 224 | 2432 | 3689.5386 | 608 | 152 | 0.086571
1590 | 875.592 | 851.2 | 200 | 800 | 0 | 100% | 100 | 199.5064 | 199.5108 | 199.5108 | 1 | 199.5064 | 100 | 567.0712 | 534.6942 | 534.6942 | 534.6942 | 32.3769 | 567.0712 | 114.6475 | 102.0285 | 102.0285 | 102.0285 | 12.619 | 114.6475 | 0 | 0 | 0 | 0 | 0 | 0 | 0 | 0 | 0 | 554.0868 | 442.1837 | 442.1837 | 442.1837 | 111.9031 | 554.0868 | 3869.1943 | 3869.1943 | 1404.7805 | 1404.7805 | 1707.0581 | 1707.0581 | 0 | 0 | 757.3557 | 757.3557 | 223622051.4257 | 1420266111.3564 | 108111837.218 | 0 | 1752 | 70.3745 | 0 | 0 | 0 | 1182.0492 | 224 | 2432 | 3689.5386 | 608 | 152 | 0.085902
1591 | 927.0974 | 851.2 | 200 | 800 | 0 | 100% | 100 | 203.7319 | 203.7446 | 203.7446 | 1 | 203.7319 | 100 | 598.251 | 564.0919 | 564.0919 | 564.0919 | 34.1591 | 598.251 | 114.6413 | 102.0223 | 102.0223 | 102.0223 | 12.619 | 114.6413 | 0 | 0 | 0 | 0 | 0 | 0 | 0 | 0 | 0 | 558.0063 | 445.2744 | 445.2744 | 445.2744 | 112.7319 | 558.0063 | 3951.5906 | 3951.5906 | 1487.3252 | 1487.3252 | 1706.9554 | 1706.9554 | 0 | 0 | 757.3101 | 757.3101 | 224376455.8179 | 1420266414.436 | 107357129.7462 | 0 | 1752 | 71.0139 | 0 | 0 | 0 | 1251.5815 | 224 | 2432 | 3689.5386 | 608 | 152 | 0.085321
1592 | 978.6028 | 851.2 | 200 | 800 | 0 | 100% | 100 | 207.9573 | 207.9781 | 207.9781 | 1 | 207.9573 | 100 | 629.4679 | 593.5245 | 593.5245 | 593.5245 | 35.9435 | 629.4679 | 114.6354 | 102.0164 | 102.0164 | 102.0164 | 12.619 | 114.6354 | 0 | 0 | 0 | 0 | 0 | 0 | 0 | 0 | 0 | 561.4956 | 448.0212 | 448.0212 | 448.0212 | 113.4744 | 561.4956 | 4033.9875 | 4033.9875 | 1569.8639 | 1569.8639 | 1706.8571 | 1706.8571 | 0 | 0 | 757.2665 | 757.2665 | 225061534.5117 | 1420266717.5156 | 106671747.9727 | 0 | 1752 | 71.6263 | 0 | 0 | 0 | 1321.1138 | 224 | 2432 | 3689.5386 | 608 | 152 | 0.084793
1593 | 1030.1083 | 851.2 | 200 | 800 | 0 | 100% | 100 | 212.1843 | 212.2132 | 212.2132 | 1 | 212.1843 | 100 | 660.6332 | 622.9082 | 622.9082 | 622.9082 | 37.725 | 660.6332 | 114.6298 | 102.0108 | 102.0108 | 102.0108 | 12.619 | 114.6298 | 0 | 0 | 0 | 0 | 0 | 0 | 0 | 0 | 0 | 564.7931 | 450.6198 | 450.6198 | 450.6198 | 114.1733 | 564.7931 | 4116.3849 | 4116.3849 | 1652.3972 | 1652.3972 | 1706.763 | 1706.763 | 0 | 0 | 757.2247 | 757.2247 | 225711715.4116 | 1420267020.5952 | 106021263.9932 | 0 | 1752 | 72.2134 | 0 | 0 | 0 | 1390.6462 | 224 | 2432 | 3689.5386 | 608 | 152 | 0.084292
1594 | 20.6022 | 900.6 | 200 | 800 | 0 | 100% | 97.5342 | 138.5133 | 138.5488 | 138.5488 | 1 | 138.5133 | 98.2408 | 133.2198 | 125.624 | 125.624 | 125.624 | 7.5958 | 133.2198 | 120.6014 | 107.3442 | 107.3442 | 107.3442 | 13.2572 | 120.6014 | 0 | 0 | 0 | 0 | 0 | 0 | 0 | 0 | 0 | 234.9496 | 189.3691 | 189.3691 | 189.3691 | 45.5805 | 234.9496 | 2600.3074 | 2600.3074 | 33.1016 | 33.1016 | 1808.7506 | 1808.7506 | 0 | 0 | 758.4552 | 758.4552 | 23246340.4181 | 1430352326.6858 | 267579652.4241 | 0 | 1721.1783 | 56.4485 | 0 | 0 | 0 | 27.8129 | 237 | 2432 | 3689.5386 | 608 | 152 | 0.20874
1595 | 51.5054 | 900.6 | 200 | 800 | 0 | 100% | 97.8881 | 140.1843 | 140.1466 | 140.1466 | 1 | 140.1843 | 98.5565 | 138.2641 | 130.3801 | 130.3801 | 130.3801 | 7.884 | 138.2641 | 120.5904 | 107.3334 | 107.3334 | 107.3334 | 13.257 | 120.5904 | 0 | 0 | 0 | 0 | 0 | 0 | 0 | 0 | 0 | 256.9334 | 206.4434 | 206.4434 | 206.4434 | 50.49 | 256.9334 | 2649.7352 | 2649.7352 | 82.7471 | 82.7471 | 1808.5973 | 1808.5973 | 0 | 0 | 758.3909 | 758.3909 | 55912497.8354 | 1430376047.6098 | 240420826.2203 | 0 | 1726.7094 | 57.1865 | 0 | 0 | 0 | 69.5323 | 237 | 2432 | 3689.5386 | 608 | 152 | 0.18782
1596 | 154.5162 | 900.6 | 200 | 800 | 0 | 100% | 98.8699 | 147.2842 | 146.9779 | 146.9779 | 1 | 147.2842 | 99.3523 | 159.9961 | 150.8707 | 150.8707 | 150.8707 | 9.1255 | 159.9961 | 120.5584 | 107.3019 | 107.3019 | 107.3019 | 13.2565 | 120.5584 | 0 | 0 | 0 | 0 | 0 | 0 | 0 | 0 | 0 | 362.6675 | 290.7904 | 290.7904 | 290.7904 | 71.8771 | 362.6675 | 2814.4995 | 2814.4995 | 248.1769 | 248.1769 | 1808.1283 | 1808.1283 | 0 | 0 | 758.1942 | 758.1942 | 143690417.4936 | 1430425243.9479 | 166537450.4568 | 0 | 1740.6531 | 59.5302 | 0 | 0 | 0 | 208.5969 | 237 | 2432 | 3689.5386 | 608 | 152 | 0.13091
1597 | 206.0217 | 900.6 | 200 | 800 | 0 | 100% | 99.4521 | 151.0005 | 150.6821 | 150.6821 | 1 | 151.0005 | 99.604 | 177.6189 | 167.4872 | 167.4872 | 167.4872 | 10.1317 | 177.6189 | 120.5447 | 107.2883 | 107.2883 | 107.2883 | 13.2564 | 120.5447 | 0 | 0 | 0 | 0 | 0 | 0 | 0 | 0 | 0 | 419.0276 | 335.6383 | 335.6383 | 335.6383 | 83.3893 | 419.0276 | 2896.884 | 2896.884 | 330.8636 | 330.8636 | 1807.9154 | 1807.9154 | 0 | 0 | 758.105 | 758.105 | 171154967.7635 | 1430438611.5548 | 143469136.2411 | 0 | 1745.0627 | 60.64 | 0 | 0 | 0 | 278.1292 | 237 | 2432 | 3689.5386 | 608 | 152 | 0.11314
1598 | 257.5271 | 900.6 | 200 | 800 | 0 | 100% | 99.6233 | 154.88 | 154.6896 | 154.6896 | 1 | 154.88 | 99.741 | 204.0286 | 192.3893 | 192.3893 | 192.3893 | 11.6394 | 204.0286 | 120.532 | 107.2757 | 107.2757 | 107.2757 | 13.2563 | 120.532 | 0 | 0 | 0 | 0 | 0 | 0 | 0 | 0 | 0 | 454.9682 | 364.0767 | 364.0767 | 364.0767 | 90.8915 | 454.9682 | 2979.27 | 2979.27 | 413.5337 | 413.5337 | 1807.7152 | 1807.7152 | 0 | 0 | 758.021 | 758.021 | 184633365.9472 | 1430447719.8107 | 132380473.5983 | 0 | 1747.4616 | 61.717 | 0 | 0 | 0 | 347.6615 | 237 | 2432 | 3689.5386 | 608 | 152 | 0.1046
1599 | 309.0325 | 900.6 | 200 | 800 | 0 | 100% | 99.7146 | 158.9067 | 158.8034 | 158.8034 | 1 | 158.9067 | 99.8229 | 234.2601 | 220.8948 | 220.8948 | 220.8948 | 13.3653 | 234.2601 | 120.5203 | 107.264 | 107.264 | 107.264 | 13.2563 | 120.5203 | 0 | 0 | 0 | 0 | 0 | 0 | 0 | 0 | 0 | 477.9295 | 382.2001 | 382.2001 | 382.2001 | 95.7294 | 477.9295 | 3061.6573 | 3061.6573 | 496.1887 | 496.1887 | 1807.5267 | 1807.5267 | 0 | 0 | 757.942 | 757.942 | 192317284.0308 | 1430453247.2103 | 126127518.9737 | 0 | 1748.8981 | 62.7524 | 0 | 0 | 0 | 417.1938 | 237 | 2432 | 3689.5386 | 608 | 152 | 0.09978
1600 | 360.5379 | 900.6 | 200 | 800 | 0 | 100% | 99.8288 | 162.9826 | 162.8901 | 162.8901 | 1 | 162.9826 | 99.8837 | 265.3947 | 250.2516 | 250.2516 | 250.2516 | 15.1431 | 265.3947 | 120.5094 | 107.2531 | 107.2531 | 107.2531 | 13.2562 | 120.5094 | 0 | 0 | 0 | 0 | 0 | 0 | 0 | 0 | 0 | 494.3929 | 395.207 | 395.207 | 395.207 | 99.1858 | 494.3929 | 3144.0458 | 3144.0458 | 578.8298 | 578.8298 | 1807.3487 | 1807.3487 | 0 | 0 | 757.8673 | 757.8673 | 197788402.5766 | 1430457780.068 | 121717100.9333 | 0 | 1749.9633 | 63.7388 | 0 | 0 | 0 | 486.7262 | 237 | 2432 | 3689.5386 | 608 | 152 | 0.096383
1601 | 412.0433 | 900.6 | 200 | 800 | 0 | 100% | 99.8973 | 167.0951 | 167.0424 | 167.0424 | 1 | 167.0951 | 99.9327 | 296.6801 | 279.7505 | 279.7505 | 279.7505 | 16.9297 | 296.6801 | 120.4992 | 107.2429 | 107.2429 | 107.2429 | 13.2562 | 120.4992 | 0 | 0 | 0 | 0 | 0 | 0 | 0 | 0 | 0 | 508.2485 | 406.137 | 406.137 | 406.137 | 102.1115 | 508.2485 | 3226.4355 | 3226.4355 | 661.4582 | 661.4582 | 1807.1804 | 1807.1804 | 0 | 0 | 757.7968 | 757.7968 | 201970174.9834 | 1430460251.3416 | 118389787.1982 | 0 | 1750.8202 | 64.6765 | 0 | 0 | 0 | 556.2585 | 237 | 2432 | 3689.5386 | 608 | 152 | 0.09382
1602 | 463.5487 | 900.6 | 200 | 800 | 0 | 100% | 99.9658 | 171.2137 | 171.1847 | 171.1847 | 1 | 171.2137 | 99.9756 | 328.2362 | 309.5043 | 309.5043 | 309.5043 | 18.7319 | 328.2362 | 120.4895 | 107.2333 | 107.2333 | 107.2333 | 13.2562 | 120.4895 | 0 | 0 | 0 | 0 | 0 | 0 | 0 | 0 | 0 | 518.765 | 414.4049 | 414.4049 | 414.4049 | 104.3601 | 518.765 | 3308.8261 | 3308.8261 | 744.0749 | 744.0749 | 1807.0212 | 1807.0212 | 0 | 0 | 757.73 | 757.73 | 205186813.5007 | 1430462103.7805 | 115923009.3918 | 0 | 1751.5719 | 65.5679 | 0 | 0 | 0 | 625.7908 | 237 | 2432 | 3689.5386 | 608 | 152 | 0.091919
1603 | 515.0541 | 900.6 | 200 | 800 | 0 | 100% | 99.9772 | 175.3652 | 175.3073 | 175.3073 | 1 | 175.3652 | 99.9938 | 359.9337 | 339.3912 | 339.3912 | 339.3912 | 20.5425 | 359.9337 | 120.4804 | 107.2243 | 107.2243 | 107.2243 | 13.2562 | 120.4804 | 0 | 0 | 0 | 0 | 0 | 0 | 0 | 0 | 0 | 527.8817 | 421.5944 | 421.5944 | 421.5944 | 106.2873 | 527.8817 | 3391.2176 | 3391.2176 | 826.6808 | 826.6808 | 1806.8702 | 1806.8702 | 0 | 0 | 757.6667 | 757.6667 | 207798467.859 | 1430463589.982 | 113628958.6465 | 0 | 1751.891 | 66.4232 | 0 | 0 | 0 | 695.3231 | 237 | 2432 | 3689.5386 | 608 | 152 | 0.090152
1604 | 566.5595 | 900.6 | 200 | 800 | 0 | 100% | 100 | 179.5436 | 179.4819 | 179.4819 | 1 | 179.5436 | 100 | 391.6927 | 369.336 | 369.336 | 369.336 | 22.3567 | 391.6927 | 120.4718 | 107.2157 | 107.2157 | 107.2157 | 13.2562 | 120.4718 | 0 | 0 | 0 | 0 | 0 | 0 | 0 | 0 | 0 | 536.5672 | 428.4272 | 428.4272 | 428.4272 | 108.14 | 536.5672 | 3473.6101 | 3473.6101 | 909.2767 | 909.2767 | 1806.7268 | 1806.7268 | 0 | 0 | 757.6065 | 757.6065 | 209862946.1922 | 1430464626.6204 | 111672427.1874 | 0 | 1752 | 67.2403 | 0 | 0 | 0 | 764.8554 | 237 | 2432 | 3689.5386 | 608 | 152 | 0.088645
1605 | 618.065 | 900.6 | 200 | 800 | 0 | 100% | 100 | 183.7511 | 183.6972 | 183.6972 | 1 | 183.7511 | 100 | 423.7457 | 399.5578 | 399.5578 | 399.5578 | 24.1879 | 423.7457 | 120.4637 | 107.2075 | 107.2075 | 107.2075 | 13.2562 | 120.4637 | 0 | 0 | 0 | 0 | 0 | 0 | 0 | 0 | 0 | 544.3462 | 434.5609 | 434.5609 | 434.5609 | 109.7853 | 544.3462 | 3556.0033 | 3556.0033 | 991.8634 | 991.8634 | 1806.5905 | 1806.5905 | 0 | 0 | 757.5494 | 757.5494 | 211507652.0609 | 1430465215.814 | 110027132.125 | 0 | 1752 | 68.0208 | 0 | 0 | 0 | 834.3877 | 237 | 2432 | 3689.5386 | 608 | 152 | 0.087378
1606 | 669.5704 | 900.6 | 200 | 800 | 0 | 100% | 100 | 187.9669 | 187.9281 | 187.9281 | 1 | 187.9669 | 100 | 455.9127 | 429.8868 | 429.8868 | 429.8868 | 26.0258 | 455.9127 | 120.456 | 107.1998 | 107.1998 | 107.1998 | 13.2562 | 120.456 | 0 | 0 | 0 | 0 | 0 | 0 | 0 | 0 | 0 | 551.1691 | 439.939 | 439.939 | 439.939 | 111.2302 | 551.1691 | 3638.3973 | 3638.3973 | 1074.4416 | 1074.4416 | 1806.4607 | 1806.4607 | 0 | 0 | 757.495 | 757.495 | 212877851.1457 | 1430465482.6735 | 108656666.1807 | 0 | 1752 | 68.7647 | 0 | 0 | 0 | 903.92 | 237 | 2432 | 3689.5386 | 608 | 152 | 0.086322
1607 | 721.0758 | 900.6 | 200 | 800 | 0 | 100% | 100 | 192.1847 | 192.1577 | 192.1577 | 1 | 192.1847 | 100 | 488.1066 | 460.2411 | 460.2411 | 460.2411 | 27.8654 | 488.1066 | 120.4486 | 107.1924 | 107.1924 | 107.1924 | 13.2562 | 120.4486 | 0 | 0 | 0 | 0 | 0 | 0 | 0 | 0 | 0 | 557.1591 | 444.6569 | 444.6569 | 444.6569 | 112.5023 | 557.1591 | 3720.7919 | 3720.7919 | 1157.0117 | 1157.0117 | 1806.3371 | 1806.3371 | 0 | 0 | 757.4431 | 757.4431 | 214084758.9279 | 1430465749.5331 | 107449491.539 | 0 | 1752 | 69.4748 | 0 | 0 | 0 | 973.4523 | 237 | 2432 | 3689.5386 | 608 | 152 | 0.085392
1608 | 772.5812 | 900.6 | 200 | 800 | 0 | 100% | 100 | 196.407 | 196.391 | 196.391 | 1 | 196.407 | 100 | 520.2484 | 490.5462 | 490.5462 | 490.5462 | 29.7022 | 520.2484 | 120.4416 | 107.1854 | 107.1854 | 107.1854 | 13.2562 | 120.4416 | 0 | 0 | 0 | 0 | 0 | 0 | 0 | 0 | 0 | 562.6645 | 449.0018 | 449.0018 | 449.0018 | 113.6627 | 562.6645 | 3803.1872 | 3803.1872 | 1239.5744 | 1239.5744 | 1806.2191 | 1806.2191 | 0 | 0 | 757.3937 | 757.3937 | 215160540.2908 | 1430466016.3926 | 106373443.3166 | 0 | 1752 | 70.1534 | 0 | 0 | 0 | 1042.9846 | 237 | 2432 | 3689.5386 | 608 | 152 | 0.084563
1609 | 824.0866 | 900.6 | 200 | 800 | 0 | 100% | 100 | 200.6322 | 200.6266 | 200.6266 | 1 | 200.6322 | 100 | 552.3225 | 520.7873 | 520.7873 | 520.7873 | 31.5352 | 552.3225 | 120.4349 | 107.1787 | 107.1787 | 107.1787 | 13.2562 | 120.4349 | 0 | 0 | 0 | 0 | 0 | 0 | 0 | 0 | 0 | 567.783 | 453.0474 | 453.0474 | 453.0474 | 114.7356 | 567.783 | 3885.5831 | 3885.5831 | 1322.1303 | 1322.1303 | 1806.1064 | 1806.1064 | 0 | 0 | 757.3464 | 757.3464 | 216136524.4472 | 1430466123.161 | 105397352.3918 | 0 | 1752 | 70.8024 | 0 | 0 | 0 | 1112.5169 | 237 | 2432 | 3689.5386 | 608 | 152 | 0.083811
1610 | 875.592 | 900.6 | 200 | 800 | 0 | 100% | 100 | 204.8568 | 204.8608 | 204.8608 | 1 | 204.8568 | 100 | 584.3834 | 551.0158 | 551.0158 | 551.0158 | 33.3676 | 584.3834 | 120.4285 | 107.1723 | 107.1723 | 107.1723 | 13.2562 | 120.4285 | 0 | 0 | 0 | 0 | 0 | 0 | 0 | 0 | 0 | 572.4097 | 456.6976 | 456.6976 | 456.6976 | 115.7121 | 572.4097 | 3967.9796 | 3967.9796 | 1404.6796 | 1404.6796 | 1805.9987 | 1805.9987 | 0 | 0 | 757.3013 | 757.3013 | 216991269.003 | 1430466123.161 | 104542607.836 | 0 | 1752 | 71.4236 | 0 | 0 | 0 | 1182.0492 | 237 | 2432 | 3689.5386 | 608 | 152 | 0.083153
1611 | 927.0974 | 900.6 | 200 | 800 | 0 | 100% | 100 | 209.0825 | 209.095 | 209.095 | 1 | 209.0825 | 100 | 616.4848 | 581.2823 | 581.2823 | 581.2823 | 35.2025 | 616.4848 | 120.4224 | 107.1662 | 107.1662 | 107.1662 | 13.2562 | 120.4224 | 0 | 0 | 0 | 0 | 0 | 0 | 0 | 0 | 0 | 576.5386 | 459.9542 | 459.9542 | 459.9542 | 116.5843 | 576.5386 | 4050.3766 | 4050.3766 | 1487.2229 | 1487.2229 | 1805.8956 | 1805.8956 | 0 | 0 | 757.258 | 757.258 | 217732954.5819 | 1430466123.161 | 103800922.2571 | 0 | 1752 | 72.0191 | 0 | 0 | 0 | 1251.5815 | 237 | 2432 | 3689.5386 | 608 | 152 | 0.082582
1612 | 978.6028 | 900.6 | 200 | 800 | 0 | 100% | 100 | 213.3097 | 213.3303 | 213.3303 | 1 | 213.3097 | 100 | 648.6237 | 611.5841 | 611.5841 | 611.5841 | 37.0396 | 648.6237 | 120.4165 | 107.1603 | 107.1603 | 107.1603 | 13.2562 | 120.4165 | 0 | 0 | 0 | 0 | 0 | 0 | 0 | 0 | 0 | 580.2455 | 462.879 | 462.879 | 462.879 | 117.3665 | 580.2455 | 4132.7741 | 4132.7741 | 1569.7606 | 1569.7606 | 1805.7969 | 1805.7969 | 0 | 0 | 757.2166 | 757.2166 | 218408276.4771 | 1430466123.161 | 103125600.3619 | 0 | 1752 | 72.5902 | 0 | 0 | 0 | 1321.1138 | 237 | 2432 | 3689.5386 | 608 | 152 | 0.082061
1613 | 1030.1083 | 900.6 | 200 | 800 | 0 | 100% | 100 | 217.5373 | 217.5657 | 217.5657 | 1 | 217.5373 | 100 | 680.7274 | 641.8526 | 641.8526 | 641.8526 | 38.8748 | 680.7274 | 120.4109 | 107.1547 | 107.1547 | 107.1547 | 13.2562 | 120.4109 | 0 | 0 | 0 | 0 | 0 | 0 | 0 | 0 | 0 | 583.698 | 465.602 | 465.602 | 465.602 | 118.096 | 583.698 | 4215.172 | 4215.172 | 1652.2929 | 1652.2929 | 1805.7022 | 1805.7022 | 0 | 0 | 757.1769 | 757.1769 | 219034886.6989 | 1430466123.161 | 102498990.1401 | 0 | 1752 | 73.1384 | 0 | 0 | 0 | 1390.6462 | 237 | 2432 | 3689.5386 | 608 | 152 | 0.081579
1614 | 20.6022 | 950 | 200 | 800 | 0 | 100% | 97.774 | 143.7193 | 143.748 | 143.748 | 1 | 143.7193 | 98.3768 | 137.1462 | 129.3253 | 129.3253 | 129.3253 | 7.8209 | 137.1462 | 126.3653 | 112.4724 | 112.4724 | 112.4724 | 13.8929 | 126.3653 | 0 | 0 | 0 | 0 | 0 | 0 | 0 | 0 | 0 | 240.1291 | 193.455 | 193.455 | 193.455 | 46.6741 | 240.1291 | 2699.0734 | 2699.0734 | 33.0962 | 33.0962 | 1907.648 | 1907.648 | 0 | 0 | 758.3293 | 758.3293 | 22570244.9038 | 1439776366.0433 | 261215569.2769 | 0 | 1723.5622 | 58.6603 | 0 | 0 | 0 | 27.8129 | 250 | 2432 | 3689.5386 | 608 | 152 | 0.20384
1615 | 51.5054 | 950 | 200 | 800 | 0 | 100% | 98.0137 | 145.4105 | 145.3646 | 145.3646 | 1 | 145.4105 | 98.6638 | 142.4146 | 134.2927 | 134.2927 | 134.2927 | 8.1219 | 142.4146 | 126.3547 | 112.4621 | 112.4621 | 112.4621 | 13.8927 | 126.3547 | 0 | 0 | 0 | 0 | 0 | 0 | 0 | 0 | 0 | 262.7565 | 211.0207 | 211.0207 | 211.0207 | 51.7358 | 262.7565 | 2748.5026 | 2748.5026 | 82.7339 | 82.7339 | 1907.4987 | 1907.4987 | 0 | 0 | 758.2699 | 758.2699 | 54275927.7218 | 1439797250.4229 | 234517289.5091 | 0 | 1728.5905 | 59.3298 | 0 | 0 | 0 | 69.5323 | 250 | 2432 | 3689.5386 | 608 | 152 | 0.18327
1616 | 154.5162 | 950 | 200 | 800 | 0 | 100% | 99.0525 | 152.5371 | 152.2301 | 152.2301 | 1 | 152.5371 | 99.4266 | 164.8388 | 155.4359 | 155.4359 | 155.4359 | 9.4029 | 164.8388 | 126.3241 | 112.4318 | 112.4318 | 112.4318 | 13.8923 | 126.3241 | 0 | 0 | 0 | 0 | 0 | 0 | 0 | 0 | 0 | 370.7135 | 297.1401 | 297.1401 | 297.1401 | 73.5734 | 370.7135 | 2913.2707 | 2913.2707 | 248.1421 | 248.1421 | 1907.0408 | 1907.0408 | 0 | 0 | 758.0879 | 758.0879 | 139435279.0478 | 1439839777.594 | 162678384.6027 | 0 | 1741.9534 | 61.4452 | 0 | 0 | 0 | 208.5969 | 250 | 2432 | 3689.5386 | 608 | 152 | 0.12794
1617 | 206.0217 | 950 | 200 | 800 | 0 | 100% | 99.4977 | 156.2779 | 155.9606 | 155.9606 | 1 | 156.2779 | 99.6537 | 182.8679 | 172.4355 | 172.4355 | 172.4355 | 10.4324 | 182.8679 | 126.3107 | 112.4186 | 112.4186 | 112.4186 | 13.8922 | 126.3107 | 0 | 0 | 0 | 0 | 0 | 0 | 0 | 0 | 0 | 429.2482 | 343.7005 | 343.7005 | 343.7005 | 85.5477 | 429.2482 | 2995.657 | 2995.657 | 330.82 | 330.82 | 1906.8321 | 1906.8321 | 0 | 0 | 758.0049 | 758.0049 | 166234080.1472 | 1439851337.5181 | 139846830.4566 | 0 | 1745.9322 | 62.458 | 0 | 0 | 0 | 278.1292 | 250 | 2432 | 3689.5386 | 608 | 152 | 0.11035
1618 | 257.5271 | 950 | 200 | 800 | 0 | 100% | 99.6461 | 160.1917 | 159.9927 | 159.9927 | 1 | 160.1917 | 99.7646 | 209.9552 | 197.9763 | 197.9763 | 197.9763 | 11.9789 | 209.9552 | 126.2984 | 112.4063 | 112.4063 | 112.4063 | 13.8921 | 126.2984 | 0 | 0 | 0 | 0 | 0 | 0 | 0 | 0 | 0 | 467.5278 | 374.0071 | 374.0071 | 374.0071 | 93.5206 | 467.5278 | 3078.0446 | 3078.0446 | 413.4823 | 413.4823 | 1906.6355 | 1906.6355 | 0 | 0 | 757.9268 | 757.9268 | 179409563.8228 | 1439859197.2952 | 128607394.1882 | 0 | 1747.8762 | 63.4464 | 0 | 0 | 0 | 347.6615 | 250 | 2432 | 3689.5386 | 608 | 152 | 0.10169
1619 | 309.0325 | 950 | 200 | 800 | 0 | 100% | 99.7603 | 164.2244 | 164.1244 | 164.1244 | 1 | 164.2244 | 99.8464 | 241.0636 | 227.3086 | 227.3086 | 227.3086 | 13.755 | 241.0636 | 126.287 | 112.395 | 112.395 | 112.395 | 13.892 | 126.287 | 0 | 0 | 0 | 0 | 0 | 0 | 0 | 0 | 0 | 491.2967 | 392.7791 | 392.7791 | 392.7791 | 98.5176 | 491.2967 | 3160.4333 | 3160.4333 | 496.1305 | 496.1305 | 1906.4499 | 1906.4499 | 0 | 0 | 757.853 | 757.853 | 186870739.8759 | 1439864170.7014 | 122574501.5003 | 0 | 1749.3094 | 64.3899 | 0 | 0 | 0 | 417.1938 | 250 | 2432 | 3689.5386 | 608 | 152 | 0.097043
1620 | 360.5379 | 950 | 200 | 800 | 0 | 100% | 99.8516 | 168.3036 | 168.2106 | 168.2106 | 1 | 168.3036 | 99.9024 | 273.0998 | 257.5155 | 257.5155 | 257.5155 | 15.5843 | 273.0998 | 126.2763 | 112.3843 | 112.3843 | 112.3843 | 13.892 | 126.2763 | 0 | 0 | 0 | 0 | 0 | 0 | 0 | 0 | 0 | 508.396 | 406.2903 | 406.2903 | 406.2903 | 102.1057 | 508.396 | 3242.8231 | 3242.8231 | 578.7656 | 578.7656 | 1906.2743 | 1906.2743 | 0 | 0 | 757.7832 | 757.7832 | 192189469.0057 | 1439867929.5003 | 118233213.5862 | 0 | 1750.2906 | 65.293 | 0 | 0 | 0 | 486.7262 | 250 | 2432 | 3689.5386 | 608 | 152 | 0.093699
1621 | 412.0433 | 950 | 200 | 800 | 0 | 100% | 99.9087 | 172.4125 | 172.3639 | 172.3639 | 1 | 172.4125 | 99.951 | 305.3351 | 287.9099 | 287.9099 | 287.9099 | 17.4253 | 305.3351 | 126.2663 | 112.3743 | 112.3743 | 112.3743 | 13.892 | 126.2663 | 0 | 0 | 0 | 0 | 0 | 0 | 0 | 0 | 0 | 522.4871 | 417.3951 | 417.3951 | 417.3951 | 105.092 | 522.4871 | 3325.2139 | 3325.2139 | 661.3887 | 661.3887 | 1906.1081 | 1906.1081 | 0 | 0 | 757.7171 | 757.7171 | 196215876.03 | 1439870978.2182 | 115055372.0383 | 0 | 1751.1422 | 66.1523 | 0 | 0 | 0 | 556.2585 | 250 | 2432 | 3689.5386 | 608 | 152 | 0.091251
1622 | 463.5487 | 950 | 200 | 800 | 0 | 100% | 99.9658 | 176.5396 | 176.4731 | 176.4731 | 1 | 176.5396 | 99.9793 | 337.8596 | 318.5767 | 318.5767 | 318.5767 | 19.2829 | 337.8596 | 126.2568 | 112.3648 | 112.3648 | 112.3648 | 13.8919 | 126.2568 | 0 | 0 | 0 | 0 | 0 | 0 | 0 | 0 | 0 | 533.4277 | 426.0141 | 426.0141 | 426.0141 | 107.4136 | 533.4277 | 3407.6057 | 3407.6057 | 744.0008 | 744.0008 | 1905.9505 | 1905.9505 | 0 | 0 | 757.6545 | 757.6545 | 199318237.1742 | 1439873070.3429 | 112445218.3961 | 0 | 1751.6365 | 66.9759 | 0 | 0 | 0 | 625.7908 | 250 | 2432 | 3689.5386 | 608 | 152 | 0.08924
1623 | 515.0541 | 950 | 200 | 800 | 0 | 100% | 99.9886 | 180.7078 | 180.6498 | 180.6498 | 1 | 180.7078 | 99.9975 | 370.4985 | 349.3512 | 349.3512 | 349.3512 | 21.1473 | 370.4985 | 126.2478 | 112.3559 | 112.3559 | 112.3559 | 13.8919 | 126.2478 | 0 | 0 | 0 | 0 | 0 | 0 | 0 | 0 | 0 | 543.6125 | 434.0509 | 434.0509 | 434.0509 | 109.5615 | 543.6125 | 3489.9983 | 3489.9983 | 826.6026 | 826.6026 | 1905.8008 | 1905.8008 | 0 | 0 | 757.5949 | 757.5949 | 201841909.5406 | 1439874628.0599 | 110239099.4531 | 0 | 1751.9556 | 67.7632 | 0 | 0 | 0 | 695.3231 | 250 | 2432 | 3689.5386 | 608 | 152 | 0.087541
1624 | 566.5595 | 950 | 200 | 800 | 0 | 100% | 100 | 184.8926 | 184.8263 | 184.8263 | 1 | 184.8926 | 100 | 403.2468 | 380.2287 | 380.2287 | 380.2287 | 23.0181 | 403.2468 | 126.2393 | 112.3474 | 112.3474 | 112.3474 | 13.8919 | 126.2393 | 0 | 0 | 0 | 0 | 0 | 0 | 0 | 0 | 0 | 552.6853 | 441.1945 | 441.1945 | 441.1945 | 111.4908 | 552.6853 | 3572.3917 | 3572.3917 | 909.1949 | 909.1949 | 1905.6584 | 1905.6584 | 0 | 0 | 757.5384 | 757.5384 | 203826924.9681 | 1439875929.8343 | 108297145.1977 | 0 | 1752 | 68.5184 | 0 | 0 | 0 | 764.8554 | 250 | 2432 | 3689.5386 | 608 | 152 | 0.086045
1625 | 618.065 | 950 | 200 | 800 | 0 | 100% | 100 | 189.1049 | 189.0507 | 189.0507 | 1 | 189.1049 | 100 | 436.2549 | 411.3509 | 411.3509 | 411.3509 | 24.904 | 436.2549 | 126.2312 | 112.3393 | 112.3393 | 112.3393 | 13.8919 | 126.2312 | 0 | 0 | 0 | 0 | 0 | 0 | 0 | 0 | 0 | 560.8521 | 447.6419 | 447.6419 | 447.6419 | 113.2102 | 560.8521 | 3654.7858 | 3654.7858 | 991.7784 | 991.7784 | 1905.5229 | 1905.5229 | 0 | 0 | 757.4845 | 757.4845 | 205425264.216 | 1439876855.9812 | 106697879.8028 | 0 | 1752 | 69.2397 | 0 | 0 | 0 | 834.3877 | 250 | 2432 | 3689.5386 | 608 | 152 | 0.084813
1626 | 669.5704 | 950 | 200 | 800 | 0 | 100% | 100 | 193.321 | 193.2821 | 193.2821 | 1 | 193.321 | 100 | 469.3812 | 442.5845 | 442.5845 | 442.5845 | 26.7967 | 469.3812 | 126.2235 | 112.3316 | 112.3316 | 112.3316 | 13.8919 | 126.2235 | 0 | 0 | 0 | 0 | 0 | 0 | 0 | 0 | 0 | 567.8825 | 453.1833 | 453.1833 | 453.1833 | 114.6993 | 567.8825 | 3737.1806 | 3737.1806 | 1074.3538 | 1074.3538 | 1905.3937 | 1905.3937 | 0 | 0 | 757.4331 | 757.4331 | 206751388.4065 | 1439877224.8131 | 105371386.7804 | 0 | 1752 | 69.9286 | 0 | 0 | 0 | 903.92 | 250 | 2432 | 3689.5386 | 608 | 152 | 0.083791
1627 | 721.0758 | 950 | 200 | 800 | 0 | 100% | 100 | 197.5404 | 197.5132 | 197.5132 | 1 | 197.5404 | 100 | 502.5243 | 473.8337 | 473.8337 | 473.8337 | 28.6906 | 502.5243 | 126.2162 | 112.3243 | 112.3243 | 112.3243 | 13.8919 | 126.2162 | 0 | 0 | 0 | 0 | 0 | 0 | 0 | 0 | 0 | 574.1019 | 458.0871 | 458.0871 | 458.0871 | 116.0148 | 574.1019 | 3819.576 | 3819.576 | 1156.9215 | 1156.9215 | 1905.2704 | 1905.2704 | 0 | 0 | 757.3841 | 757.3841 | 207927823.6144 | 1439877491.6726 | 104194684.713 | 0 | 1752 | 70.5874 | 0 | 0 | 0 | 973.4523 | 250 | 2432 | 3689.5386 | 608 | 152 | 0.082885
1628 | 772.5812 | 950 | 200 | 800 | 0 | 100% | 100 | 201.7645 | 201.7481 | 201.7481 | 1 | 201.7645 | 100 | 535.5954 | 505.0149 | 505.0149 | 505.0149 | 30.5805 | 535.5954 | 126.2093 | 112.3174 | 112.3174 | 112.3174 | 13.8919 | 126.2093 | 0 | 0 | 0 | 0 | 0 | 0 | 0 | 0 | 0 | 579.8642 | 462.6413 | 462.6413 | 462.6413 | 117.223 | 579.8642 | 3901.972 | 3901.972 | 1239.4822 | 1239.4822 | 1905.1526 | 1905.1526 | 0 | 0 | 757.3373 | 757.3373 | 208989964.7752 | 1439877758.5321 | 103132276.6927 | 0 | 1752 | 71.2179 | 0 | 0 | 0 | 1042.9846 | 250 | 2432 | 3689.5386 | 608 | 152 | 0.082066
1629 | 824.0866 | 950 | 200 | 800 | 0 | 100% | 100 | 205.9898 | 205.9838 | 205.9838 | 1 | 205.9898 | 100 | 568.5904 | 536.1242 | 536.1242 | 536.1242 | 32.4662 | 568.5904 | 126.2026 | 112.3107 | 112.3107 | 112.3107 | 13.8919 | 126.2026 | 0 | 0 | 0 | 0 | 0 | 0 | 0 | 0 | 0 | 585.2063 | 466.8635 | 466.8635 | 466.8635 | 118.3429 | 585.2063 | 3984.3686 | 3984.3686 | 1322.0361 | 1322.0361 | 1905.0399 | 1905.0399 | 0 | 0 | 757.2925 | 757.2925 | 209943822.1716 | 1439878025.3917 | 102178152.4368 | 0 | 1752 | 71.8218 | 0 | 0 | 0 | 1112.5169 | 250 | 2432 | 3689.5386 | 608 | 152 | 0.081332
1630 | 875.592 | 950 | 200 | 800 | 0 | 100% | 100 | 210.215 | 210.2188 | 210.2188 | 1 | 210.215 | 100 | 601.5704 | 567.2192 | 567.2192 | 567.2192 | 34.3512 | 601.5704 | 126.1962 | 112.3043 | 112.3043 | 112.3043 | 13.8919 | 126.1962 | 0 | 0 | 0 | 0 | 0 | 0 | 0 | 0 | 0 | 590.0524 | 470.6893 | 470.6893 | 470.6893 | 119.3631 | 590.0524 | 4066.7657 | 4066.7657 | 1404.5839 | 1404.5839 | 1904.9321 | 1904.9321 | 0 | 0 | 757.2496 | 757.2496 | 210784394.3452 | 1439878090.725 | 101337514.9298 | 0 | 1752 | 72.401 | 0 | 0 | 0 | 1182.0492 | 250 | 2432 | 3689.5386 | 608 | 152 | 0.080684
1631 | 927.0974 | 950 | 200 | 800 | 0 | 100% | 100 | 214.4414 | 214.4537 | 214.4537 | 1 | 214.4414 | 100 | 634.5943 | 598.3555 | 598.3555 | 598.3555 | 36.2388 | 634.5943 | 126.1901 | 112.2983 | 112.2983 | 112.2983 | 13.8919 | 126.1901 | 0 | 0 | 0 | 0 | 0 | 0 | 0 | 0 | 0 | 594.3771 | 474.1031 | 474.1031 | 474.1031 | 120.274 | 594.3771 | 4149.1632 | 4149.1632 | 1487.1258 | 1487.1258 | 1904.8288 | 1904.8288 | 0 | 0 | 757.2086 | 757.2086 | 211510214.3252 | 1439878090.725 | 100611694.9498 | 0 | 1752 | 72.9567 | 0 | 0 | 0 | 1251.5815 | 250 | 2432 | 3689.5386 | 608 | 152 | 0.080125
1632 | 978.6028 | 950 | 200 | 800 | 0 | 100% | 100 | 218.6681 | 218.6883 | 218.6883 | 1 | 218.6681 | 100 | 667.6687 | 629.5393 | 629.5393 | 629.5393 | 38.1294 | 667.6687 | 126.1843 | 112.2924 | 112.2924 | 112.2924 | 13.8919 | 126.1843 | 0 | 0 | 0 | 0 | 0 | 0 | 0 | 0 | 0 | 598.2179 | 477.1313 | 477.1313 | 477.1313 | 121.0865 | 598.2179 | 4231.5613 | 4231.5613 | 1569.6623 | 1569.6623 | 1904.7298 | 1904.7298 | 0 | 0 | 757.1692 | 757.1692 | 212165184.235 | 1439878090.725 | 99956725.04 | 0 | 1752 | 73.4906 | 0 | 0 | 0 | 1321.1138 | 250 | 2432 | 3689.5386 | 608 | 152 | 0.07962
1633 | 1030.1083 | 950 | 200 | 800 | 0 | 100% | 100 | 222.8961 | 222.9241 | 222.9241 | 1 | 222.8961 | 100 | 700.7273 | 660.7081 | 660.7081 | 660.7081 | 40.0192 | 700.7273 | 126.1787 | 112.2868 | 112.2868 | 112.2868 | 13.8919 | 126.1787 | 0 | 0 | 0 | 0 | 0 | 0 | 0 | 0 | 0 | 601.7745 | 479.9375 | 479.9375 | 479.9375 | 121.837 | 601.7745 | 4313.9597 | 4313.9597 | 1652.1936 | 1652.1936 | 1904.6347 | 1904.6347 | 0 | 0 | 757.1314 | 757.1314 | 212769355.5553 | 1439878090.725 | 99352553.7197 | 0 | 1752 | 74.0037 | 0 | 0 | 0 | 1390.6462 | 250 | 2432 | 3689.5386 | 608 | 152 | 0.079155
1634 | 20.6022 | 1003.2 | 200 | 800 | 0 | 100% | 97.9795 | 149.3446 | 149.3611 | 149.3611 | 1 | 149.3446 | 98.4982 | 142.2313 | 134.1192 | 134.1192 | 134.1192 | 8.1121 | 142.2313 | 132.5692 | 117.9921 | 117.9921 | 117.9921 | 14.5771 | 132.5692 | 0 | 0 | 0 | 0 | 0 | 0 | 0 | 0 | 0 | 245.4347 | 197.6383 | 197.6383 | 197.6383 | 47.7965 | 245.4347 | 2805.4397 | 2805.4397 | 33.0907 | 33.0907 | 2014.1446 | 2014.1446 | 0 | 0 | 758.2044 | 758.2044 | 21765980.122 | 1449040762.0024 | 254881093.4379 | 0 | 1725.6878 | 60.8084 | 0 | 0 | 0 | 27.8129 | 264 | 2432 | 3689.5386 | 608 | 152 | 0.19896
1635 | 51.5054 | 1003.2 | 200 | 800 | 0 | 100% | 98.2078 | 151.0318 | 150.9824 | 150.9824 | 1 | 151.0318 | 98.774 | 146.877 | 138.4993 | 138.4993 | 138.4993 | 8.3777 | 146.877 | 132.5591 | 117.9822 | 117.9822 | 117.9822 | 14.5769 | 132.5591 | 0 | 0 | 0 | 0 | 0 | 0 | 0 | 0 | 0 | 268.5894 | 215.5798 | 215.5798 | 215.5798 | 53.0097 | 268.5894 | 2854.8701 | 2854.8701 | 82.7208 | 82.7208 | 2013.9995 | 2013.9995 | 0 | 0 | 758.1498 | 758.1498 | 52628483.774 | 1449058097.1237 | 228834044.4504 | 0 | 1730.5206 | 61.4081 | 0 | 0 | 0 | 69.5323 | 264 | 2432 | 3689.5386 | 608 | 152 | 0.1789
1636 | 154.5162 | 1003.2 | 200 | 800 | 0 | 100% | 99.2694 | 158.2002 | 157.8854 | 157.8854 | 1 | 158.2002 | 99.4961 | 169.9645 | 160.268 | 160.268 | 160.268 | 9.6966 | 169.9645 | 132.5296 | 117.953 | 117.953 | 117.953 | 14.5765 | 132.5296 | 0 | 0 | 0 | 0 | 0 | 0 | 0 | 0 | 0 | 378.9123 | 303.6027 | 303.6027 | 303.6027 | 75.3096 | 378.9123 | 3019.6421 | 3019.6421 | 248.1074 | 248.1074 | 2013.553 | 2013.553 | 0 | 0 | 757.9817 | 757.9817 | 135227990.1075 | 1449096107.0587 | 158847265.7265 | 0 | 1743.1714 | 63.3159 | 0 | 0 | 0 | 208.5969 | 264 | 2432 | 3689.5386 | 608 | 152 | 0.12498
1637 | 206.0217 | 1003.2 | 200 | 800 | 0 | 100% | 99.5662 | 161.9717 | 161.6461 | 161.6461 | 1 | 161.9717 | 99.7034 | 188.4045 | 177.6549 | 177.6549 | 177.6549 | 10.7496 | 188.4045 | 132.5166 | 117.9402 | 117.9402 | 117.9402 | 14.5764 | 132.5166 | 0 | 0 | 0 | 0 | 0 | 0 | 0 | 0 | 0 | 439.5778 | 351.8723 | 351.8723 | 351.8723 | 87.7054 | 439.5778 | 3102.03 | 3102.03 | 330.7763 | 330.7763 | 2013.3489 | 2013.3489 | 0 | 0 | 757.9049 | 757.9049 | 161353266.6163 | 1449106963.7873 | 136343328.2967 | 0 | 1746.8036 | 64.2367 | 0 | 0 | 0 | 278.1292 | 264 | 2432 | 3689.5386 | 608 | 152 | 0.10765
1638 | 257.5271 | 1003.2 | 200 | 800 | 0 | 100% | 99.6689 | 165.9248 | 165.7282 | 165.7282 | 1 | 165.9248 | 99.7901 | 216.1766 | 203.8413 | 203.8413 | 203.8413 | 12.3353 | 216.1766 | 132.5046 | 117.9283 | 117.9283 | 117.9283 | 14.5763 | 132.5046 | 0 | 0 | 0 | 0 | 0 | 0 | 0 | 0 | 0 | 480.6327 | 384.3851 | 384.3851 | 384.3851 | 96.2476 | 480.6327 | 3184.4191 | 3184.4191 | 413.4308 | 413.4308 | 2013.156 | 2013.156 | 0 | 0 | 757.8323 | 757.8323 | 174233112.101 | 1449114176.9146 | 124974530.7125 | 0 | 1748.3218 | 65.1414 | 0 | 0 | 0 | 347.6615 | 264 | 2432 | 3689.5386 | 608 | 152 | 0.098892
1639 | 309.0325 | 1003.2 | 200 | 800 | 0 | 100% | 99.7945 | 169.9537 | 169.854 | 169.854 | 1 | 169.9537 | 99.8703 | 248.1994 | 234.0357 | 234.0357 | 234.0357 | 14.1638 | 248.1994 | 132.4936 | 117.9173 | 117.9173 | 117.9173 | 14.5763 | 132.4936 | 0 | 0 | 0 | 0 | 0 | 0 | 0 | 0 | 0 | 504.9448 | 403.5828 | 403.5828 | 403.5828 | 101.3619 | 504.9448 | 3266.8092 | 3266.8092 | 496.072 | 496.072 | 2012.9736 | 2012.9736 | 0 | 0 | 757.7636 | 757.7636 | 181471688.7797 | 1449117596.6308 | 119138105.5629 | 0 | 1749.7274 | 65.9995 | 0 | 0 | 0 | 417.1938 | 264 | 2432 | 3689.5386 | 608 | 152 | 0.094396
1640 | 360.5379 | 1003.2 | 200 | 800 | 0 | 100% | 99.8744 | 174.0371 | 173.9464 | 173.9464 | 1 | 174.0371 | 99.9223 | 281.1818 | 265.1346 | 265.1346 | 265.1346 | 16.0472 | 281.1818 | 132.4832 | 117.9069 | 117.9069 | 117.9069 | 14.5763 | 132.4832 | 0 | 0 | 0 | 0 | 0 | 0 | 0 | 0 | 0 | 522.7536 | 417.6556 | 417.6556 | 417.6556 | 105.098 | 522.7536 | 3349.2003 | 3349.2003 | 578.7009 | 578.7009 | 2012.8008 | 2012.8008 | 0 | 0 | 757.6985 | 757.6985 | 186638137.4303 | 1449120953.1463 | 114880032.3465 | 0 | 1750.6391 | 66.8238 | 0 | 0 | 0 | 486.7262 | 264 | 2432 | 3689.5386 | 608 | 152 | 0.091116
1641 | 412.0433 | 1003.2 | 200 | 800 | 0 | 100% | 99.9429 | 178.1487 | 178.0845 | 178.0845 | 1 | 178.1487 | 99.965 | 314.4344 | 296.4881 | 296.4881 | 296.4881 | 17.9464 | 314.4344 | 132.4733 | 117.897 | 117.897 | 117.897 | 14.5762 | 132.4733 | 0 | 0 | 0 | 0 | 0 | 0 | 0 | 0 | 0 | 537.1013 | 428.9718 | 428.9718 | 428.9718 | 108.1295 | 537.1013 | 3431.5923 | 3431.5923 | 661.3186 | 661.3186 | 2012.6368 | 2012.6368 | 0 | 0 | 757.6368 | 757.6368 | 190512654.0563 | 1449123926.9021 | 111749598.8988 | 0 | 1751.3862 | 67.6112 | 0 | 0 | 0 | 556.2585 | 264 | 2432 | 3689.5386 | 608 | 152 | 0.088705
1642 | 463.5487 | 1003.2 | 200 | 800 | 0 | 100% | 99.9658 | 182.2943 | 182.213 | 182.213 | 1 | 182.2943 | 99.9832 | 347.9697 | 328.1079 | 328.1079 | 328.1079 | 19.8618 | 347.9697 | 132.464 | 117.8877 | 117.8877 | 117.8877 | 14.5762 | 132.464 | 0 | 0 | 0 | 0 | 0 | 0 | 0 | 0 | 0 | 549.1046 | 438.4402 | 438.4402 | 438.4402 | 110.6644 | 549.1046 | 3513.9851 | 3513.9851 | 743.9258 | 743.9258 | 2012.4811 | 2012.4811 | 0 | 0 | 757.5782 | 757.5782 | 193508485.9547 | 1449125954.2011 | 109071389.1363 | 0 | 1751.7058 | 68.3689 | 0 | 0 | 0 | 625.7908 | 264 | 2432 | 3689.5386 | 608 | 152 | 0.086641
1643 | 515.0541 | 1003.2 | 200 | 800 | 0 | 100% | 100 | 186.4693 | 186.408 | 186.408 | 1 | 186.4693 | 100 | 381.5894 | 359.8071 | 359.8071 | 359.8071 | 21.7823 | 381.5894 | 132.4551 | 117.8789 | 117.8789 | 117.8789 | 14.5762 | 132.4551 | 0 | 0 | 0 | 0 | 0 | 0 | 0 | 0 | 0 | 559.9455 | 446.996 | 446.996 | 446.996 | 112.9495 | 559.9455 | 3596.3787 | 3596.3787 | 826.5234 | 826.5234 | 2012.3329 | 2012.3329 | 0 | 0 | 757.5224 | 757.5224 | 195954530.798 | 1449127526.6657 | 106917942.5363 | 0 | 1752 | 69.092 | 0 | 0 | 0 | 695.3231 | 264 | 2432 | 3689.5386 | 608 | 152 | 0.084983
1644 | 566.5595 | 1003.2 | 200 | 800 | 0 | 100% | 100 | 190.6632 | 190.5933 | 190.5933 | 1 | 190.6632 | 100 | 415.341 | 391.6304 | 391.6304 | 391.6304 | 23.7105 | 415.341 | 132.4467 | 117.8706 | 117.8706 | 117.8706 | 14.5762 | 132.4467 | 0 | 0 | 0 | 0 | 0 | 0 | 0 | 0 | 0 | 569.561 | 454.5834 | 454.5834 | 454.5834 | 114.9777 | 569.561 | 3678.773 | 3678.773 | 909.112 | 909.112 | 2012.1917 | 2012.1917 | 0 | 0 | 757.4693 | 757.4693 | 197876969.1207 | 1449128777.8369 | 104994253.0424 | 0 | 1752 | 69.7877 | 0 | 0 | 0 | 764.8554 | 264 | 2432 | 3689.5386 | 608 | 152 | 0.083501
1645 | 618.065 | 1003.2 | 200 | 800 | 0 | 100% | 100 | 194.8768 | 194.8228 | 194.8228 | 1 | 194.8768 | 100 | 449.3406 | 423.6875 | 423.6875 | 423.6875 | 25.6531 | 449.3406 | 132.4388 | 117.8626 | 117.8626 | 117.8626 | 14.5762 | 132.4388 | 0 | 0 | 0 | 0 | 0 | 0 | 0 | 0 | 0 | 578.0697 | 461.2994 | 461.2994 | 461.2994 | 116.7703 | 578.0697 | 3761.168 | 3761.168 | 991.6922 | 991.6922 | 2012.0572 | 2012.0572 | 0 | 0 | 757.4186 | 757.4186 | 199423826.6797 | 1449129597.7526 | 103446575.5677 | 0 | 1752 | 70.4526 | 0 | 0 | 0 | 834.3877 | 264 | 2432 | 3689.5386 | 608 | 152 | 0.082309
1646 | 669.5704 | 1003.2 | 200 | 800 | 0 | 100% | 100 | 199.0921 | 199.0532 | 199.0532 | 1 | 199.0921 | 100 | 483.4772 | 455.8735 | 455.8735 | 455.8735 | 27.6036 | 483.4772 | 132.4312 | 117.855 | 117.855 | 117.855 | 14.5762 | 132.4312 | 0 | 0 | 0 | 0 | 0 | 0 | 0 | 0 | 0 | 585.2793 | 466.9779 | 466.9779 | 466.9779 | 118.3013 | 585.2793 | 3843.5636 | 3843.5636 | 1074.2646 | 1074.2646 | 2011.9287 | 2011.9287 | 0 | 0 | 757.3703 | 757.3703 | 200705035.327 | 1449130079.804 | 102164884.869 | 0 | 1752 | 71.0887 | 0 | 0 | 0 | 903.92 | 264 | 2432 | 3689.5386 | 608 | 152 | 0.081321
1647 | 721.0758 | 1003.2 | 200 | 800 | 0 | 100% | 100 | 203.3124 | 203.285 | 203.285 | 1 | 203.3124 | 100 | 517.6183 | 488.0637 | 488.0637 | 488.0637 | 29.5546 | 517.6183 | 132.424 | 117.8478 | 117.8478 | 117.8478 | 14.5762 | 132.424 | 0 | 0 | 0 | 0 | 0 | 0 | 0 | 0 | 0 | 591.7119 | 472.0525 | 472.0525 | 472.0525 | 119.6594 | 591.7119 | 3925.9598 | 3925.9598 | 1156.8298 | 1156.8298 | 2011.8059 | 2011.8059 | 0 | 0 | 757.324 | 757.324 | 201851038.2675 | 1449130133.5544 | 101018828.1781 | 0 | 1752 | 71.6982 | 0 | 0 | 0 | 973.4523 | 264 | 2432 | 3689.5386 | 608 | 152 | 0.080438
1648 | 772.5812 | 1003.2 | 200 | 800 | 0 | 100% | 100 | 207.536 | 207.5194 | 207.5194 | 1 | 207.536 | 100 | 551.667 | 520.1665 | 520.1665 | 520.1665 | 31.5004 | 551.667 | 132.4171 | 117.8409 | 117.8409 | 117.8409 | 14.5762 | 132.4171 | 0 | 0 | 0 | 0 | 0 | 0 | 0 | 0 | 0 | 597.6875 | 476.7729 | 476.7729 | 476.7729 | 120.9146 | 597.6875 | 4008.3565 | 4008.3565 | 1239.3881 | 1239.3881 | 2011.6885 | 2011.6885 | 0 | 0 | 757.2798 | 757.2798 | 202892313.0075 | 1449130133.5544 | 99977553.4381 | 0 | 1752 | 72.2824 | 0 | 0 | 0 | 1042.9846 | 264 | 2432 | 3689.5386 | 608 | 152 | 0.079636
1649 | 824.0866 | 1003.2 | 200 | 800 | 0 | 100% | 100 | 211.7605 | 211.7544 | 211.7544 | 1 | 211.7605 | 100 | 585.6283 | 552.1869 | 552.1869 | 552.1869 | 33.4414 | 585.6283 | 132.4105 | 117.8343 | 117.8343 | 117.8343 | 14.5762 | 132.4105 | 0 | 0 | 0 | 0 | 0 | 0 | 0 | 0 | 0 | 603.2425 | 481.1606 | 481.1606 | 481.1606 | 122.0819 | 603.2425 | 4090.7537 | 4090.7537 | 1321.9401 | 1321.9401 | 2011.5761 | 2011.5761 | 0 | 0 | 757.2375 | 757.2375 | 203828901.7846 | 1449130133.5544 | 99040964.661 | 0 | 1752 | 72.843 | 0 | 0 | 0 | 1112.5169 | 264 | 2432 | 3689.5386 | 608 | 152 | 0.078915
1650 | 875.592 | 1003.2 | 200 | 800 | 0 | 100% | 100 | 215.9869 | 215.9906 | 215.9906 | 1 | 215.9869 | 100 | 619.5795 | 584.1976 | 584.1976 | 584.1976 | 35.3819 | 619.5795 | 132.4042 | 117.828 | 117.828 | 117.828 | 14.5762 | 132.4042 | 0 | 0 | 0 | 0 | 0 | 0 | 0 | 0 | 0 | 608.3059 | 485.1623 | 485.1623 | 485.1623 | 123.1435 | 608.3059 | 4173.1514 | 4173.1514 | 1404.4861 | 1404.4861 | 2011.4683 | 2011.4683 | 0 | 0 | 757.197 | 757.197 | 204648080.7528 | 1449130133.5544 | 98221785.6928 | 0 | 1752 | 73.3813 | 0 | 0 | 0 | 1182.0492 | 264 | 2432 | 3689.5386 | 608 | 152 | 0.078284
1651 | 927.0974 | 1003.2 | 200 | 800 | 0 | 100% | 100 | 220.2148 | 220.227 | 220.227 | 1 | 220.2148 | 100 | 653.5772 | 616.252 | 616.252 | 616.252 | 37.3252 | 653.5772 | 132.3981 | 117.822 | 117.822 | 117.822 | 14.5762 | 132.3981 | 0 | 0 | 0 | 0 | 0 | 0 | 0 | 0 | 0 | 612.83 | 488.7388 | 488.7388 | 488.7388 | 124.0913 | 612.83 | 4255.5496 | 4255.5496 | 1487.0266 | 1487.0266 | 2011.365 | 2011.365 | 0 | 0 | 757.158 | 757.158 | 205359180.3844 | 1449130133.5544 | 97510686.0612 | 0 | 1752 | 73.8986 | 0 | 0 | 0 | 1251.5815 | 264 | 2432 | 3689.5386 | 608 | 152 | 0.077736
1652 | 978.6028 | 1003.2 | 200 | 800 | 0 | 100% | 100 | 224.4413 | 224.4614 | 224.4614 | 1 | 224.4413 | 100 | 687.6256 | 648.3541 | 648.3541 | 648.3541 | 39.2715 | 687.6256 | 132.3923 | 117.8162 | 117.8162 | 117.8162 | 14.5762 | 132.3923 | 0 | 0 | 0 | 0 | 0 | 0 | 0 | 0 | 0 | 616.8292 | 491.8916 | 491.8916 | 491.8916 | 124.9376 | 616.8292 | 4337.9482 | 4337.9482 | 1569.5617 | 1569.5617 | 2011.2658 | 2011.2658 | 0 | 0 | 757.1207 | 757.1207 | 205995836.7353 | 1449130133.5544 | 96874029.7103 | 0 | 1752 | 74.3963 | 0 | 0 | 0 | 1321.1138 | 264 | 2432 | 3689.5386 | 608 | 152 | 0.077246
1653 | 1030.1083 | 1003.2 | 200 | 800 | 0 | 100% | 100 | 228.669 | 228.6972 | 228.6972 | 1 | 228.669 | 100 | 721.6544 | 680.4376 | 680.4376 | 680.4376 | 41.2168 | 721.6544 | 132.3867 | 117.8106 | 117.8106 | 117.8106 | 14.5762 | 132.3867 | 0 | 0 | 0 | 0 | 0 | 0 | 0 | 0 | 0 | 620.5336 | 494.813 | 494.813 | 494.813 | 125.7206 | 620.5336 | 4420.3471 | 4420.3471 | 1652.0919 | 1652.0919 | 2011.1704 | 2011.1704 | 0 | 0 | 757.0848 | 757.0848 | 206593264.1922 | 1449130133.5544 | 96276602.2534 | 0 | 1752 | 74.8753 | 0 | 0 | 0 | 1390.6462 | 264 | 2432 | 3689.5386 | 608 | 152 | 0.076785
1654 | 206.0217 | 22.8 | 200 | 800 | 0 | 100% | 10.7763 | 189.9468 | 280.002 | 280.002 | 1 | 189.9468 | 34.8054 | 61.9597 | 58.4441 | 58.4441 | 58.4441 | 3.5156 | 61.9597 | 43.8378 | 39.041 | 39.041 | 39.041 | 4.7968 | 43.8378 | 0 | 0 | 0 | 0 | 0 | 0 | 0 | 0 | 0 | 12824.4252 | 10312.1494 | 10312.1494 | 10312.1494 | 2512.2759 | 12824.4252 | 1331.7323 | 1331.7323 | 332.7315 | 332.7315 | 46.0284 | 46.0284 | 0 | 0 | 952.9724 | 952.9724 | 499150072.8883 | 100080123.8448 | 10560163.1703 | 0 | 609.7904 | 0.097211 | 0 | 0 | 0 | 278.1292 | 6 | 3040 | 4611.9232 | 760 | 190 | 0.0065077
1655 | 257.5271 | 22.8 | 200 | 800 | 0 | 100% | 25.7078 | 169.8124 | 193.7134 | 193.7134 | 1 | 169.8124 | 41.8263 | 67.6739 | 63.8317 | 63.8317 | 63.8317 | 3.8422 | 67.6739 | 43.8117 | 39.0149 | 39.0149 | 39.0149 | 4.7968 | 43.8117 | 0 | 0 | 0 | 0 | 0 | 0 | 0 | 0 | 0 | 1420.9934 | 1145.514 | 1145.514 | 1145.514 | 275.4795 | 1420.9934 | 1413.9689 | 1413.9689 | 415.6362 | 415.6362 | 45.9976 | 45.9976 | 0 | 0 | 952.3351 | 952.3351 | 562704015.3665 | 100080123.8448 | 70012637.8471 | 0 | 732.7968 | 0.028223 | 0 | 0 | 0 | 347.6615 | 6 | 3040 | 4611.9232 | 760 | 190 | 0.043145
1656 | 309.0325 | 22.8 | 200 | 800 | 0 | 100% | 34.0297 | 155.5466 | 165.9279 | 165.9279 | 1 | 155.5466 | 48.7393 | 75.8221 | 71.5149 | 71.5149 | 71.5149 | 4.3072 | 75.8221 | 43.7891 | 38.9923 | 38.9923 | 38.9923 | 4.7968 | 43.7891 | 0 | 0 | 0 | 0 | 0 | 0 | 0 | 0 | 0 | 595.2821 | 480.6945 | 480.6945 | 480.6945 | 114.5876 | 595.2821 | 1496.2285 | 1496.2285 | 498.4744 | 498.4744 | 45.971 | 45.971 | 0 | 0 | 951.7832 | 951.7832 | 599541076.8467 | 100080123.8448 | 154291685.0048 | 0 | 853.9129 | 0.012355 | 0 | 0 | 0 | 417.1938 | 6 | 3040 | 4611.9232 | 760 | 190 | 0.095082
1657 | 360.5379 | 22.8 | 200 | 800 | 0 | 100% | 41.3584 | 145.0287 | 150.5883 | 150.5883 | 1 | 145.0287 | 55.6147 | 84.3974 | 79.6008 | 79.6008 | 79.6008 | 4.7966 | 84.3974 | 43.7693 | 38.9725 | 38.9725 | 38.9725 | 4.7968 | 43.7693 | 0 | 0 | 0 | 0 | 0 | 0 | 0 | 0 | 0 | 361.71 | 292.6571 | 292.6571 | 292.6571 | 69.0528 | 361.71 | 1578.5069 | 1578.5069 | 581.2586 | 581.2586 | 45.9477 | 45.9477 | 0 | 0 | 951.3006 | 951.3006 | 627057798.3245 | 100080123.8448 | 247231501.2939 | 0 | 974.3694 | 0.013112 | 0 | 0 | 0 | 486.7262 | 6 | 3040 | 4611.9232 | 760 | 190 | 0.15236
1658 | 412.0433 | 22.8 | 200 | 800 | 0 | 100% | 49.4521 | 136.7594 | 140.0153 | 140.0153 | 1 | 136.7594 | 62.463 | 92.9998 | 87.712 | 87.712 | 87.712 | 5.2878 | 92.9998 | 43.7519 | 38.9551 | 38.9551 | 38.9551 | 4.7968 | 43.7519 | 0 | 0 | 0 | 0 | 0 | 0 | 0 | 0 | 0 | 256.4455 | 207.8192 | 207.8192 | 207.8192 | 48.6263 | 256.4455 | 1660.8007 | 1660.8007 | 663.9984 | 663.9984 | 45.9271 | 45.9271 | 0 | 0 | 950.8751 | 950.8751 | 649323630.8699 | 100080123.8448 | 344947805.8824 | 0 | 1094.3516 | 0.012274 | 0 | 0 | 0 | 556.2585 | 6 | 3040 | 4611.9232 | 760 | 190 | 0.21257
1659 | 463.5487 | 22.8 | 200 | 800 | 0 | 100% | 58.4932 | 130.2557 | 132.1202 | 132.1202 | 1 | 130.2557 | 69.152 | 101.5883 | 95.81 | 95.81 | 95.81 | 5.7783 | 101.5883 | 43.7364 | 38.9396 | 38.9396 | 38.9396 | 4.7968 | 43.7364 | 0 | 0 | 0 | 0 | 0 | 0 | 0 | 0 | 0 | 198.0353 | 160.7241 | 160.7241 | 160.7241 | 37.3112 | 198.0353 | 1743.1073 | 1743.1073 | 746.7013 | 746.7013 | 45.9088 | 45.9088 | 0 | 0 | 950.4971 | 950.4971 | 667898491.2506 | 100080123.8448 | 443565177.656 | 0 | 1211.5438 | 0.20268 | 0 | 0 | 0 | 625.7908 | 6 | 3040 | 4611.9232 | 760 | 190 | 0.27337
1660 | 515.0541 | 22.8 | 200 | 800 | 0 | 100% | 66.5411 | 126.3722 | 127.3415 | 127.3415 | 1 | 126.3722 | 75.1065 | 110.1863 | 103.9169 | 103.9169 | 103.9169 | 6.2694 | 110.1863 | 43.7225 | 38.9257 | 38.9257 | 38.9257 | 4.7968 | 43.7225 | 0 | 0 | 0 | 0 | 0 | 0 | 0 | 0 | 0 | 165.0761 | 134.4818 | 134.4818 | 134.4818 | 30.5943 | 165.0761 | 1825.4247 | 1825.4247 | 829.373 | 829.373 | 45.8925 | 45.8925 | 0 | 0 | 950.1591 | 950.1591 | 683342515.1055 | 100080123.8448 | 532443748.3768 | 0 | 1315.8664 | 1.3504 | 0 | 0 | 0 | 695.3231 | 6 | 3040 | 4611.9232 | 760 | 190 | 0.3283
1661 | 566.5595 | 22.8 | 200 | 800 | 0 | 100% | 72.7854 | 124.2032 | 124.6198 | 124.6198 | 1 | 124.2032 | 79.5392 | 118.8232 | 112.0603 | 112.0603 | 112.0603 | 6.7629 | 118.8232 | 43.7101 | 38.9133 | 38.9133 | 38.9133 | 4.7968 | 43.7101 | 0 | 0 | 0 | 0 | 0 | 0 | 0 | 0 | 0 | 144.9366 | 118.1553 | 118.1553 | 118.1553 | 26.7813 | 144.9366 | 1907.7512 | 1907.7512 | 912.0184 | 912.0184 | 45.8778 | 45.8778 | 0 | 0 | 949.855 | 949.855 | 696244015.488 | 100080123.8448 | 597202256.1427 | 0 | 1393.5264 | 4.2875 | 0 | 0 | 0 | 764.8554 | 6 | 3040 | 4611.9232 | 760 | 190 | 0.3684
1662 | 618.065 | 22.8 | 200 | 800 | 0 | 100% | 77.4658 | 123.6807 | 123.8465 | 123.8465 | 1 | 123.6807 | 83.1432 | 127.4951 | 120.2367 | 120.2367 | 120.2367 | 7.2584 | 127.4951 | 43.6988 | 38.902 | 38.902 | 38.902 | 4.7968 | 43.6988 | 0 | 0 | 0 | 0 | 0 | 0 | 0 | 0 | 0 | 132.2249 | 107.8297 | 107.8297 | 107.8297 | 24.3952 | 132.2249 | 1990.0856 | 1990.0856 | 994.6411 | 994.6411 | 45.8645 | 45.8645 | 0 | 0 | 949.58 | 949.58 | 707173576.0329 | 100080123.8448 | 649414715.0637 | 0 | 1456.6684 | 7.7737 | 0 | 0 | 0 | 834.3877 | 6 | 3040 | 4611.9232 | 760 | 190 | 0.40076
1663 | 669.5704 | 22.8 | 200 | 800 | 0 | 100% | 81.2785 | 124.435 | 124.4645 | 124.4645 | 1 | 124.435 | 85.8573 | 136.1993 | 128.4434 | 128.4434 | 128.4434 | 7.7559 | 136.1993 | 43.6886 | 38.8918 | 38.8918 | 38.8918 | 4.7968 | 43.6886 | 0 | 0 | 0 | 0 | 0 | 0 | 0 | 0 | 0 | 123.9926 | 101.1373 | 101.1373 | 101.1373 | 22.8552 | 123.9926 | 2072.4268 | 2072.4268 | 1077.2442 | 1077.2442 | 45.8525 | 45.8525 | 0 | 0 | 949.3301 | 949.3301 | 716546716.1863 | 100080123.8448 | 687593472.9024 | 0 | 1504.2203 | 11.7556 | 0 | 0 | 0 | 903.92 | 6 | 3040 | 4611.9232 | 760 | 190 | 0.42448
1664 | 721.0758 | 22.8 | 200 | 800 | 0 | 100% | 84.4064 | 125.928 | 125.8824 | 125.8824 | 1 | 125.928 | 88.1044 | 144.9216 | 136.6671 | 136.6671 | 136.6671 | 8.2544 | 144.9216 | 43.6792 | 38.8824 | 38.8824 | 38.8824 | 4.7968 | 43.6792 | 0 | 0 | 0 | 0 | 0 | 0 | 0 | 0 | 0 | 118.1326 | 96.3879 | 96.3879 | 96.3879 | 21.7447 | 118.1326 | 2154.7739 | 2154.7739 | 1159.8304 | 1159.8304 | 45.8415 | 45.8415 | 0 | 0 | 949.102 | 949.102 | 724693073.2629 | 100080123.8448 | 718815034.3796 | 0 | 1543.5882 | 15.6739 | 0 | 0 | 0 | 973.4523 | 6 | 3040 | 4611.9232 | 760 | 190 | 0.44391
1665 | 772.5812 | 22.8 | 200 | 800 | 0 | 100% | 86.9977 | 127.8949 | 127.799 | 127.799 | 1 | 127.8949 | 90.0048 | 153.6769 | 144.922 | 144.922 | 144.922 | 8.7549 | 153.6769 | 43.6706 | 38.8739 | 38.8739 | 38.8739 | 4.7968 | 43.6706 | 0 | 0 | 0 | 0 | 0 | 0 | 0 | 0 | 0 | 113.6894 | 92.784 | 92.784 | 92.784 | 20.9054 | 113.6894 | 2237.1261 | 2237.1261 | 1242.4018 | 1242.4018 | 45.8314 | 45.8314 | 0 | 0 | 948.893 | 948.893 | 731644565.155 | 100080123.8448 | 745159253.2169 | 0 | 1576.8839 | 19.4259 | 0 | 0 | 0 | 1042.9846 | 6 | 3040 | 4611.9232 | 760 | 190 | 0.46033
1666 | 824.0866 | 22.8 | 200 | 800 | 0 | 100% | 88.9384 | 130.1406 | 130.0181 | 130.0181 | 1 | 130.1406 | 91.5788 | 162.4737 | 153.2158 | 153.2158 | 153.2158 | 9.2579 | 162.4737 | 43.6628 | 38.866 | 38.866 | 38.866 | 4.7968 | 43.6628 | 0 | 0 | 0 | 0 | 0 | 0 | 0 | 0 | 0 | 110.062 | 89.8151 | 89.8151 | 89.8151 | 20.2469 | 110.062 | 2319.4829 | 2319.4829 | 1324.9601 | 1324.9601 | 45.8221 | 45.8221 | 0 | 0 | 948.7007 | 948.7007 | 737698988.7131 | 100080123.8448 | 766681867.3608 | 0 | 1604.461 | 23.0149 | 0 | 0 | 0 | 1112.5169 | 6 | 3040 | 4611.9232 | 760 | 190 | 0.47378
1667 | 875.592 | 22.8 | 200 | 800 | 0 | 100% | 90.6735 | 132.7061 | 132.5776 | 132.5776 | 1 | 132.7061 | 92.8499 | 171.3048 | 161.542 | 161.542 | 161.542 | 9.7628 | 171.3048 | 43.6555 | 38.8587 | 38.8587 | 38.8587 | 4.7968 | 43.6555 | 0 | 0 | 0 | 0 | 0 | 0 | 0 | 0 | 0 | 107.2199 | 87.4829 | 87.4829 | 87.4829 | 19.737 | 107.2199 | 2401.8436 | 2401.8436 | 1407.5068 | 1407.5068 | 45.8135 | 45.8135 | 0 | 0 | 948.5233 | 948.5233 | 742946514.6608 | 100080123.8448 | 783704178.4672 | 0 | 1626.7308 | 26.4506 | 0 | 0 | 0 | 1182.0492 | 6 | 3040 | 4611.9232 | 760 | 190 | 0.48446
1668 | 927.0974 | 22.8 | 200 | 800 | 0 | 100% | 91.8151 | 135.5963 | 135.4685 | 135.4685 | 1 | 135.5963 | 93.8783 | 180.1697 | 169.9001 | 169.9001 | 169.9001 | 10.2697 | 180.1697 | 43.6488 | 38.852 | 38.852 | 38.852 | 4.7968 | 43.6488 | 0 | 0 | 0 | 0 | 0 | 0 | 0 | 0 | 0 | 105.074 | 85.7198 | 85.7198 | 85.7198 | 19.3541 | 105.074 | 2484.2079 | 2484.2079 | 1490.0433 | 1490.0433 | 45.8056 | 45.8056 | 0 | 0 | 948.3591 | 948.3591 | 747563107.9995 | 100080123.8448 | 797105228.8021 | 0 | 1644.7485 | 29.7106 | 0 | 0 | 0 | 1251.5815 | 6 | 3040 | 4611.9232 | 760 | 190 | 0.4929
1669 | 978.6028 | 22.8 | 200 | 800 | 0 | 100% | 93.1621 | 138.6592 | 138.5268 | 138.5268 | 1 | 138.6592 | 94.7872 | 189.0571 | 178.2792 | 178.2792 | 178.2792 | 10.7779 | 189.0571 | 43.6425 | 38.8457 | 38.8457 | 38.8457 | 4.7968 | 43.6425 | 0 | 0 | 0 | 0 | 0 | 0 | 0 | 0 | 0 | 103.3119 | 84.2697 | 84.2697 | 84.2697 | 19.0422 | 103.3119 | 2566.5754 | 2566.5754 | 1572.5706 | 1572.5706 | 45.7982 | 45.7982 | 0 | 0 | 948.2066 | 948.2066 | 751670225.242 | 100080123.8448 | 808920711.1357 | 0 | 1660.6711 | 32.7201 | 0 | 0 | 0 | 1321.1138 | 6 | 3040 | 4611.9232 | 760 | 190 | 0.50035
1670 | 1030.1083 | 22.8 | 200 | 800 | 0 | 100% | 94.1895 | 141.8401 | 141.717 | 141.717 | 1 | 141.8401 | 95.5615 | 197.9583 | 186.6714 | 186.6714 | 186.6714 | 11.2869 | 197.9583 | 43.6367 | 38.8399 | 38.8399 | 38.8399 | 4.7968 | 43.6367 | 0 | 0 | 0 | 0 | 0 | 0 | 0 | 0 | 0 | 101.8178 | 83.0386 | 83.0386 | 83.0386 | 18.7792 | 101.8178 | 2648.9458 | 2648.9458 | 1655.0897 | 1655.0897 | 45.7914 | 45.7914 | 0 | 0 | 948.0647 | 948.0647 | 755388895.4893 | 100080123.8448 | 818768239.8719 | 0 | 1674.2373 | 35.5397 | 0 | 0 | 0 | 1390.6462 | 6 | 3040 | 4611.9232 | 760 | 190 | 0.50642
1671 | 154.5162 | 53.2 | 200 | 800 | 0 | 100% | 1.3584 | 183.3907 | 54.5073 | 54.5073 | 1 | 183.3907 | 35.211 | 61.0916 | 57.626 | 57.626 | 57.626 | 3.4657 | 61.0916 | 43.8533 | 39.0556 | 39.0556 | 39.0556 | 4.7977 | 43.8533 | 0 | 0 | 0 | 0 | 0 | 0 | 0 | 0 | 0 | 0 | 0 | 0 | 0 | 0 | 0 | 1310.1733 | 1310.1733 | 249.5968 | 249.5968 | 107.4203 | 107.4203 | 0 | 0 | 953.1562 | 953.1562 | 382807649.5644 | 233483169.7634 | 605877.1922 | 0 | 616.8967 | 0.013591 | 0 | 0 | 0 | 208.5969 | 14 | 3040 | 4611.9232 | 760 | 190 | 0.00037337
1672 | 206.0217 | 53.2 | 200 | 800 | 0 | 100% | 15.2854 | 163.4643 | 204.5278 | 204.5278 | 1 | 163.4643 | 42.3984 | 63.2183 | 59.6296 | 59.6296 | 59.6296 | 3.5887 | 63.2183 | 43.8209 | 39.0238 | 39.0238 | 39.0238 | 4.7971 | 43.8209 | 0 | 0 | 0 | 0 | 0 | 0 | 0 | 0 | 0 | 4978.5065 | 4007.3696 | 4007.3696 | 4007.3696 | 971.137 | 4978.5065 | 1392.4029 | 1392.4029 | 332.5642 | 332.5642 | 107.3456 | 107.3456 | 0 | 0 | 952.4932 | 952.4932 | 487033792.2725 | 233508680.5512 | 22276803.6599 | 0 | 742.8193 | 0.035598 | 0 | 0 | 0 | 278.1292 | 14 | 3040 | 4611.9232 | 760 | 190 | 0.013728
1673 | 257.5271 | 53.2 | 200 | 800 | 0 | 100% | 28.5959 | 150.3485 | 166.3755 | 166.3755 | 1 | 150.3485 | 49.3851 | 70.1385 | 66.1547 | 66.1547 | 66.1547 | 3.9838 | 70.1385 | 43.7953 | 38.9984 | 38.9984 | 38.9984 | 4.7968 | 43.7953 | 0 | 0 | 0 | 0 | 0 | 0 | 0 | 0 | 0 | 1065.4588 | 859.7313 | 859.7313 | 859.7313 | 205.7275 | 1065.4588 | 1474.657 | 1474.657 | 415.4553 | 415.4553 | 107.2811 | 107.2811 | 0 | 0 | 951.9206 | 951.9206 | 541869075.5867 | 233518502.3749 | 89838872.234 | 0 | 865.2265 | 0.011375 | 0 | 0 | 0 | 347.6615 | 14 | 3040 | 4611.9232 | 760 | 190 | 0.055363
1674 | 309.0325 | 53.2 | 200 | 800 | 0 | 100% | 37.4543 | 140.6381 | 148.5489 | 148.5489 | 1 | 140.6381 | 56.2849 | 78.9405 | 74.4545 | 74.4545 | 74.4545 | 4.486 | 78.9405 | 43.7743 | 38.9775 | 38.9775 | 38.9775 | 4.7968 | 43.7743 | 0 | 0 | 0 | 0 | 0 | 0 | 0 | 0 | 0 | 512.498 | 414.4452 | 414.4452 | 414.4452 | 98.0528 | 512.498 | 1556.9308 | 1556.9308 | 498.2848 | 498.2848 | 107.2248 | 107.2248 | 0 | 0 | 951.4212 | 951.4212 | 575328307.9893 | 233520109.2585 | 177262815.5571 | 0 | 986.1112 | 0.0065458 | 0 | 0 | 0 | 417.1938 | 14 | 3040 | 4611.9232 | 760 | 190 | 0.10924
1675 | 360.5379 | 53.2 | 200 | 800 | 0 | 100% | 45.9703 | 132.9716 | 137.5537 | 137.5537 | 1 | 132.9716 | 63.1475 | 88.0747 | 83.0675 | 83.0675 | 83.0675 | 5.0072 | 88.0747 | 43.7562 | 38.9594 | 38.9594 | 38.9594 | 4.7968 | 43.7562 | 0 | 0 | 0 | 0 | 0 | 0 | 0 | 0 | 0 | 326.9018 | 264.8079 | 264.8079 | 264.8079 | 62.0939 | 326.9018 | 1639.2208 | 1639.2208 | 581.0638 | 581.0638 | 107.1753 | 107.1753 | 0 | 0 | 950.9818 | 950.9818 | 600283367.7758 | 233520288.9712 | 272540407.7898 | 0 | 1106.3441 | 0.0060608 | 0 | 0 | 0 | 486.7262 | 14 | 3040 | 4611.9232 | 760 | 190 | 0.16795
1676 | 412.0433 | 53.2 | 200 | 800 | 0 | 100% | 55.6507 | 126.842 | 129.6455 | 129.6455 | 1 | 126.842 | 69.9683 | 97.23 | 91.7002 | 91.7002 | 91.7002 | 5.5298 | 97.23 | 43.7403 | 38.9435 | 38.9435 | 38.9435 | 4.7968 | 43.7403 | 0 | 0 | 0 | 0 | 0 | 0 | 0 | 0 | 0 | 237.7165 | 192.8776 | 192.8776 | 192.8776 | 44.8388 | 237.7165 | 1721.5243 | 1721.5243 | 663.8008 | 663.8008 | 107.1313 | 107.1313 | 0 | 0 | 950.5921 | 950.5921 | 620563203.039 | 233520288.9712 | 371760328.04 | 0 | 1225.8438 | 0.0059305 | 0 | 0 | 0 | 556.2585 | 14 | 3040 | 4611.9232 | 760 | 190 | 0.22917
1677 | 463.5487 | 53.2 | 200 | 800 | 0 | 100% | 64.9429 | 122.292 | 123.8681 | 123.8681 | 1 | 122.292 | 76.2355 | 106.3839 | 100.3314 | 100.3314 | 100.3314 | 6.0525 | 106.3839 | 43.726 | 38.9292 | 38.9292 | 38.9292 | 4.7968 | 43.726 | 0 | 0 | 0 | 0 | 0 | 0 | 0 | 0 | 0 | 188.0867 | 152.85 | 152.85 | 152.85 | 35.2366 | 188.0867 | 1803.839 | 1803.839 | 746.5026 | 746.5026 | 107.0921 | 107.0921 | 0 | 0 | 950.2442 | 950.2442 | 637212836.8462 | 233520288.9712 | 464912213.8133 | 0 | 1335.6453 | 0.7253 | 0 | 0 | 0 | 625.7908 | 14 | 3040 | 4611.9232 | 760 | 190 | 0.28674
1678 | 515.0541 | 53.2 | 200 | 800 | 0 | 100% | 72.1804 | 120.5245 | 121.3162 | 121.3162 | 1 | 120.5245 | 81.0442 | 115.5698 | 108.9926 | 108.9926 | 108.9926 | 6.5772 | 115.5698 | 43.7132 | 38.9164 | 38.9164 | 38.9164 | 4.7968 | 43.7132 | 0 | 0 | 0 | 0 | 0 | 0 | 0 | 0 | 0 | 162.1509 | 132.203 | 132.203 | 132.203 | 29.9478 | 162.1509 | 1886.1633 | 1886.1633 | 829.1746 | 829.1746 | 107.0569 | 107.0569 | 0 | 0 | 949.9318 | 949.9318 | 650977889.8306 | 233520288.9712 | 535395374.1745 | 0 | 1419.8936 | 3.2028 | 0 | 0 | 0 | 695.3231 | 14 | 3040 | 4611.9232 | 760 | 190 | 0.33036
1679 | 566.5595 | 53.2 | 200 | 800 | 0 | 100% | 77.7055 | 120.0386 | 120.4716 | 120.4716 | 1 | 120.0386 | 84.7358 | 124.7904 | 117.6865 | 117.6865 | 117.6865 | 7.1039 | 124.7904 | 43.7016 | 38.9049 | 38.9049 | 38.9049 | 4.7968 | 43.7016 | 0 | 0 | 0 | 0 | 0 | 0 | 0 | 0 | 0 | 146.0671 | 119.1431 | 119.1431 | 119.1431 | 26.9239 | 146.0671 | 1968.4957 | 1968.4957 | 911.8211 | 911.8211 | 107.0251 | 107.0251 | 0 | 0 | 949.6495 | 949.6495 | 662414638.1678 | 233520288.9712 | 588636104.3855 | 0 | 1484.571 | 6.6425 | 0 | 0 | 0 | 764.8554 | 14 | 3040 | 4611.9232 | 760 | 190 | 0.36336
1680 | 618.065 | 53.2 | 200 | 800 | 0 | 100% | 81.8037 | 120.8164 | 121.0475 | 121.0475 | 1 | 120.8164 | 87.4788 | 134.0575 | 126.4241 | 126.4241 | 126.4241 | 7.6334 | 134.0575 | 43.6912 | 38.8944 | 38.8944 | 38.8944 | 4.7968 | 43.6912 | 0 | 0 | 0 | 0 | 0 | 0 | 0 | 0 | 0 | 135.9121 | 110.8759 | 110.8759 | 110.8759 | 25.0362 | 135.9121 | 2050.8352 | 2050.8352 | 994.4456 | 994.4456 | 106.9962 | 106.9962 | 0 | 0 | 949.3934 | 949.3934 | 672074166.7928 | 233520288.9712 | 627034870.0724 | 0 | 1532.6293 | 10.6479 | 0 | 0 | 0 | 834.3877 | 14 | 3040 | 4611.9232 | 760 | 190 | 0.38721
1681 | 669.5704 | 53.2 | 200 | 800 | 0 | 100% | 85.1484 | 122.3478 | 122.4742 | 122.4742 | 1 | 122.3478 | 89.7432 | 143.3484 | 135.184 | 135.184 | 135.184 | 8.1644 | 143.3484 | 43.6816 | 38.8848 | 38.8848 | 38.8848 | 4.7968 | 43.6816 | 0 | 0 | 0 | 0 | 0 | 0 | 0 | 0 | 0 | 128.8502 | 105.1208 | 105.1208 | 105.1208 | 23.7294 | 128.8502 | 2133.1808 | 2133.1808 | 1077.0511 | 1077.0511 | 106.9699 | 106.9699 | 0 | 0 | 949.1599 | 949.1599 | 680336136.794 | 233520288.9712 | 658444456.3747 | 0 | 1572.3009 | 14.5995 | 0 | 0 | 0 | 903.92 | 14 | 3040 | 4611.9232 | 760 | 190 | 0.40675
1682 | 721.0758 | 53.2 | 200 | 800 | 0 | 100% | 87.7169 | 124.3476 | 124.4046 | 124.4046 | 1 | 124.3476 | 91.5537 | 152.6853 | 143.9873 | 143.9873 | 143.9873 | 8.698 | 152.6853 | 43.6728 | 38.876 | 38.876 | 38.876 | 4.7968 | 43.6728 | 0 | 0 | 0 | 0 | 0 | 0 | 0 | 0 | 0 | 123.5481 | 100.7903 | 100.7903 | 100.7903 | 22.7578 | 123.5481 | 2215.5318 | 2215.5318 | 1159.6399 | 1159.6399 | 106.9458 | 106.9458 | 0 | 0 | 948.9461 | 948.9461 | 687314488.9515 | 233520288.9712 | 683186078.6341 | 0 | 1604.0209 | 18.4838 | 0 | 0 | 0 | 973.4523 | 14 | 3040 | 4611.9232 | 760 | 190 | 0.42219
1683 | 772.5812 | 53.2 | 200 | 800 | 0 | 100% | 89.9087 | 126.7033 | 126.7161 | 126.7161 | 1 | 126.7033 | 93.1002 | 162.0668 | 152.8325 | 152.8325 | 152.8325 | 9.2342 | 162.0668 | 43.6648 | 38.868 | 38.868 | 38.868 | 4.7968 | 43.6648 | 0 | 0 | 0 | 0 | 0 | 0 | 0 | 0 | 0 | 119.4534 | 97.4395 | 97.4395 | 97.4395 | 22.0138 | 119.4534 | 2297.8874 | 2297.8874 | 1242.2141 | 1242.2141 | 106.9237 | 106.9237 | 0 | 0 | 948.7496 | 948.7496 | 693314874.9793 | 233520288.9712 | 704279822.5507 | 0 | 1631.115 | 22.1368 | 0 | 0 | 0 | 1042.9846 | 14 | 3040 | 4611.9232 | 760 | 190 | 0.43537
1684 | 824.0866 | 53.2 | 200 | 800 | 0 | 100% | 91.8265 | 129.3956 | 129.3866 | 129.3866 | 1 | 129.3956 | 94.3336 | 171.4788 | 161.7066 | 161.7066 | 161.7066 | 9.7723 | 171.4788 | 43.6574 | 38.8606 | 38.8606 | 38.8606 | 4.7968 | 43.6574 | 0 | 0 | 0 | 0 | 0 | 0 | 0 | 0 | 0 | 116.3658 | 94.9329 | 94.9329 | 94.9329 | 21.433 | 116.3658 | 2380.2471 | 2380.2471 | 1324.7754 | 1324.7754 | 106.9033 | 106.9033 | 0 | 0 | 948.5685 | 948.5685 | 698539973.8514 | 233520288.9712 | 720664052.4017 | 0 | 1652.7243 | 25.6374 | 0 | 0 | 0 | 1112.5169 | 14 | 3040 | 4611.9232 | 760 | 190 | 0.44566
1685 | 875.592 | 53.2 | 200 | 800 | 0 | 100% | 93.1279 | 132.3445 | 132.3287 | 132.3287 | 1 | 132.3445 | 95.2944 | 180.92 | 170.608 | 170.608 | 170.608 | 10.312 | 180.92 | 43.6505 | 38.8537 | 38.8537 | 38.8537 | 4.7968 | 43.6505 | 0 | 0 | 0 | 0 | 0 | 0 | 0 | 0 | 0 | 113.9677 | 92.9596 | 92.9596 | 92.9596 | 21.0082 | 113.9677 | 2462.6106 | 2462.6106 | 1407.3252 | 1407.3252 | 106.8844 | 106.8844 | 0 | 0 | 948.4009 | 948.4009 | 703115587.0218 | 233520288.9712 | 732921555.7693 | 0 | 1669.5574 | 28.9781 | 0 | 0 | 0 | 1182.0492 | 14 | 3040 | 4611.9232 | 760 | 190 | 0.4534
1686 | 927.0974 | 53.2 | 200 | 800 | 0 | 100% | 94.2694 | 135.5708 | 135.5528 | 135.5528 | 1 | 135.5708 | 96.0955 | 190.3818 | 179.5288 | 179.5288 | 179.5288 | 10.853 | 190.3818 | 43.6441 | 38.8473 | 38.8473 | 38.8473 | 4.7968 | 43.6441 | 0 | 0 | 0 | 0 | 0 | 0 | 0 | 0 | 0 | 112.2518 | 91.5695 | 91.5695 | 91.5695 | 20.6823 | 112.2518 | 2544.9773 | 2544.9773 | 1489.8649 | 1489.8649 | 106.8669 | 106.8669 | 0 | 0 | 948.2455 | 948.2455 | 707163556.5635 | 233520288.9712 | 742909501.7459 | 0 | 1683.5933 | 32.0961 | 0 | 0 | 0 | 1251.5815 | 14 | 3040 | 4611.9232 | 760 | 190 | 0.45974
1687 | 978.6028 | 53.2 | 200 | 800 | 0 | 100% | 95.2283 | 138.8853 | 138.8691 | 138.8691 | 1 | 138.8853 | 96.7717 | 199.8582 | 188.4633 | 188.4633 | 188.4633 | 11.3948 | 199.8582 | 43.6382 | 38.8414 | 38.8414 | 38.8414 | 4.7968 | 43.6382 | 0 | 0 | 0 | 0 | 0 | 0 | 0 | 0 | 0 | 110.7622 | 90.3401 | 90.3401 | 90.3401 | 20.4221 | 110.7622 | 2627.3469 | 2627.3469 | 1572.3954 | 1572.3954 | 106.8506 | 106.8506 | 0 | 0 | 948.1009 | 948.1009 | 710788473.7641 | 233520288.9712 | 751131496.1074 | 0 | 1695.4403 | 35.0017 | 0 | 0 | 0 | 1321.1138 | 14 | 3040 | 4611.9232 | 760 | 190 | 0.46484
1688 | 1030.1083 | 53.2 | 200 | 800 | 0 | 100% | 96.0616 | 142.3057 | 142.2961 | 142.2961 | 1 | 142.3057 | 97.358 | 209.3354 | 197.3986 | 197.3986 | 197.3986 | 11.9368 | 209.3354 | 43.6327 | 38.8359 | 38.8359 | 38.8359 | 4.7968 | 43.6327 | 0 | 0 | 0 | 0 | 0 | 0 | 0 | 0 | 0 | 109.5332 | 89.3243 | 89.3243 | 89.3243 | 20.2089 | 109.5332 | 2709.7191 | 2709.7191 | 1654.9176 | 1654.9176 | 106.8354 | 106.8354 | 0 | 0 | 947.9661 | 947.9661 | 714143980.3636 | 233520288.9712 | 758048633.3752 | 0 | 1705.7129 | 37.6972 | 0 | 0 | 0 | 1390.6462 | 14 | 3040 | 4611.9232 | 760 | 190 | 0.46911
1689 | 103.0108 | 102.6 | 200 | 800 | 0 | 100% | 0.2968 | 161.846 | 50.0522 | 50.0522 | 1 | 161.846 | 40.3039 | 60.824 | 57.373 | 57.373 | 57.373 | 3.451 | 60.824 | 43.9194 | 39.1139 | 39.1139 | 39.1139 | 4.8055 | 43.9194 | 0 | 0 | 0 | 0 | 0 | 0 | 0 | 0 | 0 | 0 | 0 | 0 | 0 | 0 | 0 | 1326.5268 | 1326.5268 | 166.3734 | 166.3734 | 207.1373 | 207.1373 | 0 | 0 | 953.0161 | 953.0161 | 256448819.9963 | 449569034.9295 | 106247.3811 | 0 | 706.1241 | 0.0029663 | 0 | 0 | 0 | 139.0646 | 27 | 3040 | 4611.9232 | 760 | 190 | 6.5475e-05
1690 | 154.5162 | 102.6 | 200 | 800 | 0 | 100% | 7.7626 | 146.9196 | 172.917 | 172.917 | 1 | 146.9196 | 47.5632 | 62.4726 | 58.9258 | 58.9258 | 58.9258 | 3.5468 | 62.4726 | 43.8526 | 39.0515 | 39.0515 | 39.0515 | 4.8011 | 43.8526 | 0 | 0 | 0 | 0 | 0 | 0 | 0 | 0 | 0 | 8968.9954 | 7220.2546 | 7220.2546 | 7220.2546 | 1748.7409 | 8968.9954 | 1408.7617 | 1408.7617 | 249.3916 | 249.3916 | 206.9975 | 206.9975 | 0 | 0 | 952.3727 | 952.3727 | 372053149.9393 | 449979533.7427 | 11274060.3551 | 0 | 833.3067 | 0.0034693 | 0 | 0 | 0 | 208.5969 | 27 | 3040 | 4611.9232 | 760 | 190 | 0.0069476
1691 | 206.0217 | 102.6 | 200 | 800 | 0 | 100% | 21.7009 | 136.629 | 152.5505 | 152.5505 | 1 | 136.629 | 54.6845 | 66.9791 | 63.1744 | 63.1744 | 63.1744 | 3.8047 | 66.9791 | 43.8118 | 39.0126 | 39.0126 | 39.0126 | 4.7991 | 43.8118 | 0 | 0 | 0 | 0 | 0 | 0 | 0 | 0 | 0 | 1900.2831 | 1532.3051 | 1532.3051 | 1532.3051 | 367.978 | 1900.2831 | 1491.0201 | 1491.0201 | 332.3277 | 332.3277 | 206.8764 | 206.8764 | 0 | 0 | 951.8159 | 951.8159 | 457506925.5557 | 450158490.6005 | 50407709.367 | 0 | 958.0731 | 0.0090882 | 0 | 0 | 0 | 278.1292 | 27 | 3040 | 4611.9232 | 760 | 190 | 0.031064
1692 | 257.5271 | 102.6 | 200 | 800 | 0 | 100% | 35.3653 | 129.2911 | 138.4432 | 138.4432 | 1 | 129.2911 | 61.6403 | 75.3505 | 71.0682 | 71.0682 | 71.0682 | 4.2823 | 75.3505 | 43.7826 | 38.9845 | 38.9845 | 38.9845 | 4.7981 | 43.7826 | 0 | 0 | 0 | 0 | 0 | 0 | 0 | 0 | 0 | 727.052 | 587.7419 | 587.7419 | 587.7419 | 139.31 | 727.052 | 1573.2974 | 1573.2974 | 415.1973 | 415.1973 | 206.7707 | 206.7707 | 0 | 0 | 951.3294 | 951.3294 | 503327483.4779 | 450249344.6725 | 126360884.5714 | 0 | 1079.9377 | 0.0031174 | 0 | 0 | 0 | 347.6615 | 27 | 3040 | 4611.9232 | 760 | 190 | 0.07787
1693 | 309.0325 | 102.6 | 200 | 800 | 0 | 100% | 46.6667 | 123.5689 | 128.9135 | 128.9135 | 1 | 123.5689 | 68.5086 | 85.2848 | 80.4359 | 80.4359 | 80.4359 | 4.849 | 85.2848 | 43.76 | 38.9624 | 38.9624 | 38.9624 | 4.7976 | 43.76 | 0 | 0 | 0 | 0 | 0 | 0 | 0 | 0 | 0 | 410.7112 | 332.8191 | 332.8191 | 332.8191 | 77.8921 | 410.7112 | 1655.5902 | 1655.5902 | 498.0122 | 498.0122 | 206.6775 | 206.6775 | 0 | 0 | 950.9006 | 950.9006 | 531599169.2686 | 450297501.5755 | 218374419.304 | 0 | 1200.2711 | 0.0017643 | 0 | 0 | 0 | 417.1938 | 27 | 3040 | 4611.9232 | 760 | 190 | 0.13463
1694 | 360.5379 | 102.6 | 200 | 800 | 0 | 100% | 57.8539 | 118.812 | 122.1546 | 122.1546 | 1 | 118.812 | 75.3191 | 95.5295 | 90.096 | 90.096 | 90.096 | 5.4335 | 95.5295 | 43.7414 | 38.9442 | 38.9442 | 38.9442 | 4.7972 | 43.7414 | 0 | 0 | 0 | 0 | 0 | 0 | 0 | 0 | 0 | 280.1535 | 227.4429 | 227.4429 | 227.4429 | 52.7105 | 280.1535 | 1737.8961 | 1737.8961 | 580.7815 | 580.7815 | 206.5947 | 206.5947 | 0 | 0 | 950.5198 | 950.5198 | 552646141.5752 | 450324897.4145 | 316620192.7147 | 0 | 1319.5912 | 0.0015432 | 0 | 0 | 0 | 486.7262 | 27 | 3040 | 4611.9232 | 760 | 190 | 0.19536
1695 | 412.0433 | 102.6 | 200 | 800 | 0 | 100% | 68.0137 | 115.3673 | 117.2455 | 117.2455 | 1 | 115.3673 | 81.3815 | 105.7964 | 99.7769 | 99.7769 | 99.7769 | 6.0195 | 105.7964 | 43.7256 | 38.9286 | 38.9286 | 38.9286 | 4.797 | 43.7256 | 0 | 0 | 0 | 0 | 0 | 0 | 0 | 0 | 0 | 214.8711 | 174.6987 | 174.6987 | 174.6987 | 40.1724 | 214.8711 | 1820.2128 | 1820.2128 | 663.5126 | 663.5126 | 206.5208 | 206.5208 | 0 | 0 | 950.1794 | 950.1794 | 569526816.9767 | 450342531.8235 | 405935031.8692 | 0 | 1425.8044 | 0.94166 | 0 | 0 | 0 | 556.2585 | 27 | 3040 | 4611.9232 | 760 | 190 | 0.25059
1696 | 463.5487 | 102.6 | 200 | 800 | 0 | 100% | 75.274 | 114.8149 | 115.8232 | 115.8232 | 1 | 114.8149 | 85.6903 | 116.0744 | 109.4681 | 109.4681 | 109.4681 | 6.6063 | 116.0744 | 43.7119 | 38.915 | 38.915 | 38.915 | 4.7969 | 43.7119 | 0 | 0 | 0 | 0 | 0 | 0 | 0 | 0 | 0 | 184.9487 | 150.8669 | 150.8669 | 150.8669 | 34.0818 | 184.9487 | 1902.5389 | 1902.5389 | 746.2113 | 746.2113 | 206.4542 | 206.4542 | 0 | 0 | 949.8734 | 949.8734 | 583253622.4457 | 450353190.4759 | 467686927.5243 | 0 | 1501.2937 | 3.8682 | 0 | 0 | 0 | 625.7908 | 27 | 3040 | 4611.9232 | 760 | 190 | 0.28883
1697 | 515.0541 | 102.6 | 200 | 800 | 0 | 100% | 81.0845 | 115.2102 | 115.8529 | 115.8529 | 1 | 115.2102 | 88.9434 | 126.3916 | 119.1962 | 119.1962 | 119.1962 | 7.1955 | 126.3916 | 43.6999 | 38.903 | 38.903 | 38.903 | 4.7968 | 43.6999 | 0 | 0 | 0 | 0 | 0 | 0 | 0 | 0 | 0 | 166.9367 | 136.2163 | 136.2163 | 136.2163 | 30.7204 | 166.9367 | 1984.8728 | 1984.8728 | 828.8821 | 828.8821 | 206.3941 | 206.3941 | 0 | 0 | 949.5966 | 949.5966 | 594463923.4262 | 450358283.4634 | 513466960.4542 | 0 | 1558.2892 | 7.5629 | 0 | 0 | 0 | 695.3231 | 27 | 3040 | 4611.9232 | 760 | 190 | 0.31723
1698 | 566.5595 | 102.6 | 200 | 800 | 0 | 100% | 85.1256 | 116.5768 | 116.9834 | 116.9834 | 1 | 116.5768 | 91.3311 | 136.7746 | 128.986 | 128.986 | 128.986 | 7.7885 | 136.7746 | 43.6893 | 38.8925 | 38.8925 | 38.8925 | 4.7968 | 43.6893 | 0 | 0 | 0 | 0 | 0 | 0 | 0 | 0 | 0 | 155.5498 | 126.9321 | 126.9321 | 126.9321 | 28.6177 | 155.5498 | 2067.2136 | 2067.2136 | 911.5289 | 911.5289 | 206.3394 | 206.3394 | 0 | 0 | 949.3452 | 949.3452 | 603639974.6961 | 450359672.4984 | 546121992.0541 | 0 | 1600.1216 | 11.6613 | 0 | 0 | 0 | 764.8554 | 27 | 3040 | 4611.9232 | 760 | 190 | 0.33754
1699 | 618.065 | 102.6 | 200 | 800 | 0 | 100% | 88.3333 | 118.5739 | 118.8569 | 118.8569 | 1 | 118.5739 | 93.2278 | 147.2132 | 138.8284 | 138.8284 | 138.8284 | 8.3848 | 147.2132 | 43.6798 | 38.883 | 38.883 | 38.883 | 4.7968 | 43.6798 | 0 | 0 | 0 | 0 | 0 | 0 | 0 | 0 | 0 | 147.7581 | 120.5647 | 120.5647 | 120.5647 | 27.1933 | 147.7581 | 2149.5603 | 2149.5603 | 994.1549 | 994.1549 | 206.2896 | 206.2896 | 0 | 0 | 949.1158 | 949.1158 | 611292562.1876 | 450360460.3158 | 571698671.6093 | 0 | 1633.3517 | 15.7089 | 0 | 0 | 0 | 834.3877 | 27 | 3040 | 4611.9232 | 760 | 190 | 0.35349
1700 | 669.5704 | 102.6 | 200 | 800 | 0 | 100% | 91.0616 | 120.9402 | 121.15 | 121.15 | 1 | 120.9402 | 94.815 | 157.6962 | 148.7124 | 148.7124 | 148.7124 | 8.9838 | 157.6962 | 43.6712 | 38.8744 | 38.8744 | 38.8744 | 4.7968 | 43.6712 | 0 | 0 | 0 | 0 | 0 | 0 | 0 | 0 | 0 | 141.9191 | 115.786 | 115.786 | 115.786 | 26.133 | 141.9191 | 2231.9122 | 2231.9122 | 1076.7626 | 1076.7626 | 206.2439 | 206.2439 | 0 | 0 | 948.9057 | 948.9057 | 617742265.5468 | 450360557.3016 | 593056567.1199 | 0 | 1661.1594 | 19.5469 | 0 | 0 | 0 | 903.92 | 27 | 3040 | 4611.9232 | 760 | 190 | 0.36684
1701 | 721.0758 | 102.6 | 200 | 800 | 0 | 100% | 92.9795 | 123.6853 | 123.8327 | 123.8327 | 1 | 123.6853 | 95.9607 | 168.2157 | 158.6308 | 158.6308 | 158.6308 | 9.5849 | 168.2157 | 43.6633 | 38.8665 | 38.8665 | 38.8665 | 4.7968 | 43.6633 | 0 | 0 | 0 | 0 | 0 | 0 | 0 | 0 | 0 | 137.7258 | 112.3448 | 112.3448 | 112.3448 | 25.381 | 137.7258 | 2314.2687 | 2314.2687 | 1159.3544 | 1159.3544 | 206.2019 | 206.2019 | 0 | 0 | 948.7124 | 948.7124 | 623307068.2317 | 450360557.3016 | 607563149.081 | 0 | 1681.2308 | 23.3218 | 0 | 0 | 0 | 973.4523 | 27 | 3040 | 4611.9232 | 760 | 190 | 0.37597
1702 | 772.5812 | 102.6 | 200 | 800 | 0 | 100% | 94.5091 | 126.711 | 126.8241 | 126.8241 | 1 | 126.711 | 96.8651 | 178.7397 | 168.5533 | 168.5533 | 168.5533 | 10.1864 | 178.7397 | 43.6559 | 38.8592 | 38.8592 | 38.8592 | 4.7968 | 43.6559 | 0 | 0 | 0 | 0 | 0 | 0 | 0 | 0 | 0 | 134.6527 | 109.8164 | 109.8164 | 109.8164 | 24.8363 | 134.6527 | 2396.6292 | 2396.6292 | 1241.9319 | 1241.9319 | 206.1631 | 206.1631 | 0 | 0 | 948.5341 | 948.5341 | 628203248.9081 | 450360557.3016 | 618513194.6299 | 0 | 1697.077 | 26.8785 | 0 | 0 | 0 | 1042.9846 | 27 | 3040 | 4611.9232 | 760 | 190 | 0.3829
1703 | 824.0866 | 102.6 | 200 | 800 | 0 | 100% | 95.5708 | 129.9994 | 130.0932 | 130.0932 | 1 | 129.9994 | 97.5122 | 189.2733 | 178.4848 | 178.4848 | 178.4848 | 10.7885 | 189.2733 | 43.6492 | 38.8524 | 38.8524 | 38.8524 | 4.7968 | 43.6492 | 0 | 0 | 0 | 0 | 0 | 0 | 0 | 0 | 0 | 132.4929 | 108.0343 | 108.0343 | 108.0343 | 24.4586 | 132.4929 | 2478.9933 | 2478.9933 | 1324.4969 | 1324.4969 | 206.1273 | 206.1273 | 0 | 0 | 948.3691 | 948.3691 | 632473063.6821 | 450360557.3016 | 625579266.5917 | 0 | 1708.4129 | 30.2611 | 0 | 0 | 0 | 1112.5169 | 27 | 3040 | 4611.9232 | 760 | 190 | 0.38744
1704 | 875.592 | 102.6 | 200 | 800 | 0 | 100% | 96.5297 | 133.4542 | 133.5412 | 133.5412 | 1 | 133.4542 | 98.0716 | 199.8304 | 188.4384 | 188.4384 | 188.4384 | 11.392 | 199.8304 | 43.6429 | 38.8461 | 38.8461 | 38.8461 | 4.7968 | 43.6429 | 0 | 0 | 0 | 0 | 0 | 0 | 0 | 0 | 0 | 130.8704 | 106.6879 | 106.6879 | 106.6879 | 24.1825 | 130.8704 | 2561.3606 | 2561.3606 | 1407.0507 | 1407.0507 | 206.094 | 206.094 | 0 | 0 | 948.2159 | 948.2159 | 636205769.627 | 450360557.3016 | 631647625.9592 | 0 | 1718.214 | 33.3699 | 0 | 0 | 0 | 1182.0492 | 27 | 3040 | 4611.9232 | 760 | 190 | 0.39137
1705 | 927.0974 | 102.6 | 200 | 800 | 0 | 100% | 97.3059 | 137.0385 | 137.1256 | 137.1256 | 1 | 137.0385 | 98.4829 | 210.4168 | 198.4196 | 198.4196 | 198.4196 | 11.9972 | 210.4168 | 43.6371 | 38.8403 | 38.8403 | 38.8403 | 4.7968 | 43.6371 | 0 | 0 | 0 | 0 | 0 | 0 | 0 | 0 | 0 | 129.6317 | 105.6562 | 105.6562 | 105.6562 | 23.9755 | 129.6317 | 2643.7308 | 2643.7308 | 1489.5944 | 1489.5944 | 206.063 | 206.063 | 0 | 0 | 948.0734 | 948.0734 | 639459562.1687 | 450360557.3016 | 635601057.3132 | 0 | 1725.4212 | 36.2909 | 0 | 0 | 0 | 1251.5815 | 27 | 3040 | 4611.9232 | 760 | 190 | 0.39383
1706 | 978.6028 | 102.6 | 200 | 800 | 0 | 100% | 97.8767 | 140.8033 | 140.8998 | 140.8998 | 1 | 140.8033 | 98.751 | 221.0243 | 208.4206 | 208.4206 | 208.4206 | 12.6036 | 221.0243 | 43.6316 | 38.8348 | 38.8348 | 38.8348 | 4.7968 | 43.6316 | 0 | 0 | 0 | 0 | 0 | 0 | 0 | 0 | 0 | 128.8724 | 105.0129 | 105.0129 | 105.0129 | 23.8595 | 128.8724 | 2726.1035 | 2726.1035 | 1572.1291 | 1572.1291 | 206.0341 | 206.0341 | 0 | 0 | 947.9404 | 947.9404 | 642395791.8672 | 450360557.3016 | 637360800.2138 | 0 | 1730.1171 | 39.0395 | 0 | 0 | 0 | 1321.1138 | 27 | 3040 | 4611.9232 | 760 | 190 | 0.39491
1707 | 1030.1083 | 102.6 | 200 | 800 | 0 | 100% | 98.2306 | 144.6564 | 144.761 | 144.761 | 1 | 144.6564 | 98.9861 | 231.6331 | 218.4229 | 218.4229 | 218.4229 | 13.2102 | 231.6331 | 43.6265 | 38.8297 | 38.8297 | 38.8297 | 4.7968 | 43.6265 | 0 | 0 | 0 | 0 | 0 | 0 | 0 | 0 | 0 | 128.3387 | 104.5512 | 104.5512 | 104.5512 | 23.7875 | 128.3387 | 2808.4786 | 2808.4786 | 1654.6556 | 1654.6556 | 206.0071 | 206.0071 | 0 | 0 | 947.816 | 947.816 | 645060444.2241 | 450360557.3016 | 638815876.6047 | 0 | 1734.2369 | 41.5683 | 0 | 0 | 0 | 1390.6462 | 27 | 3040 | 4611.9232 | 760 | 190 | 0.39581
1708 | 51.5054 | 152 | 200 | 800 | 0 | 100% | 0 | 145.5368 | 46.7325 | 46.7325 | 1 | 145.5368 | 45.2368 | 60.6147 | 57.1751 | 57.1751 | 57.1751 | 3.4396 | 60.6147 | 44.0529 | 39.2322 | 39.2322 | 39.2322 | 4.8207 | 44.0529 | 0 | 0 | 0 | 0 | 0 | 0 | 0 | 0 | 0 | 0 | 0 | 0 | 0 | 0 | 0 | 1342.8815 | 1342.8815 | 83.1748 | 83.1748 | 306.8263 | 306.8263 | 0 | 0 | 952.8803 | 952.8803 | 128565206.5138 | 663857294.6011 | 126008.6804 | 0 | 792.5485 | 0.0030245 | 0 | 0 | 0 | 69.5323 | 40 | 3040 | 4611.9232 | 760 | 190 | 7.7653e-05
1709 | 154.5162 | 152 | 200 | 800 | 0 | 100% | 15.4224 | 126.005 | 135.1378 | 135.1378 | 1 | 126.005 | 59.8278 | 66.7983 | 63.0035 | 63.0035 | 63.0035 | 3.7948 | 66.7983 | 43.8644 | 39.059 | 39.059 | 39.059 | 4.8053 | 43.8644 | 0 | 0 | 0 | 0 | 0 | 0 | 0 | 0 | 0 | 2525.0514 | 2035.9397 | 2035.9397 | 2035.9397 | 489.1117 | 2525.0514 | 1507.3839 | 1507.3839 | 249.2191 | 249.2191 | 306.4508 | 306.4508 | 0 | 0 | 951.714 | 951.714 | 346777109.7188 | 666052701.9796 | 35353375.058 | 0 | 1048.1832 | 0.0031829 | 0 | 0 | 0 | 208.5969 | 40 | 3040 | 4611.9232 | 760 | 190 | 0.021786
1710 | 206.0217 | 152 | 200 | 800 | 0 | 100% | 31.7352 | 120.0412 | 128.0311 | 128.0311 | 1 | 120.0412 | 66.9059 | 72.8677 | 68.7261 | 68.7261 | 68.7261 | 4.1416 | 72.8677 | 43.8146 | 39.0126 | 39.0126 | 39.0126 | 4.802 | 43.8146 | 0 | 0 | 0 | 0 | 0 | 0 | 0 | 0 | 0 | 1047.3737 | 846.3663 | 846.3663 | 846.3663 | 201.0074 | 1047.3737 | 1589.6645 | 1589.6645 | 332.1266 | 332.1266 | 306.2981 | 306.2981 | 0 | 0 | 951.2398 | 951.2398 | 419459723.128 | 666507982.9283 | 86224407.6481 | 0 | 1172.1921 | 0.0039165 | 0 | 0 | 0 | 278.1292 | 40 | 3040 | 4611.9232 | 760 | 190 | 0.053204
1711 | 257.5271 | 152 | 200 | 800 | 0 | 100% | 48.242 | 115.6854 | 121.3257 | 121.3257 | 1 | 115.6854 | 73.8088 | 82.6881 | 77.9864 | 77.9864 | 77.9864 | 4.7017 | 82.6881 | 43.7807 | 38.9805 | 38.9805 | 38.9805 | 4.8002 | 43.7807 | 0 | 0 | 0 | 0 | 0 | 0 | 0 | 0 | 0 | 532.929 | 431.9693 | 431.9693 | 431.9693 | 100.9597 | 532.929 | 1671.9602 | 1671.9602 | 414.9755 | 414.9755 | 306.1634 | 306.1634 | 0 | 0 | 950.8213 | 950.8213 | 457782747.151 | 666759957.8854 | 168588246.8375 | 0 | 1293.131 | 0.0017326 | 0 | 0 | 0 | 347.6615 | 40 | 3040 | 4611.9232 | 760 | 190 | 0.10415
1712 | 309.0325 | 152 | 200 | 800 | 0 | 100% | 61.1416 | 112.0554 | 115.599 | 115.599 | 1 | 112.0554 | 80.5393 | 94.0831 | 88.7315 | 88.7315 | 88.7315 | 5.3516 | 94.0831 | 43.7551 | 38.9561 | 38.9561 | 38.9561 | 4.7991 | 43.7551 | 0 | 0 | 0 | 0 | 0 | 0 | 0 | 0 | 0 | 337.1885 | 273.9153 | 273.9153 | 273.9153 | 63.2732 | 337.1885 | 1754.2683 | 1754.2683 | 497.7757 | 497.7757 | 306.0435 | 306.0435 | 0 | 0 | 950.4491 | 950.4491 | 481188987.0267 | 666910555.6359 | 262948818.7582 | 0 | 1411.0484 | 0.12083 | 0 | 0 | 0 | 417.1938 | 40 | 3040 | 4611.9232 | 760 | 190 | 0.16249
1713 | 360.5379 | 152 | 200 | 800 | 0 | 100% | 71.758 | 109.9544 | 111.8235 | 111.8235 | 1 | 109.9544 | 85.9713 | 105.7354 | 99.719 | 99.719 | 99.719 | 6.0164 | 105.7354 | 43.7349 | 38.9366 | 38.9366 | 38.9366 | 4.7983 | 43.7349 | 0 | 0 | 0 | 0 | 0 | 0 | 0 | 0 | 0 | 254.0879 | 206.7004 | 206.7004 | 206.7004 | 47.3875 | 254.0879 | 1836.587 | 1836.587 | 580.5348 | 580.5348 | 305.9363 | 305.9363 | 0 | 0 | 950.116 | 950.116 | 498637033.5819 | 667008240.4908 | 340572629.8489 | 0 | 1506.2179 | 1.7874 | 0 | 0 | 0 | 486.7262 | 40 | 3040 | 4611.9232 | 760 | 190 | 0.21051
1714 | 412.0433 | 152 | 200 | 800 | 0 | 100% | 79.7146 | 109.9214 | 111.1041 | 111.1041 | 1 | 109.9214 | 89.7949 | 117.4267 | 110.743 | 110.743 | 110.743 | 6.6836 | 117.4267 | 43.7183 | 38.9204 | 38.9204 | 38.9204 | 4.7979 | 43.7183 | 0 | 0 | 0 | 0 | 0 | 0 | 0 | 0 | 0 | 217.0573 | 176.6762 | 176.6762 | 176.6762 | 40.3811 | 217.0573 | 1918.9147 | 1918.9147 | 663.2589 | 663.2589 | 305.8397 | 305.8397 | 0 | 0 | 949.8161 | 949.8161 | 512463150.6286 | 667069243.9295 | 393673572.3478 | 0 | 1573.206 | 5.0522 | 0 | 0 | 0 | 556.2585 | 40 | 3040 | 4611.9232 | 760 | 190 | 0.24342
1715 | 463.5487 | 152 | 200 | 800 | 0 | 100% | 85.3653 | 111.4915 | 112.2314 | 112.2314 | 1 | 111.4915 | 92.6214 | 129.1594 | 121.8059 | 121.8059 | 121.8059 | 7.3534 | 129.1594 | 43.7041 | 38.9066 | 38.9066 | 38.9066 | 4.7975 | 43.7041 | 0 | 0 | 0 | 0 | 0 | 0 | 0 | 0 | 0 | 197.5236 | 161.2194 | 161.2194 | 161.2194 | 36.3043 | 197.5236 | 2001.2501 | 2001.2501 | 745.9531 | 745.9531 | 305.7523 | 305.7523 | 0 | 0 | 949.5447 | 949.5447 | 523538202.7602 | 667111389.5021 | 432077177.323 | 0 | 1622.7268 | 8.9252 | 0 | 0 | 0 | 625.7908 | 40 | 3040 | 4611.9232 | 760 | 190 | 0.26727
1716 | 515.0541 | 152 | 200 | 800 | 0 | 100% | 89.1895 | 113.4127 | 113.8806 | 113.8806 | 1 | 113.4127 | 94.5702 | 140.9498 | 132.9231 | 132.9231 | 132.9231 | 8.0266 | 140.9498 | 43.6919 | 38.8946 | 38.8946 | 38.8946 | 4.7973 | 43.6919 | 0 | 0 | 0 | 0 | 0 | 0 | 0 | 0 | 0 | 184.7651 | 150.7951 | 150.7951 | 150.7951 | 33.97 | 184.7651 | 2083.5921 | 2083.5921 | 828.6214 | 828.6214 | 305.6728 | 305.6728 | 0 | 0 | 949.2979 | 949.2979 | 532481653.338 | 667139714.6171 | 457247959.1578 | 0 | 1656.8693 | 13.1627 | 0 | 0 | 0 | 695.3231 | 40 | 3040 | 4611.9232 | 760 | 190 | 0.28297
1717 | 566.5595 | 152 | 200 | 800 | 0 | 100% | 91.7694 | 115.9434 | 116.2474 | 116.2474 | 1 | 115.9434 | 95.9505 | 152.7963 | 144.0931 | 144.0931 | 144.0931 | 8.7032 | 152.7963 | 43.6812 | 38.8841 | 38.8841 | 38.8841 | 4.7971 | 43.6812 | 0 | 0 | 0 | 0 | 0 | 0 | 0 | 0 | 0 | 176.7535 | 144.2224 | 144.2224 | 144.2224 | 32.5311 | 176.7535 | 2165.94 | 2165.94 | 911.2671 | 911.2671 | 305.6003 | 305.6003 | 0 | 0 | 949.0726 | 949.0726 | 539851140.6608 | 667160190.7851 | 474040675.9309 | 0 | 1681.052 | 17.4061 | 0 | 0 | 0 | 764.8554 | 40 | 3040 | 4611.9232 | 760 | 190 | 0.29351
1718 | 618.065 | 152 | 200 | 800 | 0 | 100% | 93.8584 | 118.9053 | 119.1283 | 119.1283 | 1 | 118.9053 | 96.9704 | 164.6689 | 155.2875 | 155.2875 | 155.2875 | 9.3814 | 164.6689 | 43.6716 | 38.8746 | 38.8746 | 38.8746 | 4.797 | 43.6716 | 0 | 0 | 0 | 0 | 0 | 0 | 0 | 0 | 0 | 171.5812 | 139.9574 | 139.9574 | 139.9574 | 31.6238 | 171.5812 | 2248.2928 | 2248.2928 | 993.8931 | 993.8931 | 305.5337 | 305.5337 | 0 | 0 | 948.866 | 948.866 | 546141841.1842 | 667176139.9219 | 485604075.1052 | 0 | 1698.9221 | 21.4698 | 0 | 0 | 0 | 834.3877 | 40 | 3040 | 4611.9232 | 760 | 190 | 0.30082
1719 | 669.5704 | 152 | 200 | 800 | 0 | 100% | 95.5936 | 122.0867 | 122.2852 | 122.2852 | 1 | 122.0867 | 97.8535 | 176.5468 | 166.4868 | 166.4868 | 166.4868 | 10.06 | 176.5468 | 43.663 | 38.8661 | 38.8661 | 38.8661 | 4.7969 | 43.663 | 0 | 0 | 0 | 0 | 0 | 0 | 0 | 0 | 0 | 167.7374 | 136.789 | 136.789 | 136.789 | 30.9484 | 167.7374 | 2330.6501 | 2330.6501 | 1076.5018 | 1076.5018 | 305.4725 | 305.4725 | 0 | 0 | 948.6758 | 948.6758 | 551436419.5858 | 667187176.9584 | 495769562.4438 | 0 | 1714.3932 | 25.1925 | 0 | 0 | 0 | 903.92 | 40 | 3040 | 4611.9232 | 760 | 190 | 0.30727
1720 | 721.0758 | 152 | 200 | 800 | 0 | 100% | 96.7352 | 125.4415 | 125.5657 | 125.5657 | 1 | 125.4415 | 98.422 | 188.4924 | 177.7498 | 177.7498 | 177.7498 | 10.7426 | 188.4924 | 43.6552 | 38.8584 | 38.8584 | 38.8584 | 4.7969 | 43.6552 | 0 | 0 | 0 | 0 | 0 | 0 | 0 | 0 | 0 | 164.8066 | 134.367 | 134.367 | 134.367 | 30.4396 | 164.8066 | 2413.0114 | 2413.0114 | 1159.0951 | 1159.0951 | 305.416 | 305.416 | 0 | 0 | 948.5003 | 948.5003 | 555873893.2494 | 667194338.297 | 501284700.3932 | 0 | 1724.3529 | 28.7662 | 0 | 0 | 0 | 973.4523 | 40 | 3040 | 4611.9232 | 760 | 190 | 0.31085
1721 | 772.5812 | 152 | 200 | 800 | 0 | 100% | 97.6484 | 129.0213 | 129.1152 | 129.1152 | 1 | 129.0213 | 98.8421 | 200.4672 | 189.0404 | 189.0404 | 189.0404 | 11.4269 | 200.4672 | 43.6482 | 38.8514 | 38.8514 | 38.8514 | 4.7968 | 43.6482 | 0 | 0 | 0 | 0 | 0 | 0 | 0 | 0 | 0 | 162.9613 | 132.8226 | 132.8226 | 132.8226 | 30.1386 | 162.9613 | 2495.3762 | 2495.3762 | 1241.6748 | 1241.6748 | 305.3636 | 305.3636 | 0 | 0 | 948.3377 | 948.3377 | 559742058.7075 | 667197893.8858 | 504774073.9693 | 0 | 1731.714 | 32.0849 | 0 | 0 | 0 | 1042.9846 | 40 | 3040 | 4611.9232 | 760 | 190 | 0.31319
1722 | 824.0866 | 152 | 200 | 800 | 0 | 100% | 98.1393 | 132.7479 | 132.8241 | 132.8241 | 1 | 132.7479 | 99.1356 | 212.4558 | 200.3438 | 200.3438 | 200.3438 | 12.1121 | 212.4558 | 43.6419 | 38.8451 | 38.8451 | 38.8451 | 4.7968 | 43.6419 | 0 | 0 | 0 | 0 | 0 | 0 | 0 | 0 | 0 | 161.7634 | 131.8045 | 131.8045 | 131.8045 | 29.9589 | 161.7634 | 2577.7441 | 2577.7441 | 1324.2423 | 1324.2423 | 305.315 | 305.315 | 0 | 0 | 948.1868 | 948.1868 | 563145282.2354 | 667199212.2298 | 506510926.4903 | 0 | 1736.8554 | 35.1724 | 0 | 0 | 0 | 1112.5169 | 40 | 3040 | 4611.9232 | 760 | 190 | 0.31445
1723 | 875.592 | 152 | 200 | 800 | 0 | 100% | 98.6187 | 136.5993 | 136.6688 | 136.6688 | 1 | 136.5993 | 99.3401 | 224.4543 | 211.6564 | 211.6564 | 211.6564 | 12.7979 | 224.4543 | 43.636 | 38.8393 | 38.8393 | 38.8393 | 4.7968 | 43.636 | 0 | 0 | 0 | 0 | 0 | 0 | 0 | 0 | 0 | 161.0673 | 131.1964 | 131.1964 | 131.1964 | 29.8709 | 161.0673 | 2660.1148 | 2660.1148 | 1406.7988 | 1406.7988 | 305.2698 | 305.2698 | 0 | 0 | 948.0462 | 948.0462 | 566142491.7874 | 667200208.7177 | 507096178.6439 | 0 | 1740.4389 | 38.0441 | 0 | 0 | 0 | 1182.0492 | 40 | 3040 | 4611.9232 | 760 | 190 | 0.31481
1724 | 927.0974 | 152 | 200 | 800 | 0 | 100% | 98.9726 | 140.5422 | 140.615 | 140.615 | 1 | 140.5422 | 99.4972 | 236.466 | 222.9814 | 222.9814 | 222.9814 | 13.4845 | 236.466 | 43.6306 | 38.8338 | 38.8338 | 38.8338 | 4.7968 | 43.6306 | 0 | 0 | 0 | 0 | 0 | 0 | 0 | 0 | 0 | 160.7002 | 130.8593 | 130.8593 | 130.8593 | 29.8409 | 160.7002 | 2742.488 | 2742.488 | 1489.3455 | 1489.3455 | 305.2275 | 305.2275 | 0 | 0 | 947.915 | 947.915 | 568812559.9594 | 667200722.63 | 507177543.791 | 0 | 1743.1908 | 40.6914 | 0 | 0 | 0 | 1251.5815 | 40 | 3040 | 4611.9232 | 760 | 190 | 0.31486
1725 | 978.6028 | 152 | 200 | 800 | 0 | 100% | 99.2237 | 144.5662 | 144.6456 | 144.6456 | 1 | 144.5662 | 99.607 | 248.4895 | 234.3176 | 234.3176 | 234.3176 | 14.1719 | 248.4895 | 43.6256 | 38.8288 | 38.8288 | 38.8288 | 4.7968 | 43.6256 | 0 | 0 | 0 | 0 | 0 | 0 | 0 | 0 | 0 | 160.6039 | 130.7468 | 130.7468 | 130.7468 | 29.8571 | 160.6039 | 2824.8635 | 2824.8635 | 1571.8833 | 1571.8833 | 305.188 | 305.188 | 0 | 0 | 947.7922 | 947.7922 | 571185552.7953 | 667200825.632 | 506728134.571 | 0 | 1745.1145 | 43.1439 | 0 | 0 | 0 | 1321.1138 | 40 | 3040 | 4611.9232 | 760 | 190 | 0.31459
1726 | 1030.1083 | 152 | 200 | 800 | 0 | 100% | 99.3721 | 148.6343 | 148.7225 | 148.7225 | 1 | 148.6343 | 99.6857 | 260.5228 | 245.6629 | 245.6629 | 245.6629 | 14.8599 | 260.5228 | 43.6208 | 38.8241 | 38.8241 | 38.8241 | 4.7968 | 43.6208 | 0 | 0 | 0 | 0 | 0 | 0 | 0 | 0 | 0 | 160.6295 | 130.7347 | 130.7347 | 130.7347 | 29.8948 | 160.6295 | 2907.2411 | 2907.2411 | 1654.4131 | 1654.4131 | 305.1509 | 305.1509 | 0 | 0 | 947.6771 | 947.6771 | 573339856.5489 | 667200825.632 | 505951968.1803 | 0 | 1746.4927 | 45.4149 | 0 | 0 | 0 | 1390.6462 | 40 | 3040 | 4611.9232 | 760 | 190 | 0.31411
1727 | 20.6022 | 201.4 | 200 | 800 | 0 | 100% | 0.53653 | 128.711 | 45.0273 | 45.0273 | 1 | 128.711 | 53.0449 | 60.5728 | 57.1343 | 57.1343 | 57.1343 | 3.4385 | 60.5728 | 44.1268 | 39.2962 | 39.2962 | 39.2962 | 4.8306 | 44.1268 | 0 | 0 | 0 | 0 | 0 | 0 | 0 | 0 | 0 | 0 | 0 | 0 | 0 | 0 | 0 | 1392.1323 | 1392.1323 | 33.2565 | 33.2565 | 406.3806 | 406.3806 | 0 | 0 | 952.4952 | 952.4952 | 51413253.7214 | 877737173.8249 | 196199.3043 | 0 | 929.3466 | 0.01575 | 0 | 0 | 0 | 27.8129 | 53 | 3040 | 4611.9232 | 760 | 190 | 0.00012091
1728 | 51.5054 | 201.4 | 200 | 800 | 0 | 100% | 7.7397 | 124.0071 | 135.5255 | 135.5255 | 1 | 124.0071 | 57.4942 | 63.6724 | 60.0567 | 60.0567 | 60.0567 | 3.6157 | 63.6724 | 44.0505 | 39.2267 | 39.2267 | 39.2267 | 4.8238 | 44.0505 | 0 | 0 | 0 | 0 | 0 | 0 | 0 | 0 | 0 | 13862.9486 | 11162.8591 | 11162.8591 | 11162.8591 | 2700.0895 | 13862.9486 | 1441.4821 | 1441.4821 | 83.1104 | 83.1104 | 406.2299 | 406.2299 | 0 | 0 | 952.1419 | 952.1419 | 121776970.8199 | 879025685.5282 | 6494948.4846 | 0 | 1007.2976 | 0.010074 | 0 | 0 | 0 | 69.5323 | 53 | 3040 | 4611.9232 | 760 | 190 | 0.0040025
1729 | 154.5162 | 201.4 | 200 | 800 | 0 | 100% | 31.3927 | 112.6944 | 116.9884 | 116.9884 | 1 | 112.6944 | 71.9724 | 74.8679 | 70.6123 | 70.6123 | 70.6123 | 4.2557 | 74.8679 | 43.8782 | 39.0688 | 39.0688 | 39.0688 | 4.8094 | 43.8782 | 0 | 0 | 0 | 0 | 0 | 0 | 0 | 0 | 0 | 1219.8801 | 986.0489 | 986.0489 | 986.0489 | 233.8312 | 1219.8801 | 1606.0323 | 1606.0323 | 249.072 | 249.072 | 405.8077 | 405.8077 | 0 | 0 | 951.1525 | 951.1525 | 308942942.7762 | 881762979.5661 | 70250491.3277 | 0 | 1260.9564 | 0.0053806 | 0 | 0 | 0 | 208.5969 | 53 | 3040 | 4611.9232 | 760 | 190 | 0.043558
1730 | 206.0217 | 201.4 | 200 | 800 | 0 | 100% | 50.2169 | 108.9922 | 113.3854 | 113.3854 | 1 | 108.9922 | 78.9858 | 82.2085 | 77.5337 | 77.5337 | 77.5337 | 4.6748 | 82.2085 | 43.8238 | 39.0185 | 39.0185 | 39.0185 | 4.8053 | 43.8238 | 0 | 0 | 0 | 0 | 0 | 0 | 0 | 0 | 0 | 674.6527 | 546.7337 | 546.7337 | 546.7337 | 127.919 | 674.6527 | 1688.3306 | 1688.3306 | 331.9534 | 331.9534 | 405.6334 | 405.6334 | 0 | 0 | 950.7438 | 950.7438 | 371292361.7839 | 882535610.2429 | 130002807.4827 | 0 | 1383.8308 | 0.023892 | 0 | 0 | 0 | 278.1292 | 53 | 3040 | 4611.9232 | 760 | 190 | 0.080567
1731 | 257.5271 | 201.4 | 200 | 800 | 0 | 100% | 66.7009 | 106.8075 | 110.1316 | 110.1316 | 1 | 106.8075 | 85.2009 | 93.7494 | 88.4164 | 88.4164 | 88.4164 | 5.333 | 93.7494 | 43.7846 | 38.982 | 38.982 | 38.982 | 4.8026 | 43.7846 | 0 | 0 | 0 | 0 | 0 | 0 | 0 | 0 | 0 | 426.0384 | 346.2578 | 346.2578 | 346.2578 | 79.7805 | 426.0384 | 1770.641 | 1770.641 | 414.7829 | 414.7829 | 405.4781 | 405.4781 | 0 | 0 | 950.3799 | 950.3799 | 403331761.0725 | 883019725.3735 | 206368467.9279 | 0 | 1492.72 | 0.84992 | 0 | 0 | 0 | 347.6615 | 53 | 3040 | 4611.9232 | 760 | 190 | 0.12781
1732 | 309.0325 | 201.4 | 200 | 800 | 0 | 100% | 78.7443 | 105.9239 | 107.8644 | 107.8644 | 1 | 105.9239 | 90.0298 | 106.9025 | 100.8193 | 100.8193 | 100.8193 | 6.0832 | 106.9025 | 43.7561 | 38.9551 | 38.9551 | 38.9551 | 4.8009 | 43.7561 | 0 | 0 | 0 | 0 | 0 | 0 | 0 | 0 | 0 | 318.3939 | 259.1117 | 259.1117 | 259.1117 | 59.2823 | 318.3939 | 1852.9616 | 1852.9616 | 497.5687 | 497.5687 | 405.339 | 405.339 | 0 | 0 | 950.0539 | 950.0539 | 423086456.1545 | 883321735.9988 | 270913316.2863 | 0 | 1577.3215 | 3.0985 | 0 | 0 | 0 | 417.1938 | 53 | 3040 | 4611.9232 | 760 | 190 | 0.16778
1733 | 360.5379 | 201.4 | 200 | 800 | 0 | 100% | 85.0571 | 106.7463 | 107.7245 | 107.7245 | 1 | 106.7463 | 93.0793 | 120.4128 | 113.5588 | 113.5588 | 113.5588 | 6.854 | 120.4128 | 43.7337 | 38.9339 | 38.9339 | 38.9339 | 4.7998 | 43.7337 | 0 | 0 | 0 | 0 | 0 | 0 | 0 | 0 | 0 | 272.3197 | 221.7025 | 221.7025 | 221.7025 | 50.6172 | 272.3197 | 1935.2909 | 1935.2909 | 580.3173 | 580.3173 | 405.2136 | 405.2136 | 0 | 0 | 949.76 | 949.76 | 437451511.8963 | 883525488.5436 | 309772249.5928 | 0 | 1630.7493 | 6.946 | 0 | 0 | 0 | 486.7262 | 53 | 3040 | 4611.9232 | 760 | 190 | 0.19191
1734 | 412.0433 | 201.4 | 200 | 800 | 0 | 100% | 89.2237 | 108.6351 | 109.2566 | 109.2566 | 1 | 108.6351 | 95.1847 | 133.9436 | 126.3174 | 126.3174 | 126.3174 | 7.6262 | 133.9436 | 43.7156 | 38.9166 | 38.9166 | 38.9166 | 4.799 | 43.7156 | 0 | 0 | 0 | 0 | 0 | 0 | 0 | 0 | 0 | 249.0419 | 202.7149 | 202.7149 | 202.7149 | 46.327 | 249.0419 | 2017.6277 | 2017.6277 | 663.0338 | 663.0338 | 405.1001 | 405.1001 | 0 | 0 | 949.4938 | 949.4938 | 448934297.4713 | 883663042.2172 | 335037975.521 | 0 | 1667.6353 | 11.2321 | 0 | 0 | 0 | 556.2585 | 53 | 3040 | 4611.9232 | 760 | 190 | 0.20767
1735 | 463.5487 | 201.4 | 200 | 800 | 0 | 100% | 92.1689 | 111.2221 | 111.6133 | 111.6133 | 1 | 111.2221 | 96.5861 | 147.5259 | 139.1244 | 139.1244 | 139.1244 | 8.4015 | 147.5259 | 43.7006 | 38.9022 | 38.9022 | 38.9022 | 4.7985 | 43.7006 | 0 | 0 | 0 | 0 | 0 | 0 | 0 | 0 | 0 | 235.9611 | 192.0038 | 192.0038 | 192.0038 | 43.9574 | 235.9611 | 2099.9709 | 2099.9709 | 745.7227 | 745.7227 | 404.9967 | 404.9967 | 0 | 0 | 949.2515 | 949.2515 | 458044753.8068 | 883762797.0018 | 350381306.0408 | 0 | 1692.1889 | 15.6439 | 0 | 0 | 0 | 625.7908 | 53 | 3040 | 4611.9232 | 760 | 190 | 0.21731
1736 | 515.0541 | 201.4 | 200 | 800 | 0 | 100% | 94.3379 | 114.2636 | 114.5444 | 114.5444 | 1 | 114.2636 | 97.5761 | 161.1801 | 151.999 | 151.999 | 151.999 | 9.1811 | 161.1801 | 43.6878 | 38.8897 | 38.8897 | 38.8897 | 4.798 | 43.6878 | 0 | 0 | 0 | 0 | 0 | 0 | 0 | 0 | 0 | 228.1089 | 185.542 | 185.542 | 185.542 | 42.5669 | 228.1089 | 2182.3198 | 2182.3198 | 828.3875 | 828.3875 | 404.9022 | 404.9022 | 0 | 0 | 949.0301 | 949.0301 | 465341861.4343 | 883833732.4156 | 360358440.2856 | 0 | 1709.534 | 19.895 | 0 | 0 | 0 | 695.3231 | 53 | 3040 | 4611.9232 | 760 | 190 | 0.22364
1737 | 566.5595 | 201.4 | 200 | 800 | 0 | 100% | 96.2671 | 117.529 | 117.7523 | 117.7523 | 1 | 117.529 | 98.3893 | 174.8999 | 164.9352 | 164.9352 | 164.9352 | 9.9647 | 174.8999 | 43.6767 | 38.879 | 38.879 | 38.879 | 4.7977 | 43.6767 | 0 | 0 | 0 | 0 | 0 | 0 | 0 | 0 | 0 | 222.3251 | 180.7984 | 180.7984 | 180.7984 | 41.5267 | 222.3251 | 2264.6736 | 2264.6736 | 911.0312 | 911.0312 | 404.8155 | 404.8155 | 0 | 0 | 948.8269 | 948.8269 | 471387509.1815 | 883885968.6324 | 368506612.3356 | 0 | 1723.7801 | 23.8151 | 0 | 0 | 0 | 764.8554 | 53 | 3040 | 4611.9232 | 760 | 190 | 0.22885
1738 | 618.065 | 201.4 | 200 | 800 | 0 | 100% | 97.4772 | 121.4389 | 121.5419 | 121.5419 | 1 | 121.4389 | 98.942 | 188.6355 | 177.8863 | 177.8863 | 177.8863 | 10.7492 | 188.6355 | 43.6669 | 38.8694 | 38.8694 | 38.8694 | 4.7975 | 43.6669 | 0 | 0 | 0 | 0 | 0 | 0 | 0 | 0 | 0 | 220.364 | 179.5748 | 179.5748 | 179.5748 | 40.7893 | 220.364 | 2347.0318 | 2347.0318 | 993.6562 | 993.6562 | 404.7357 | 404.7357 | 0 | 0 | 948.6398 | 948.6398 | 476465421.0677 | 883925199.2336 | 373072580.1393 | 0 | 1733.4632 | 27.5143 | 0 | 0 | 0 | 834.3877 | 53 | 3040 | 4611.9232 | 760 | 190 | 0.23191
1739 | 669.5704 | 201.4 | 200 | 800 | 0 | 100% | 98.1735 | 125.0984 | 125.0708 | 125.0708 | 1 | 125.0984 | 99.231 | 202.4385 | 190.9007 | 190.9007 | 190.9007 | 11.5378 | 202.4385 | 43.6582 | 38.8609 | 38.8609 | 38.8609 | 4.7973 | 43.6582 | 0 | 0 | 0 | 0 | 0 | 0 | 0 | 0 | 0 | 218.0794 | 177.6523 | 177.6523 | 177.6523 | 40.4271 | 218.0794 | 2429.3938 | 2429.3938 | 1076.2648 | 1076.2648 | 404.662 | 404.662 | 0 | 0 | 948.467 | 948.467 | 480640735.3407 | 883953928.8845 | 373932647.3381 | 0 | 1738.5273 | 31.0292 | 0 | 0 | 0 | 903.92 | 53 | 3040 | 4611.9232 | 760 | 190 | 0.23273
1740 | 721.0758 | 201.4 | 200 | 800 | 0 | 100% | 98.653 | 128.9724 | 128.9149 | 128.9149 | 1 | 128.9724 | 99.4207 | 216.2919 | 203.9626 | 203.9626 | 203.9626 | 12.3293 | 216.2919 | 43.6504 | 38.8532 | 38.8532 | 38.8532 | 4.7972 | 43.6504 | 0 | 0 | 0 | 0 | 0 | 0 | 0 | 0 | 0 | 217.3978 | 177.026 | 177.026 | 177.026 | 40.3718 | 217.3978 | 2511.7592 | 2511.7592 | 1158.8587 | 1158.8587 | 404.5936 | 404.5936 | 0 | 0 | 948.3068 | 948.3068 | 484246463.461 | 883976243.7292 | 373628742.9877 | 0 | 1741.8515 | 34.2755 | 0 | 0 | 0 | 973.4523 | 53 | 3040 | 4611.9232 | 760 | 190 | 0.23274
1741 | 772.5812 | 201.4 | 200 | 800 | 0 | 100% | 98.984 | 132.9345 | 132.8909 | 132.8909 | 1 | 132.9345 | 99.5865 | 230.168 | 217.0458 | 217.0458 | 217.0458 | 13.1222 | 230.168 | 43.6434 | 38.8463 | 38.8463 | 38.8463 | 4.7971 | 43.6434 | 0 | 0 | 0 | 0 | 0 | 0 | 0 | 0 | 0 | 217.2126 | 176.8121 | 176.8121 | 176.8121 | 40.4005 | 217.2126 | 2594.1277 | 2594.1277 | 1241.4395 | 1241.4395 | 404.5302 | 404.5302 | 0 | 0 | 948.158 | 948.158 | 487328531.3556 | 883994767.4707 | 373432985.3027 | 0 | 1744.7563 | 37.2447 | 0 | 0 | 0 | 1042.9846 | 53 | 3040 | 4611.9232 | 760 | 190 | 0.23262
1742 | 824.0866 | 201.4 | 200 | 800 | 0 | 100% | 99.3151 | 136.9679 | 136.9305 | 136.9305 | 1 | 136.9679 | 99.6922 | 244.0591 | 230.143 | 230.143 | 230.143 | 13.9161 | 244.0591 | 43.6369 | 38.8399 | 38.8399 | 38.8399 | 4.797 | 43.6369 | 0 | 0 | 0 | 0 | 0 | 0 | 0 | 0 | 0 | 217.3853 | 176.9008 | 176.9008 | 176.9008 | 40.4845 | 217.3853 | 2676.4989 | 2676.4989 | 1324.0085 | 1324.0085 | 404.471 | 404.471 | 0 | 0 | 948.0194 | 948.0194 | 490080066.0479 | 884009603.4462 | 372517048.7814 | 0 | 1746.6067 | 39.9887 | 0 | 0 | 0 | 1112.5169 | 53 | 3040 | 4611.9232 | 760 | 190 | 0.23206
1743 | 875.592 | 201.4 | 200 | 800 | 0 | 100% | 99.5776 | 141.039 | 141.0225 | 141.0225 | 1 | 141.039 | 99.7857 | 257.9533 | 243.2431 | 243.2431 | 243.2431 | 14.7102 | 257.9533 | 43.6309 | 38.834 | 38.834 | 38.834 | 4.7969 | 43.6309 | 0 | 0 | 0 | 0 | 0 | 0 | 0 | 0 | 0 | 217.7139 | 177.1173 | 177.1173 | 177.1173 | 40.5966 | 217.7139 | 2758.8726 | 2758.8726 | 1406.5669 | 1406.5669 | 404.4158 | 404.4158 | 0 | 0 | 947.8899 | 947.8899 | 492494266.9129 | 884021028.2647 | 371729550.8618 | 0 | 1748.2448 | 42.5025 | 0 | 0 | 0 | 1182.0492 | 53 | 3040 | 4611.9232 | 760 | 190 | 0.23157
1744 | 927.0974 | 201.4 | 200 | 800 | 0 | 100% | 99.6575 | 145.1356 | 145.1176 | 145.1176 | 1 | 145.1356 | 99.8296 | 271.8688 | 256.3632 | 256.3632 | 256.3632 | 15.5056 | 271.8688 | 43.6255 | 38.8286 | 38.8286 | 38.8286 | 4.7969 | 43.6255 | 0 | 0 | 0 | 0 | 0 | 0 | 0 | 0 | 0 | 218.098 | 177.3788 | 177.3788 | 177.3788 | 40.7191 | 218.098 | 2841.2485 | 2841.2485 | 1489.1157 | 1489.1157 | 404.3641 | 404.3641 | 0 | 0 | 947.7687 | 947.7687 | 494599066.4556 | 884029051.0241 | 370386529.895 | 0 | 1749.0146 | 44.8403 | 0 | 0 | 0 | 1251.5815 | 53 | 3040 | 4611.9232 | 760 | 190 | 0.23074
1745 | 978.6028 | 201.4 | 200 | 800 | 0 | 100% | 99.726 | 149.278 | 149.2667 | 149.2667 | 1 | 149.278 | 99.8541 | 285.8178 | 269.5147 | 269.5147 | 269.5147 | 16.303 | 285.8178 | 43.6205 | 38.8236 | 38.8236 | 38.8236 | 4.7968 | 43.6205 | 0 | 0 | 0 | 0 | 0 | 0 | 0 | 0 | 0 | 218.663 | 177.7914 | 177.7914 | 177.7914 | 40.8716 | 218.663 | 2923.6265 | 2923.6265 | 1571.6559 | 1571.6559 | 404.3156 | 404.3156 | 0 | 0 | 947.655 | 947.655 | 496447459.6084 | 884034609.6418 | 368960990.7364 | 0 | 1749.4431 | 47.0049 | 0 | 0 | 0 | 1321.1138 | 53 | 3040 | 4611.9232 | 760 | 190 | 0.22987
1746 | 1030.1083 | 201.4 | 200 | 800 | 0 | 100% | 99.7603 | 153.4527 | 153.4607 | 153.4607 | 1 | 153.4527 | 99.8766 | 299.7707 | 282.67 | 282.67 | 282.67 | 17.1007 | 299.7707 | 43.6159 | 38.819 | 38.819 | 38.819 | 4.7968 | 43.6159 | 0 | 0 | 0 | 0 | 0 | 0 | 0 | 0 | 0 | 219.3416 | 178.3022 | 178.3022 | 178.3022 | 41.0394 | 219.3416 | 3006.0063 | 3006.0063 | 1654.1881 | 1654.1881 | 404.27 | 404.27 | 0 | 0 | 947.5482 | 947.5482 | 498167729.9255 | 884037424.2553 | 367633670.1431 | 0 | 1749.8388 | 49.0064 | 0 | 0 | 0 | 1390.6462 | 53 | 3040 | 4611.9232 | 760 | 190 | 0.22905
1747 | 20.6022 | 250.8 | 200 | 800 | 0 | 100% | 40.1027 | 115.0286 | 115.2259 | 115.2259 | 1 | 115.0286 | 65.0613 | 74.0589 | 69.8521 | 69.8521 | 69.8521 | 4.2069 | 74.0589 | 45.8548 | 40.8319 | 40.8319 | 40.8319 | 5.0229 | 45.8548 | 0 | 0 | 0 | 0 | 0 | 0 | 0 | 0 | 0 | 1711.685 | 1385.2486 | 1385.2486 | 1385.2486 | 326.4364 | 1711.685 | 1490.7493 | 1490.7493 | 33.2328 | 33.2328 | 505.6989 | 505.6989 | 0 | 0 | 951.8176 | 951.8176 | 41980214.3898 | 1051136317.9361 | 46757639.7125 | 0 | 1139.8742 | 0.0083438 | 0 | 0 | 0 | 27.8129 | 66 | 3040 | 4611.9232 | 760 | 190 | 0.029103
1748 | 51.5054 | 250.8 | 200 | 800 | 0 | 100% | 44.2237 | 111.9378 | 112.6465 | 112.6465 | 1 | 111.9378 | 69.4405 | 76.6408 | 72.286 | 72.286 | 72.286 | 4.3549 | 76.6408 | 45.815 | 40.795 | 40.795 | 40.795 | 5.02 | 45.815 | 0 | 0 | 0 | 0 | 0 | 0 | 0 | 0 | 0 | 1276.5707 | 1033.9649 | 1033.9649 | 1033.9649 | 242.6058 | 1276.5707 | 1540.1136 | 1540.1136 | 83.0559 | 83.0559 | 505.5397 | 505.5397 | 0 | 0 | 951.518 | 951.518 | 101274108.5296 | 1051796877.0766 | 63526164.5328 | 0 | 1216.5972 | 0.0063103 | 0 | 0 | 0 | 69.5323 | 66 | 3040 | 4611.9232 | 760 | 190 | 0.03955
1749 | 154.5162 | 250.8 | 200 | 800 | 0 | 100% | 63.9384 | 104.739 | 106.1851 | 106.1851 | 1 | 104.739 | 83.2854 | 86.0885 | 81.1927 | 81.1927 | 81.1927 | 4.8958 | 86.0885 | 45.7189 | 40.7054 | 40.7054 | 40.7054 | 5.0134 | 45.7189 | 0 | 0 | 0 | 0 | 0 | 0 | 0 | 0 | 0 | 609.6143 | 495.0609 | 495.0609 | 495.0609 | 114.5534 | 609.6143 | 1704.7015 | 1704.7015 | 248.9452 | 248.9452 | 505.0882 | 505.0882 | 0 | 0 | 950.6681 | 950.6681 | 268674842.635 | 1053255382.0929 | 137230424.7622 | 0 | 1459.1606 | 0.65955 | 0 | 0 | 0 | 208.5969 | 66 | 3040 | 4611.9232 | 760 | 190 | 0.085346
1750 | 206.0217 | 250.8 | 200 | 800 | 0 | 100% | 77.4201 | 103.3171 | 105.1594 | 105.1594 | 1 | 103.3171 | 88.9242 | 94.2476 | 88.8859 | 88.8859 | 88.8859 | 5.3617 | 94.2476 | 45.6869 | 40.6754 | 40.6754 | 40.6754 | 5.0116 | 45.6869 | 0 | 0 | 0 | 0 | 0 | 0 | 0 | 0 | 0 | 471.7834 | 383.6817 | 383.6817 | 383.6817 | 88.1017 | 471.7834 | 1787.0141 | 1787.0141 | 331.8027 | 331.8027 | 504.8991 | 504.8991 | 0 | 0 | 950.3123 | 950.3123 | 323733911.6584 | 1053662169.8592 | 180556438.3865 | 0 | 1557.9525 | 2.2147 | 0 | 0 | 0 | 278.1292 | 66 | 3040 | 4611.9232 | 760 | 190 | 0.11223
1751 | 257.5271 | 250.8 | 200 | 800 | 0 | 100% | 86.8037 | 103.4139 | 104.7074 | 104.7074 | 1 | 103.4139 | 92.8557 | 107.4125 | 101.2999 | 101.2999 | 101.2999 | 6.1126 | 107.4125 | 45.6623 | 40.6519 | 40.6519 | 40.6519 | 5.0104 | 45.6623 | 0 | 0 | 0 | 0 | 0 | 0 | 0 | 0 | 0 | 381.988 | 310.7654 | 310.7654 | 310.7654 | 71.2226 | 381.988 | 1869.3365 | 1869.3365 | 414.614 | 414.614 | 504.7295 | 504.7295 | 0 | 0 | 949.993 | 949.993 | 351901090.3176 | 1053934740.2714 | 220995466.592 | 0 | 1626.8313 | 5.2711 | 0 | 0 | 0 | 347.6615 | 66 | 3040 | 4611.9232 | 760 | 190 | 0.13734
1752 | 309.0325 | 250.8 | 200 | 800 | 0 | 100% | 90.4338 | 105.2011 | 105.7935 | 105.7935 | 1 | 105.2011 | 94.8987 | 122.5613 | 115.5846 | 115.5846 | 115.5846 | 6.9767 | 122.5613 | 45.6429 | 40.6333 | 40.6333 | 40.6333 | 5.0096 | 45.6429 | 0 | 0 | 0 | 0 | 0 | 0 | 0 | 0 | 0 | 344.57 | 280.0762 | 280.0762 | 280.0762 | 64.4937 | 344.57 | 1951.6674 | 1951.6674 | 497.386 | 497.386 | 504.5764 | 504.5764 | 0 | 0 | 949.705 | 949.705 | 368880889.8849 | 1054106842.6205 | 239637908.5908 | 0 | 1662.6256 | 9.809 | 0 | 0 | 0 | 417.1938 | 66 | 3040 | 4611.9232 | 760 | 190 | 0.14902
1753 | 360.5379 | 250.8 | 200 | 800 | 0 | 100% | 93.0822 | 107.6242 | 108.0719 | 108.0719 | 1 | 107.6242 | 96.4684 | 138.1322 | 130.2671 | 130.2671 | 130.2671 | 7.8651 | 138.1322 | 45.6272 | 40.6181 | 40.6181 | 40.6181 | 5.0091 | 45.6272 | 0 | 0 | 0 | 0 | 0 | 0 | 0 | 0 | 0 | 321.5447 | 261.1082 | 261.1082 | 261.1082 | 60.4365 | 321.5447 | 2034.0055 | 2034.0055 | 580.1241 | 580.1241 | 504.4377 | 504.4377 | 0 | 0 | 949.4438 | 949.4438 | 381213281.5892 | 1054216482.0521 | 254697203.0769 | 0 | 1690.127 | 14.2223 | 0 | 0 | 0 | 486.7262 | 66 | 3040 | 4611.9232 | 760 | 190 | 0.15849
1754 | 412.0433 | 250.8 | 200 | 800 | 0 | 100% | 95.6164 | 110.3769 | 110.8187 | 110.8187 | 1 | 110.3769 | 97.78 | 153.7897 | 145.0311 | 145.0311 | 145.0311 | 8.7586 | 153.7897 | 45.6141 | 40.6053 | 40.6053 | 40.6053 | 5.0088 | 45.6141 | 0 | 0 | 0 | 0 | 0 | 0 | 0 | 0 | 0 | 304.6721 | 247.2304 | 247.2304 | 247.2304 | 57.4417 | 304.6721 | 2116.35 | 2116.35 | 662.8328 | 662.8328 | 504.3113 | 504.3113 | 0 | 0 | 949.2059 | 949.2059 | 390828199.9296 | 1054289916.7074 | 267986956.841 | 0 | 1713.1051 | 18.3386 | 0 | 0 | 0 | 556.2585 | 66 | 3040 | 4611.9232 | 760 | 190 | 0.16687
1755 | 463.5487 | 250.8 | 200 | 800 | 0 | 100% | 97.4543 | 113.4065 | 113.5337 | 113.5337 | 1 | 113.4065 | 98.6254 | 169.5327 | 159.8753 | 159.8753 | 159.8753 | 9.6573 | 169.5327 | 45.6027 | 40.5942 | 40.5942 | 40.5942 | 5.0086 | 45.6027 | 0 | 0 | 0 | 0 | 0 | 0 | 0 | 0 | 0 | 292.7299 | 237.3847 | 237.3847 | 237.3847 | 55.3452 | 292.7299 | 2198.6999 | 2198.6999 | 745.5159 | 745.5159 | 504.1957 | 504.1957 | 0 | 0 | 948.9883 | 948.9883 | 398392840.6579 | 1054337102.1204 | 275187169.865 | 0 | 1727.9171 | 22.3748 | 0 | 0 | 0 | 625.7908 | 66 | 3040 | 4611.9232 | 760 | 190 | 0.17152
1756 | 515.0541 | 250.8 | 200 | 800 | 0 | 100% | 98.3105 | 116.8769 | 116.8272 | 116.8272 | 1 | 116.8769 | 99.1028 | 185.3857 | 174.8232 | 174.8232 | 174.8232 | 10.5625 | 185.3857 | 45.5928 | 40.5844 | 40.5844 | 40.5844 | 5.0084 | 45.5928 | 0 | 0 | 0 | 0 | 0 | 0 | 0 | 0 | 0 | 287.5902 | 233.0644 | 233.0644 | 233.0644 | 54.5258 | 287.5902 | 2281.0546 | 2281.0546 | 828.1766 | 828.1766 | 504.0895 | 504.0895 | 0 | 0 | 948.7885 | 948.7885 | 404463938.7451 | 1054369338.9228 | 277448511.4815 | 0 | 1736.2818 | 26.2662 | 0 | 0 | 0 | 695.3231 | 66 | 3040 | 4611.9232 | 760 | 190 | 0.17317
1757 | 566.5595 | 250.8 | 200 | 800 | 0 | 100% | 98.7329 | 120.5795 | 120.3591 | 120.3591 | 1 | 120.5795 | 99.3427 | 201.2598 | 189.7908 | 189.7908 | 189.7908 | 11.469 | 201.2598 | 45.584 | 40.5757 | 40.5757 | 40.5757 | 5.0083 | 45.584 | 0 | 0 | 0 | 0 | 0 | 0 | 0 | 0 | 0 | 285.6528 | 231.3272 | 231.3272 | 231.3272 | 54.3256 | 285.6528 | 2363.4135 | 2363.4135 | 910.8175 | 910.8175 | 503.9917 | 503.9917 | 0 | 0 | 948.6043 | 948.6043 | 409561677.3574 | 1054393240.1408 | 276529452.4668 | 0 | 1740.4844 | 29.9288 | 0 | 0 | 0 | 764.8554 | 66 | 3040 | 4611.9232 | 760 | 190 | 0.17289
1758 | 618.065 | 250.8 | 200 | 800 | 0 | 100% | 98.9954 | 124.4888 | 124.2871 | 124.2871 | 1 | 124.4888 | 99.5199 | 217.1627 | 204.7853 | 204.7853 | 204.7853 | 12.3774 | 217.1627 | 45.576 | 40.5678 | 40.5678 | 40.5678 | 5.0082 | 45.576 | 0 | 0 | 0 | 0 | 0 | 0 | 0 | 0 | 0 | 286.1075 | 231.5445 | 231.5445 | 231.5445 | 54.563 | 286.1075 | 2445.7762 | 2445.7762 | 993.4408 | 993.4408 | 503.9012 | 503.9012 | 0 | 0 | 948.4341 | 948.4341 | 413793833.788 | 1054411471.0887 | 275382686.4013 | 0 | 1743.588 | 33.2857 | 0 | 0 | 0 | 834.3877 | 66 | 3040 | 4611.9232 | 760 | 190 | 0.17232
1759 | 669.5704 | 250.8 | 200 | 800 | 0 | 100% | 99.3265 | 128.4525 | 128.3044 | 128.3044 | 1 | 128.4525 | 99.6863 | 233.1633 | 219.8719 | 219.8719 | 219.8719 | 13.2914 | 233.1633 | 45.5687 | 40.5605 | 40.5605 | 40.5605 | 5.0082 | 45.5687 | 0 | 0 | 0 | 0 | 0 | 0 | 0 | 0 | 0 | 286.5231 | 231.7604 | 231.7604 | 231.7604 | 54.7628 | 286.5231 | 2528.1423 | 2528.1423 | 1076.0485 | 1076.0485 | 503.8174 | 503.8174 | 0 | 0 | 948.2764 | 948.2764 | 417203513.6581 | 1054422968.883 | 274878365.0137 | 0 | 1746.5048 | 36.3392 | 0 | 0 | 0 | 903.92 | 66 | 3040 | 4611.9232 | 760 | 190 | 0.17201
1760 | 721.0758 | 250.8 | 200 | 800 | 0 | 100% | 99.532 | 132.466 | 132.3049 | 132.3049 | 1 | 132.466 | 99.7793 | 249.2282 | 235.0189 | 235.0189 | 235.0189 | 14.2093 | 249.2282 | 45.562 | 40.5539 | 40.5539 | 40.5539 | 5.0081 | 45.562 | 0 | 0 | 0 | 0 | 0 | 0 | 0 | 0 | 0 | 287.08 | 232.1072 | 232.1072 | 232.1072 | 54.9729 | 287.08 | 2610.5113 | 2610.5113 | 1158.6422 | 1158.6422 | 503.7395 | 503.7395 | 0 | 0 | 948.1297 | 948.1297 | 420151108.9355 | 1054431100.9029 | 273551638.9102 | 0 | 1748.1338 | 39.1638 | 0 | 0 | 0 | 973.4523 | 66 | 3040 | 4611.9232 | 760 | 190 | 0.1712
1761 | 772.5812 | 250.8 | 200 | 800 | 0 | 100% | 99.7032 | 136.5449 | 136.394 | 136.394 | 1 | 136.5449 | 99.8384 | 265.3113 | 250.183 | 250.183 | 250.183 | 15.1283 | 265.3113 | 45.5558 | 40.5478 | 40.5478 | 40.5478 | 5.0081 | 45.5558 | 0 | 0 | 0 | 0 | 0 | 0 | 0 | 0 | 0 | 288.1774 | 232.898 | 232.898 | 232.898 | 55.2794 | 288.1774 | 2692.8831 | 2692.8831 | 1241.2233 | 1241.2233 | 503.6668 | 503.6668 | 0 | 0 | 947.9929 | 947.9929 | 422697346.8398 | 1054438036.2329 | 272034196.7479 | 0 | 1749.1696 | 41.766 | 0 | 0 | 0 | 1042.9846 | 66 | 3040 | 4611.9232 | 760 | 190 | 0.17026
1762 | 824.0866 | 250.8 | 200 | 800 | 0 | 100% | 99.726 | 140.6678 | 140.5147 | 140.5147 | 1 | 140.6678 | 99.8611 | 281.3951 | 265.3477 | 265.3477 | 265.3477 | 16.0474 | 281.3951 | 45.5501 | 40.5421 | 40.5421 | 40.5421 | 5.0081 | 45.5501 | 0 | 0 | 0 | 0 | 0 | 0 | 0 | 0 | 0 | 289.5595 | 233.9275 | 233.9275 | 233.9275 | 55.632 | 289.5595 | 2775.2572 | 2775.2572 | 1323.7931 | 1323.7931 | 503.5989 | 503.5989 | 0 | 0 | 947.8652 | 947.8652 | 424966361.5192 | 1054443361.7297 | 270156363.4233 | 0 | 1749.5661 | 44.1735 | 0 | 0 | 0 | 1112.5169 | 66 | 3040 | 4611.9232 | 760 | 190 | 0.1691
1763 | 875.592 | 250.8 | 200 | 800 | 0 | 100% | 99.7603 | 144.8299 | 144.7055 | 144.7055 | 1 | 144.8299 | 99.8837 | 297.4865 | 280.5194 | 280.5194 | 280.5194 | 16.9671 | 297.4865 | 45.5448 | 40.5368 | 40.5368 | 40.5368 | 5.008 | 45.5448 | 0 | 0 | 0 | 0 | 0 | 0 | 0 | 0 | 0 | 291.1505 | 235.138 | 235.138 | 235.138 | 56.0125 | 291.1505 | 2857.6336 | 2857.6336 | 1406.3527 | 1406.3527 | 503.5354 | 503.5354 | 0 | 0 | 947.7455 | 947.7455 | 426935298.4081 | 1054447429.9726 | 268579403.2815 | 0 | 1749.9621 | 46.3902 | 0 | 0 | 0 | 1182.0492 | 66 | 3040 | 4611.9232 | 760 | 190 | 0.16813
1764 | 927.0974 | 250.8 | 200 | 800 | 0 | 100% | 99.7717 | 149.0089 | 148.9199 | 148.9199 | 1 | 149.0089 | 99.9063 | 313.6257 | 295.7361 | 295.7361 | 295.7361 | 17.8896 | 313.6257 | 45.5398 | 40.5318 | 40.5318 | 40.5318 | 5.008 | 45.5398 | 0 | 0 | 0 | 0 | 0 | 0 | 0 | 0 | 0 | 292.6353 | 236.2726 | 236.2726 | 236.2726 | 56.3626 | 292.6353 | 2940.012 | 2940.012 | 1488.9029 | 1488.9029 | 503.4757 | 503.4757 | 0 | 0 | 947.6333 | 947.6333 | 428608519.0937 | 1054450915.1758 | 267298231.6302 | 0 | 1750.3577 | 48.4369 | 0 | 0 | 0 | 1251.5815 | 66 | 3040 | 4611.9232 | 760 | 190 | 0.16734
1765 | 978.6028 | 250.8 | 200 | 800 | 0 | 100% | 99.8059 | 153.196 | 153.1417 | 153.1417 | 1 | 153.196 | 99.9288 | 329.8057 | 310.9912 | 310.9912 | 310.9912 | 18.8145 | 329.8057 | 45.5352 | 40.5272 | 40.5272 | 40.5272 | 5.008 | 45.5352 | 0 | 0 | 0 | 0 | 0 | 0 | 0 | 0 | 0 | 293.9486 | 237.2779 | 237.2779 | 237.2779 | 56.6708 | 293.9486 | 3022.3921 | 3022.3921 | 1571.4447 | 1571.4447 | 503.4197 | 503.4197 | 0 | 0 | 947.5277 | 947.5277 | 430106979.5006 | 1054453578.266 | 266191828.9002 | 0 | 1750.7524 | 50.3319 | 0 | 0 | 0 | 1321.1138 | 66 | 3040 | 4611.9232 | 760 | 190 | 0.16666
1766 | 1030.1083 | 250.8 | 200 | 800 | 0 | 100% | 99.8402 | 157.3834 | 157.3641 | 157.3641 | 1 | 157.3834 | 99.9513 | 345.9758 | 326.2369 | 326.2369 | 326.2369 | 19.7389 | 345.9758 | 45.5308 | 40.5228 | 40.5228 | 40.5228 | 5.008 | 45.5308 | 0 | 0 | 0 | 0 | 0 | 0 | 0 | 0 | 0 | 295.1351 | 238.1808 | 238.1808 | 238.1808 | 56.9542 | 295.1351 | 3104.7739 | 3104.7739 | 1653.9788 | 1653.9788 | 503.3668 | 503.3668 | 0 | 0 | 947.4283 | 947.4283 | 431531392.0429 | 1054455556.5566 | 265160158.8344 | 0 | 1751.1471 | 52.0912 | 0 | 0 | 0 | 1390.6462 | 66 | 3040 | 4611.9232 | 760 | 190 | 0.16602
1767 | 20.6022 | 300.2 | 200 | 800 | 0 | 100% | 61.6895 | 105.9979 | 105.9363 | 105.9363 | 1 | 105.9979 | 76.2871 | 81.7262 | 77.0811 | 77.0811 | 77.0811 | 4.6451 | 81.7262 | 50.7355 | 45.175 | 45.175 | 45.175 | 5.5605 | 50.7355 | 0 | 0 | 0 | 0 | 0 | 0 | 0 | 0 | 0 | 498.9775 | 405.1731 | 405.1731 | 405.1731 | 93.8044 | 498.9775 | 1589.3937 | 1589.3937 | 33.2127 | 33.2127 | 604.9397 | 604.9397 | 0 | 0 | 951.2413 | 951.2413 | 38025152.8656 | 1136558032.9825 | 161966532.3972 | 0 | 1336.5497 | 0.44435 | 0 | 0 | 0 | 27.8129 | 79 | 3040 | 4611.9232 | 760 | 190 | 0.10078
1768 | 51.5054 | 300.2 | 200 | 800 | 0 | 100% | 66.1187 | 104.3003 | 104.4178 | 104.4178 | 1 | 104.3003 | 80.278 | 83.962 | 79.1887 | 79.1887 | 79.1887 | 4.7734 | 83.962 | 50.7067 | 45.1479 | 45.1479 | 45.1479 | 5.5587 | 50.7067 | 0 | 0 | 0 | 0 | 0 | 0 | 0 | 0 | 0 | 459.9207 | 373.7423 | 373.7423 | 373.7423 | 86.1784 | 459.9207 | 1638.7695 | 1638.7695 | 83.0093 | 83.0093 | 604.7761 | 604.7761 | 0 | 0 | 950.984 | 950.984 | 92408706.2879 | 1136965741.6205 | 177095547.9627 | 0 | 1406.47 | 0.88204 | 0 | 0 | 0 | 69.5323 | 79 | 3040 | 4611.9232 | 760 | 190 | 0.11021
1769 | 154.5162 | 300.2 | 200 | 800 | 0 | 100% | 82.0776 | 101.8284 | 102.1001 | 102.1001 | 1 | 101.8284 | 90.9194 | 93.8981 | 88.5559 | 88.5559 | 88.5559 | 5.3422 | 93.8981 | 50.6355 | 45.0808 | 45.0808 | 45.0808 | 5.5548 | 50.6355 | 0 | 0 | 0 | 0 | 0 | 0 | 0 | 0 | 0 | 392.2003 | 318.784 | 318.784 | 318.784 | 73.4162 | 392.2003 | 1803.3875 | 1803.3875 | 248.8347 | 248.8347 | 604.3068 | 604.3068 | 0 | 0 | 950.246 | 950.246 | 246232799.8948 | 1137854845.8794 | 208820516.4167 | 0 | 1592.9082 | 4.8369 | 0 | 0 | 0 | 208.5969 | 79 | 3040 | 4611.9232 | 760 | 190 | 0.13014
1770 | 206.0217 | 300.2 | 200 | 800 | 0 | 100% | 88.7443 | 102.6835 | 102.5891 | 102.5891 | 1 | 102.6835 | 93.933 | 102.9288 | 97.0711 | 97.0711 | 97.0711 | 5.8578 | 102.9288 | 50.6108 | 45.0571 | 45.0571 | 45.0571 | 5.5537 | 50.6108 | 0 | 0 | 0 | 0 | 0 | 0 | 0 | 0 | 0 | 382.1665 | 310.3693 | 310.3693 | 310.3693 | 71.7971 | 382.1665 | 1885.7118 | 1885.7118 | 331.6704 | 331.6704 | 604.108 | 604.108 | 0 | 0 | 949.9334 | 949.9334 | 296368420.2898 | 1138103862.2549 | 211233195.5317 | 0 | 1645.7055 | 8.6483 | 0 | 0 | 0 | 278.1292 | 79 | 3040 | 4611.9232 | 760 | 190 | 0.13182
1771 | 257.5271 | 300.2 | 200 | 800 | 0 | 100% | 92.4886 | 104.779 | 104.9283 | 104.9283 | 1 | 104.779 | 95.7983 | 117.5105 | 110.821 | 110.821 | 110.821 | 6.6895 | 117.5105 | 50.5911 | 45.0381 | 45.0381 | 45.0381 | 5.553 | 50.5911 | 0 | 0 | 0 | 0 | 0 | 0 | 0 | 0 | 0 | 369.2885 | 299.5038 | 299.5038 | 299.5038 | 69.7847 | 369.2885 | 1968.0442 | 1968.0442 | 414.4648 | 414.4648 | 603.9284 | 603.9284 | 0 | 0 | 949.651 | 949.651 | 321455536.1161 | 1138268910.0872 | 218662612.8647 | 0 | 1678.3871 | 12.9715 | 0 | 0 | 0 | 347.6615 | 79 | 3040 | 4611.9232 | 760 | 190 | 0.13658
1772 | 309.0325 | 300.2 | 200 | 800 | 0 | 100% | 94.9543 | 107.3945 | 107.4512 | 107.4512 | 1 | 107.3945 | 97.1349 | 134.2832 | 126.6369 | 126.6369 | 126.6369 | 7.6463 | 134.2832 | 50.5753 | 45.0227 | 45.0227 | 45.0227 | 5.5526 | 50.5753 | 0 | 0 | 0 | 0 | 0 | 0 | 0 | 0 | 0 | 353.0332 | 285.9939 | 285.9939 | 285.9939 | 67.0394 | 353.0332 | 2050.3836 | 2050.3836 | 497.2235 | 497.2235 | 603.7654 | 603.7654 | 0 | 0 | 949.3947 | 949.3947 | 336557539.506 | 1138374055.0036 | 226871863.5519 | 0 | 1701.8035 | 17.2365 | 0 | 0 | 0 | 417.1938 | 79 | 3040 | 4611.9232 | 760 | 190 | 0.14183
1773 | 360.5379 | 300.2 | 200 | 800 | 0 | 100% | 96.9064 | 110.3175 | 110.4372 | 110.4372 | 1 | 110.3175 | 98.2412 | 151.4973 | 142.8688 | 142.8688 | 142.8688 | 8.6285 | 151.4973 | 50.562 | 45.0096 | 45.0096 | 45.0096 | 5.5523 | 50.562 | 0 | 0 | 0 | 0 | 0 | 0 | 0 | 0 | 0 | 339.4868 | 274.7555 | 274.7555 | 274.7555 | 64.7313 | 339.4868 | 2132.7292 | 2132.7292 | 579.9513 | 579.9513 | 603.6168 | 603.6168 | 0 | 0 | 949.1611 | 949.1611 | 347459070.4162 | 1138421870.103 | 235305293.9671 | 0 | 1721.1862 | 21.1912 | 0 | 0 | 0 | 486.7262 | 79 | 3040 | 4611.9232 | 760 | 190 | 0.14721
1774 | 412.0433 | 300.2 | 200 | 800 | 0 | 100% | 98.2192 | 113.4373 | 113.3077 | 113.3077 | 1 | 113.4373 | 99.009 | 168.8293 | 159.2116 | 159.2116 | 159.2116 | 9.6176 | 168.8293 | 50.5503 | 44.9981 | 44.9981 | 44.9981 | 5.5522 | 50.5503 | 0 | 0 | 0 | 0 | 0 | 0 | 0 | 0 | 0 | 328.3984 | 265.5638 | 265.5638 | 265.5638 | 62.8346 | 328.3984 | 2215.0801 | 2215.0801 | 662.6521 | 662.6521 | 603.4808 | 603.4808 | 0 | 0 | 948.9472 | 948.9472 | 355880939.6895 | 1138453082.3812 | 240304405.5678 | 0 | 1734.6384 | 24.9855 | 0 | 0 | 0 | 556.2585 | 79 | 3040 | 4611.9232 | 760 | 190 | 0.15049
1775 | 463.5487 | 300.2 | 200 | 800 | 0 | 100% | 98.9155 | 117.0434 | 116.7789 | 116.7789 | 1 | 117.0434 | 99.3605 | 186.2663 | 175.6533 | 175.6533 | 175.6533 | 10.6131 | 186.2663 | 50.54 | 44.9879 | 44.9879 | 44.9879 | 5.5521 | 50.54 | 0 | 0 | 0 | 0 | 0 | 0 | 0 | 0 | 0 | 326.1908 | 263.5571 | 263.5571 | 263.5571 | 62.6337 | 326.1908 | 2297.4357 | 2297.4357 | 745.3293 | 745.3293 | 603.3558 | 603.3558 | 0 | 0 | 948.7506 | 948.7506 | 362498517.7198 | 1138472890.4942 | 239824866.7965 | 0 | 1740.7963 | 28.6988 | 0 | 0 | 0 | 625.7908 | 79 | 3040 | 4611.9232 | 760 | 190 | 0.15041
1776 | 515.0541 | 300.2 | 200 | 800 | 0 | 100% | 99.258 | 120.8706 | 120.579 | 120.579 | 1 | 120.8706 | 99.5598 | 203.7949 | 192.181 | 192.181 | 192.181 | 11.6139 | 203.7949 | 50.5307 | 44.9787 | 44.9787 | 44.9787 | 5.552 | 50.5307 | 0 | 0 | 0 | 0 | 0 | 0 | 0 | 0 | 0 | 327.0615 | 264.0409 | 264.0409 | 264.0409 | 63.0207 | 327.0615 | 2379.7954 | 2379.7954 | 827.9855 | 827.9855 | 603.2406 | 603.2406 | 0 | 0 | 948.5694 | 948.5694 | 367802593.838 | 1138487894.2227 | 237996602.3513 | 0 | 1744.2871 | 32.16 | 0 | 0 | 0 | 695.3231 | 79 | 3040 | 4611.9232 | 760 | 190 | 0.14928
1777 | 566.5595 | 300.2 | 200 | 800 | 0 | 100% | 99.4635 | 124.8481 | 124.5519 | 124.5519 | 1 | 124.8481 | 99.6724 | 221.3776 | 208.7596 | 208.7596 | 208.7596 | 12.618 | 221.3776 | 50.5222 | 44.9703 | 44.9703 | 44.9703 | 5.5519 | 50.5222 | 0 | 0 | 0 | 0 | 0 | 0 | 0 | 0 | 0 | 329.3602 | 265.7314 | 265.7314 | 265.7314 | 63.6288 | 329.3602 | 2462.1588 | 2462.1588 | 910.6231 | 910.6231 | 603.134 | 603.134 | 0 | 0 | 948.4018 | 948.4018 | 372201094.411 | 1138500259.4752 | 235558484.8504 | 0 | 1746.2598 | 35.3545 | 0 | 0 | 0 | 764.8554 | 79 | 3040 | 4611.9232 | 760 | 190 | 0.14778
1778 | 618.065 | 300.2 | 200 | 800 | 0 | 100% | 99.6233 | 128.8888 | 128.6371 | 128.6371 | 1 | 128.8888 | 99.7645 | 238.9744 | 225.3514 | 225.3514 | 225.3514 | 13.6231 | 238.9744 | 50.5143 | 44.9625 | 44.9625 | 44.9625 | 5.5519 | 50.5143 | 0 | 0 | 0 | 0 | 0 | 0 | 0 | 0 | 0 | 331.951 | 267.6758 | 267.6758 | 267.6758 | 64.2752 | 331.951 | 2544.5255 | 2544.5255 | 993.2441 | 993.2441 | 603.0351 | 603.0351 | 0 | 0 | 948.2463 | 948.2463 | 375886334.0156 | 1138510394.3743 | 233478014.1986 | 0 | 1747.8747 | 38.2669 | 0 | 0 | 0 | 834.3877 | 79 | 3040 | 4611.9232 | 760 | 190 | 0.1465
1779 | 669.5704 | 300.2 | 200 | 800 | 0 | 100% | 99.7374 | 132.9622 | 132.7497 | 132.7497 | 1 | 132.9622 | 99.8379 | 256.6744 | 242.0402 | 242.0402 | 242.0402 | 14.6342 | 256.6744 | 50.5071 | 44.9553 | 44.9553 | 44.9553 | 5.5518 | 50.5071 | 0 | 0 | 0 | 0 | 0 | 0 | 0 | 0 | 0 | 334.1739 | 269.3452 | 269.3452 | 269.3452 | 64.8288 | 334.1739 | 2626.8951 | 2626.8951 | 1075.8503 | 1075.8503 | 602.9431 | 602.9431 | 0 | 0 | 948.1017 | 948.1017 | 378879690.8445 | 1138518980.7228 | 231760607.6149 | 0 | 1749.1593 | 40.9376 | 0 | 0 | 0 | 903.92 | 79 | 3040 | 4611.9232 | 760 | 190 | 0.14544
1780 | 721.0758 | 300.2 | 200 | 800 | 0 | 100% | 99.8516 | 137.0733 | 136.8895 | 136.8895 | 1 | 137.0733 | 99.8868 | 274.4298 | 258.7812 | 258.7812 | 258.7812 | 15.6486 | 274.4298 | 50.5004 | 44.9486 | 44.9486 | 44.9486 | 5.5518 | 50.5004 | 0 | 0 | 0 | 0 | 0 | 0 | 0 | 0 | 0 | 336.3796 | 271.0182 | 271.0182 | 271.0182 | 65.3614 | 336.3796 | 2709.2674 | 2709.2674 | 1158.4432 | 1158.4432 | 602.8573 | 602.8573 | 0 | 0 | 947.9668 | 947.9668 | 381442207.9905 | 1138525424.1388 | 230049045.5382 | 0 | 1750.0167 | 43.3978 | 0 | 0 | 0 | 973.4523 | 79 | 3040 | 4611.9232 | 760 | 190 | 0.14439
1781 | 772.5812 | 300.2 | 200 | 800 | 0 | 100% | 99.8744 | 141.2095 | 141.034 | 141.034 | 1 | 141.2095 | 99.9094 | 292.2081 | 275.5437 | 275.5437 | 275.5437 | 16.6645 | 292.2081 | 50.4941 | 44.9424 | 44.9424 | 44.9424 | 5.5518 | 50.4941 | 0 | 0 | 0 | 0 | 0 | 0 | 0 | 0 | 0 | 338.5798 | 272.6908 | 272.6908 | 272.6908 | 65.8891 | 338.5798 | 2791.642 | 2791.642 | 1241.0241 | 1241.0241 | 602.7772 | 602.7772 | 0 | 0 | 947.8407 | 947.8407 | 383694024.852 | 1138530325.7885 | 228188929.1298 | 0 | 1750.4133 | 45.6744 | 0 | 0 | 0 | 1042.9846 | 79 | 3040 | 4611.9232 | 760 | 190 | 0.14324
1782 | 824.0866 | 300.2 | 200 | 800 | 0 | 100% | 99.8973 | 145.3727 | 145.238 | 145.238 | 1 | 145.3727 | 99.932 | 309.981 | 292.3009 | 292.3009 | 292.3009 | 17.6801 | 309.981 | 50.4884 | 44.9366 | 44.9366 | 44.9366 | 5.5517 | 50.4884 | 0 | 0 | 0 | 0 | 0 | 0 | 0 | 0 | 0 | 340.9054 | 274.4693 | 274.4693 | 274.4693 | 66.4361 | 340.9054 | 2874.0188 | 2874.0188 | 1323.5941 | 1323.5941 | 602.702 | 602.702 | 0 | 0 | 947.7226 | 947.7226 | 385670041.8249 | 1138533812.9706 | 226604921.978 | 0 | 1750.8088 | 47.7734 | 0 | 0 | 0 | 1112.5169 | 79 | 3040 | 4611.9232 | 760 | 190 | 0.14227
1783 | 875.592 | 300.2 | 200 | 800 | 0 | 100% | 99.9201 | 149.5495 | 149.4631 | 149.4631 | 1 | 149.5495 | 99.9546 | 327.7722 | 309.0753 | 309.0753 | 309.0753 | 18.6969 | 327.7722 | 50.483 | 44.9313 | 44.9313 | 44.9313 | 5.5517 | 50.483 | 0 | 0 | 0 | 0 | 0 | 0 | 0 | 0 | 0 | 343.0776 | 276.1341 | 276.1341 | 276.1341 | 66.9434 | 343.0776 | 2956.3975 | 2956.3975 | 1406.1542 | 1406.1542 | 602.6315 | 602.6315 | 0 | 0 | 947.6118 | 947.6118 | 387387792.6252 | 1138535643.9236 | 225280934.8749 | 0 | 1751.2044 | 49.7161 | 0 | 0 | 0 | 1182.0492 | 79 | 3040 | 4611.9232 | 760 | 190 | 0.14145
1784 | 927.0974 | 300.2 | 200 | 800 | 0 | 100% | 99.9543 | 153.7311 | 153.6928 | 153.6928 | 1 | 153.7311 | 99.9772 | 345.6084 | 325.892 | 325.892 | 325.892 | 19.7164 | 345.6084 | 50.4779 | 44.9262 | 44.9262 | 44.9262 | 5.5517 | 50.4779 | 0 | 0 | 0 | 0 | 0 | 0 | 0 | 0 | 0 | 344.9735 | 277.5812 | 277.5812 | 277.5812 | 67.3924 | 344.9735 | 3038.778 | 3038.778 | 1488.7053 | 1488.7053 | 602.5652 | 602.5652 | 0 | 0 | 947.5075 | 947.5075 | 388865951.1817 | 1138537293.8001 | 224196478.4854 | 0 | 1751.5997 | 51.5177 | 0 | 0 | 0 | 1251.5815 | 79 | 3040 | 4611.9232 | 760 | 190 | 0.14078
1785 | 978.6028 | 300.2 | 200 | 800 | 0 | 100% | 99.9772 | 157.9196 | 157.9251 | 157.9251 | 1 | 157.9196 | 99.9974 | 363.4786 | 342.7408 | 342.7408 | 342.7408 | 20.7379 | 363.4786 | 50.4732 | 44.9215 | 44.9215 | 44.9215 | 5.5517 | 50.4732 | 0 | 0 | 0 | 0 | 0 | 0 | 0 | 0 | 0 | 346.6724 | 278.8769 | 278.8769 | 278.8769 | 67.7955 | 346.6724 | 3121.1601 | 3121.1601 | 1571.2482 | 1571.2482 | 602.5027 | 602.5027 | 0 | 0 | 947.4092 | 947.4092 | 390190583.2351 | 1138538793.8981 | 223224939.6206 | 0 | 1751.9543 | 53.196 | 0 | 0 | 0 | 1321.1138 | 79 | 3040 | 4611.9232 | 760 | 190 | 0.14019
1786 | 1030.1083 | 300.2 | 200 | 800 | 0 | 100% | 99.9772 | 162.1189 | 162.1337 | 162.1337 | 1 | 162.1189 | 99.9974 | 381.3302 | 359.5718 | 359.5718 | 359.5718 | 21.7584 | 381.3302 | 50.4688 | 44.9171 | 44.9171 | 44.9171 | 5.5517 | 50.4688 | 0 | 0 | 0 | 0 | 0 | 0 | 0 | 0 | 0 | 348.3366 | 280.1556 | 280.1556 | 280.1556 | 68.181 | 348.3366 | 3203.5437 | 3203.5437 | 1653.7835 | 1653.7835 | 602.4437 | 602.4437 | 0 | 0 | 947.3165 | 947.3165 | 391455007.1933 | 1138540116.6341 | 221959192.9264 | 0 | 1751.9543 | 54.7713 | 0 | 0 | 0 | 1390.6462 | 79 | 3040 | 4611.9232 | 760 | 190 | 0.13941
1787 | 20.6022 | 353.4 | 200 | 800 | 0 | 100% | 76.4269 | 102.2217 | 102.145 | 102.145 | 1 | 102.2217 | 84.8734 | 88.0043 | 82.9997 | 82.9997 | 82.9997 | 5.0045 | 88.0043 | 56.67 | 50.456 | 50.456 | 50.456 | 6.214 | 56.67 | 0 | 0 | 0 | 0 | 0 | 0 | 0 | 0 | 0 | 318.2973 | 258.5863 | 258.5863 | 258.5863 | 59.7109 | 318.2973 | 1695.6502 | 1695.6502 | 33.1941 | 33.1941 | 711.7463 | 711.7463 | 0 | 0 | 950.7098 | 950.7098 | 35295351.4016 | 1197451651.8895 | 254234157.3129 | 0 | 1486.9812 | 4.8093 | 0 | 0 | 0 | 27.8129 | 93 | 3040 | 4611.9232 | 760 | 190 | 0.15838
1788 | 51.5054 | 353.4 | 200 | 800 | 0 | 100% | 79.9658 | 101.7919 | 101.7099 | 101.7099 | 1 | 101.7919 | 87.8211 | 90.3436 | 85.2049 | 85.2049 | 85.2049 | 5.1387 | 90.3436 | 56.6474 | 50.4345 | 50.4345 | 50.4345 | 6.2128 | 56.6474 | 0 | 0 | 0 | 0 | 0 | 0 | 0 | 0 | 0 | 317.1207 | 257.6015 | 257.6015 | 257.6015 | 59.5192 | 317.1207 | 1745.0357 | 1745.0357 | 82.9661 | 82.9661 | 711.5809 | 711.5809 | 0 | 0 | 950.4888 | 950.4888 | 85858738.4229 | 1197688796.766 | 255078912.3549 | 0 | 1538.6264 | 6.1609 | 0 | 0 | 0 | 69.5323 | 93 | 3040 | 4611.9232 | 760 | 190 | 0.15901
1789 | 154.5162 | 353.4 | 200 | 800 | 0 | 100% | 89.6347 | 103.2558 | 102.6377 | 102.6377 | 1 | 103.2558 | 94.485 | 101.0353 | 95.2848 | 95.2848 | 95.2848 | 5.7505 | 101.0353 | 56.5919 | 50.3814 | 50.3814 | 50.3814 | 6.2105 | 56.5919 | 0 | 0 | 0 | 0 | 0 | 0 | 0 | 0 | 0 | 345.6023 | 280.262 | 280.262 | 280.262 | 65.3403 | 345.6023 | 1909.6801 | 1909.6801 | 248.7305 | 248.7305 | 711.1013 | 711.1013 | 0 | 0 | 949.8483 | 949.8483 | 228651146.3455 | 1198148750.9578 | 228577206.5762 | 0 | 1655.3771 | 12.8661 | 0 | 0 | 0 | 208.5969 | 93 | 3040 | 4611.9232 | 760 | 190 | 0.14306
1790 | 206.0217 | 353.4 | 200 | 800 | 0 | 100% | 93.4589 | 105.3793 | 104.8556 | 104.8556 | 1 | 105.3793 | 96.2942 | 111.0313 | 104.7102 | 104.7102 | 104.7102 | 6.3212 | 111.0313 | 56.5718 | 50.3619 | 50.3619 | 50.3619 | 6.2099 | 56.5718 | 0 | 0 | 0 | 0 | 0 | 0 | 0 | 0 | 0 | 366.9747 | 297.1416 | 297.1416 | 297.1416 | 69.8331 | 366.9747 | 1992.0147 | 1992.0147 | 331.5449 | 331.5449 | 710.8959 | 710.8959 | 0 | 0 | 949.5739 | 949.5739 | 274553731.2573 | 1198263215.3921 | 214257924.5103 | 0 | 1687.0749 | 16.869 | 0 | 0 | 0 | 278.1292 | 93 | 3040 | 4611.9232 | 760 | 190 | 0.13442
1791 | 257.5271 | 353.4 | 200 | 800 | 0 | 100% | 95.8904 | 108.1176 | 107.9277 | 107.9277 | 1 | 108.1176 | 97.531 | 127.0493 | 119.8144 | 119.8144 | 119.8144 | 7.2349 | 127.0493 | 56.5551 | 50.3456 | 50.3456 | 50.3456 | 6.2095 | 56.5551 | 0 | 0 | 0 | 0 | 0 | 0 | 0 | 0 | 0 | 370.0112 | 299.1869 | 299.1869 | 299.1869 | 70.8243 | 370.0112 | 2074.356 | 2074.356 | 414.3223 | 414.3223 | 710.7092 | 710.7092 | 0 | 0 | 949.3245 | 949.3245 | 297202587.5204 | 1198331332.0889 | 213208600.059 | 0 | 1708.7425 | 20.808 | 0 | 0 | 0 | 347.6615 | 93 | 3040 | 4611.9232 | 760 | 190 | 0.13396
1792 | 309.0325 | 353.4 | 200 | 800 | 0 | 100% | 97.5457 | 111.1093 | 111.0553 | 111.0553 | 1 | 111.1093 | 98.5432 | 145.2898 | 137.0144 | 137.0144 | 137.0144 | 8.2755 | 145.2898 | 56.541 | 50.3317 | 50.3317 | 50.3317 | 6.2093 | 56.541 | 0 | 0 | 0 | 0 | 0 | 0 | 0 | 0 | 0 | 362.8162 | 293.0537 | 293.0537 | 293.0537 | 69.7625 | 362.8162 | 2156.7032 | 2156.7032 | 497.0675 | 497.0675 | 710.5388 | 710.5388 | 0 | 0 | 949.0969 | 949.0969 | 310892780.3144 | 1198373139.7282 | 217210833.7191 | 0 | 1726.4768 | 24.4884 | 0 | 0 | 0 | 417.1938 | 93 | 3040 | 4611.9232 | 760 | 190 | 0.13647
1793 | 360.5379 | 353.4 | 200 | 800 | 0 | 100% | 98.847 | 114.2993 | 114.1172 | 114.1172 | 1 | 114.2993 | 99.282 | 164.1108 | 154.7614 | 154.7614 | 154.7614 | 9.3494 | 164.1108 | 56.5286 | 50.3195 | 50.3195 | 50.3195 | 6.2091 | 56.5286 | 0 | 0 | 0 | 0 | 0 | 0 | 0 | 0 | 0 | 354.4631 | 286.0605 | 286.0605 | 286.0605 | 68.4026 | 354.4631 | 2239.0555 | 2239.0555 | 579.7846 | 579.7846 | 710.3826 | 710.3826 | 0 | 0 | 948.8883 | 948.8883 | 320555878.4143 | 1198397880.4446 | 220466992.0823 | 0 | 1739.4208 | 27.983 | 0 | 0 | 0 | 486.7262 | 93 | 3040 | 4611.9232 | 760 | 190 | 0.13848
1794 | 412.0433 | 353.4 | 200 | 800 | 0 | 100% | 99.2808 | 118.0098 | 117.636 | 117.636 | 1 | 118.0098 | 99.5107 | 183.0452 | 172.6151 | 172.6151 | 172.6151 | 10.4301 | 183.0452 | 56.5176 | 50.3086 | 50.3086 | 50.3086 | 6.209 | 56.5176 | 0 | 0 | 0 | 0 | 0 | 0 | 0 | 0 | 0 | 356.3441 | 287.317 | 287.317 | 287.317 | 69.0271 | 356.3441 | 2321.4124 | 2321.4124 | 662.477 | 662.477 | 710.239 | 710.239 | 0 | 0 | 948.6964 | 948.6964 | 328068435.3687 | 1198413816.9787 | 216944604.2565 | 0 | 1743.4269 | 31.4976 | 0 | 0 | 0 | 556.2585 | 93 | 3040 | 4611.9232 | 760 | 190 | 0.13631
1795 | 463.5487 | 353.4 | 200 | 800 | 0 | 100% | 99.4406 | 121.9645 | 121.6037 | 121.6037 | 1 | 121.9645 | 99.6188 | 202.1264 | 190.607 | 190.607 | 190.607 | 11.5194 | 202.1264 | 56.5077 | 50.2987 | 50.2987 | 50.2987 | 6.209 | 56.5077 | 0 | 0 | 0 | 0 | 0 | 0 | 0 | 0 | 0 | 361.6109 | 291.3171 | 291.3171 | 291.3171 | 70.2938 | 361.6109 | 2403.7732 | 2403.7732 | 745.1475 | 745.1475 | 710.1064 | 710.1064 | 0 | 0 | 948.5193 | 948.5193 | 333864761.6916 | 1198424487.2926 | 213031333.9322 | 0 | 1745.3206 | 34.756 | 0 | 0 | 0 | 625.7908 | 93 | 3040 | 4611.9232 | 760 | 190 | 0.1339
1796 | 515.0541 | 353.4 | 200 | 800 | 0 | 100% | 99.5776 | 125.9879 | 125.6944 | 125.6944 | 1 | 125.9879 | 99.7226 | 221.2859 | 208.6725 | 208.6725 | 208.6725 | 12.6133 | 221.2859 | 56.4986 | 50.2897 | 50.2897 | 50.2897 | 6.2089 | 56.4986 | 0 | 0 | 0 | 0 | 0 | 0 | 0 | 0 | 0 | 366.3399 | 294.9355 | 294.9355 | 294.9355 | 71.4044 | 366.3399 | 2486.1376 | 2486.1376 | 827.7986 | 827.7986 | 709.9837 | 709.9837 | 0 | 0 | 948.3554 | 948.3554 | 338618817.548 | 1198430939.7841 | 210090177.4376 | 0 | 1747.1399 | 37.7167 | 0 | 0 | 0 | 695.3231 | 93 | 3040 | 4611.9232 | 760 | 190 | 0.13209
1797 | 566.5595 | 353.4 | 200 | 800 | 0 | 100% | 99.7146 | 130.0353 | 129.7894 | 129.7894 | 1 | 130.0353 | 99.8092 | 240.4172 | 226.7113 | 226.7113 | 226.7113 | 13.7059 | 240.4172 | 56.4903 | 50.2814 | 50.2814 | 50.2814 | 6.2089 | 56.4903 | 0 | 0 | 0 | 0 | 0 | 0 | 0 | 0 | 0 | 370.3555 | 298.0046 | 298.0046 | 298.0046 | 72.3509 | 370.3555 | 2568.5052 | 2568.5052 | 910.4323 | 910.4323 | 709.8697 | 709.8697 | 0 | 0 | 948.2032 | 948.2032 | 342626754.4724 | 1198435685.376 | 207594824.909 | 0 | 1748.6573 | 40.4268 | 0 | 0 | 0 | 764.8554 | 93 | 3040 | 4611.9232 | 760 | 190 | 0.13055
1798 | 618.065 | 353.4 | 200 | 800 | 0 | 100% | 99.8174 | 134.107 | 133.9138 | 133.9138 | 1 | 134.107 | 99.8826 | 259.6103 | 244.8081 | 244.8081 | 244.8081 | 14.8022 | 259.6103 | 56.4826 | 50.2737 | 50.2737 | 50.2737 | 6.2089 | 56.4826 | 0 | 0 | 0 | 0 | 0 | 0 | 0 | 0 | 0 | 373.7612 | 300.5995 | 300.5995 | 300.5995 | 73.1617 | 373.7612 | 2650.8756 | 2650.8756 | 993.0505 | 993.0505 | 709.7637 | 709.7637 | 0 | 0 | 948.0615 | 948.0615 | 345860311.0759 | 1198439446.8741 | 205643544.308 | 0 | 1749.9433 | 42.9148 | 0 | 0 | 0 | 834.3877 | 93 | 3040 | 4611.9232 | 760 | 190 | 0.12935
1799 | 669.5704 | 353.4 | 200 | 800 | 0 | 100% | 99.9201 | 138.2178 | 138.0705 | 138.0705 | 1 | 138.2178 | 99.9346 | 278.9448 | 263.0381 | 263.0381 | 263.0381 | 15.9067 | 278.9448 | 56.4755 | 50.2666 | 50.2666 | 50.2666 | 6.2089 | 56.4755 | 0 | 0 | 0 | 0 | 0 | 0 | 0 | 0 | 0 | 376.8687 | 302.9751 | 302.9751 | 302.9751 | 73.8936 | 376.8687 | 2733.2486 | 2733.2486 | 1075.6546 | 1075.6546 | 709.6647 | 709.6647 | 0 | 0 | 947.9292 | 947.9292 | 348512454.6843 | 1198442576.4881 | 203898529.2599 | 0 | 1750.8536 | 45.2126 | 0 | 0 | 0 | 903.92 | 93 | 3040 | 4611.9232 | 760 | 190 | 0.12828
1800 | 721.0758 | 353.4 | 200 | 800 | 0 | 100% | 99.9429 | 142.3574 | 142.22 | 142.22 | 1 | 142.3574 | 99.9572 | 298.3352 | 281.3207 | 281.3207 | 281.3207 | 17.0145 | 298.3352 | 56.4688 | 50.2599 | 50.2599 | 50.2599 | 6.2089 | 56.4688 | 0 | 0 | 0 | 0 | 0 | 0 | 0 | 0 | 0 | 379.8403 | 305.2556 | 305.2556 | 305.2556 | 74.5847 | 379.8403 | 2815.6238 | 2815.6238 | 1158.2462 | 1158.2462 | 709.5721 | 709.5721 | 0 | 0 | 947.8056 | 947.8056 | 350767948.9596 | 1198445255.7181 | 202036778.5764 | 0 | 1751.25 | 47.347 | 0 | 0 | 0 | 973.4523 | 93 | 3040 | 4611.9232 | 760 | 190 | 0.12713
1801 | 772.5812 | 353.4 | 200 | 800 | 0 | 100% | 99.9772 | 146.5232 | 146.4345 | 146.4345 | 1 | 146.5232 | 99.9798 | 317.737 | 299.614 | 299.614 | 299.614 | 18.1231 | 317.737 | 56.4625 | 50.2537 | 50.2537 | 50.2537 | 6.2088 | 56.4625 | 0 | 0 | 0 | 0 | 0 | 0 | 0 | 0 | 0 | 382.911 | 307.6174 | 307.6174 | 307.6174 | 75.2936 | 382.911 | 2898.0012 | 2898.0012 | 1240.8263 | 1240.8263 | 709.4853 | 709.4853 | 0 | 0 | 947.6896 | 947.6896 | 352773937.4612 | 1198447582.0621 | 200424564.1639 | 0 | 1751.6461 | 49.3202 | 0 | 0 | 0 | 1042.9846 | 93 | 3040 | 4611.9232 | 760 | 190 | 0.12613
1802 | 824.0866 | 353.4 | 200 | 800 | 0 | 100% | 100 | 150.7057 | 150.6733 | 150.6733 | 1 | 150.7057 | 100 | 337.1148 | 317.8844 | 317.8844 | 317.8844 | 19.2304 | 337.1148 | 56.4566 | 50.2478 | 50.2478 | 50.2478 | 6.2088 | 56.4566 | 0 | 0 | 0 | 0 | 0 | 0 | 0 | 0 | 0 | 385.9056 | 309.9308 | 309.9308 | 309.9308 | 75.9748 | 385.9056 | 2980.3804 | 2980.3804 | 1323.3959 | 1323.3959 | 709.4038 | 709.4038 | 0 | 0 | 947.5807 | 947.5807 | 354551823.8653 | 1198449850.1746 | 198998325.9601 | 0 | 1752 | 51.1516 | 0 | 0 | 0 | 1112.5169 | 93 | 3040 | 4611.9232 | 760 | 190 | 0.12526
1803 | 875.592 | 353.4 | 200 | 800 | 0 | 100% | 100 | 154.8993 | 154.8797 | 154.8797 | 1 | 154.8993 | 100 | 356.5148 | 336.1756 | 336.1756 | 336.1756 | 20.3392 | 356.5148 | 56.4511 | 50.2423 | 50.2423 | 50.2423 | 6.2088 | 56.4511 | 0 | 0 | 0 | 0 | 0 | 0 | 0 | 0 | 0 | 388.6559 | 312.0609 | 312.0609 | 312.0609 | 76.595 | 388.6559 | 3062.7614 | 3062.7614 | 1405.9561 | 1405.9561 | 709.3271 | 709.3271 | 0 | 0 | 947.4783 | 947.4783 | 356069499.5963 | 1198451672.3016 | 197478828.1021 | 0 | 1752 | 52.8651 | 0 | 0 | 0 | 1182.0492 | 93 | 3040 | 4611.9232 | 760 | 190 | 0.12432
1804 | 927.0974 | 353.4 | 200 | 800 | 0 | 100% | 100 | 159.098 | 159.0895 | 159.0895 | 1 | 159.098 | 100 | 375.9722 | 354.5209 | 354.5209 | 354.5209 | 21.4513 | 375.9722 | 56.4459 | 50.2371 | 50.2371 | 50.2371 | 6.2088 | 56.4459 | 0 | 0 | 0 | 0 | 0 | 0 | 0 | 0 | 0 | 391.0546 | 313.9168 | 313.9168 | 313.9168 | 77.1378 | 391.0546 | 3145.144 | 3145.144 | 1488.5076 | 1488.5076 | 709.2547 | 709.2547 | 0 | 0 | 947.3817 | 947.3817 | 357379144.9556 | 1198452735.9217 | 196168119.1227 | 0 | 1752 | 54.4624 | 0 | 0 | 0 | 1251.5815 | 93 | 3040 | 4611.9232 | 760 | 190 | 0.12351
1805 | 978.6028 | 353.4 | 200 | 800 | 0 | 100% | 100 | 163.3009 | 163.3019 | 163.3019 | 1 | 163.3009 | 100 | 395.4648 | 372.8993 | 372.8993 | 372.8993 | 22.5655 | 395.4648 | 56.441 | 50.2322 | 50.2322 | 50.2322 | 6.2088 | 56.441 | 0 | 0 | 0 | 0 | 0 | 0 | 0 | 0 | 0 | 393.1825 | 315.5621 | 315.5621 | 315.5621 | 77.6204 | 393.1825 | 3227.528 | 3227.528 | 1571.0512 | 1571.0512 | 709.1864 | 709.1864 | 0 | 0 | 947.2904 | 947.2904 | 358556590.3422 | 1198453606.0859 | 194989803.5719 | 0 | 1752 | 55.9549 | 0 | 0 | 0 | 1321.1138 | 93 | 3040 | 4611.9232 | 760 | 190 | 0.12279
1806 | 1030.1083 | 353.4 | 200 | 800 | 0 | 100% | 100 | 167.5077 | 167.5179 | 167.5179 | 1 | 167.5077 | 100 | 414.9424 | 391.2635 | 391.2635 | 391.2635 | 23.6789 | 414.9424 | 56.4364 | 50.2276 | 50.2276 | 50.2276 | 6.2088 | 56.4364 | 0 | 0 | 0 | 0 | 0 | 0 | 0 | 0 | 0 | 395.1637 | 317.0964 | 317.0964 | 317.0964 | 78.0673 | 395.1637 | 3309.9134 | 3309.9134 | 1653.5874 | 1653.5874 | 709.1218 | 709.1218 | 0 | 0 | 947.2041 | 947.2041 | 359661508.0682 | 1198454194.0982 | 193884297.8336 | 0 | 1752 | 57.3531 | 0 | 0 | 0 | 1390.6462 | 93 | 3040 | 4611.9232 | 760 | 190 | 0.1221
1807 | 20.6022 | 402.8 | 200 | 800 | 0 | 100% | 84.5091 | 102.4117 | 102.3071 | 102.3071 | 1 | 102.4117 | 89.7424 | 93.1125 | 87.8152 | 87.8152 | 87.8152 | 5.2973 | 93.1125 | 62.3713 | 55.5294 | 55.5294 | 55.5294 | 6.8419 | 62.3713 | 0 | 0 | 0 | 0 | 0 | 0 | 0 | 0 | 0 | 268.6975 | 218.0549 | 218.0549 | 218.0549 | 50.6426 | 268.6975 | 1794.3348 | 1794.3348 | 33.1792 | 33.1792 | 810.8731 | 810.8731 | 0 | 0 | 950.2825 | 950.2825 | 33349094.1612 | 1239579929.3581 | 299357817.3488 | 0 | 1572.2868 | 11.179 | 0 | 0 | 0 | 27.8129 | 106 | 3040 | 4611.9232 | 760 | 190 | 0.18688
1808 | 51.5054 | 402.8 | 200 | 800 | 0 | 100% | 87.3744 | 102.7075 | 102.538 | 102.538 | 1 | 102.7075 | 91.9863 | 95.5311 | 90.0952 | 90.0952 | 90.0952 | 5.4359 | 95.5311 | 62.3522 | 55.5111 | 55.5111 | 55.5111 | 6.8411 | 62.3522 | 0 | 0 | 0 | 0 | 0 | 0 | 0 | 0 | 0 | 275.872 | 223.8216 | 223.8216 | 223.8216 | 52.0505 | 275.872 | 1843.7277 | 1843.7277 | 82.9312 | 82.9312 | 810.7078 | 810.7078 | 0 | 0 | 950.0888 | 950.0888 | 81158173.9134 | 1239739326.6054 | 290702051.1333 | 0 | 1611.5996 | 12.8298 | 0 | 0 | 0 | 69.5323 | 106 | 3040 | 4611.9232 | 760 | 190 | 0.18166
1809 | 154.5162 | 402.8 | 200 | 800 | 0 | 100% | 93.3219 | 106.3514 | 105.7774 | 105.7774 | 1 | 106.3514 | 96.396 | 107.1796 | 101.0774 | 101.0774 | 101.0774 | 6.1022 | 107.1796 | 62.3036 | 55.4642 | 55.4642 | 55.4642 | 6.8394 | 62.3036 | 0 | 0 | 0 | 0 | 0 | 0 | 0 | 0 | 0 | 335.405 | 271.4333 | 271.4333 | 271.4333 | 63.9717 | 335.405 | 2008.3921 | 2008.3921 | 248.6452 | 248.6452 | 810.2245 | 810.2245 | 0 | 0 | 949.5224 | 949.5224 | 215349635.0059 | 1240051897.5005 | 233455600.9073 | 0 | 1688.8571 | 20.0575 | 0 | 0 | 0 | 208.5969 | 106 | 3040 | 4611.9232 | 760 | 190 | 0.14649
1810 | 206.0217 | 402.8 | 200 | 800 | 0 | 100% | 96.016 | 108.9754 | 108.439 | 108.439 | 1 | 108.9754 | 97.668 | 118.0487 | 111.326 | 111.326 | 111.326 | 6.7226 | 118.0487 | 62.2853 | 55.4464 | 55.4464 | 55.4464 | 6.839 | 62.2853 | 0 | 0 | 0 | 0 | 0 | 0 | 0 | 0 | 0 | 365.5734 | 295.4037 | 295.4037 | 295.4037 | 70.1697 | 365.5734 | 2090.7347 | 2090.7347 | 331.4414 | 331.4414 | 810.0157 | 810.0157 | 0 | 0 | 949.2776 | 949.2776 | 258066273.189 | 1240128133.0706 | 212949335.5847 | 0 | 1711.1437 | 23.7284 | 0 | 0 | 0 | 278.1292 | 106 | 3040 | 4611.9232 | 760 | 190 | 0.13385
1811 | 257.5271 | 402.8 | 200 | 800 | 0 | 100% | 97.8311 | 111.997 | 111.7797 | 111.7797 | 1 | 111.997 | 98.6184 | 135.2815 | 127.5758 | 127.5758 | 127.5758 | 7.7057 | 135.2815 | 62.2698 | 55.4311 | 55.4311 | 55.4311 | 6.8387 | 62.2698 | 0 | 0 | 0 | 0 | 0 | 0 | 0 | 0 | 0 | 374.7056 | 302.4027 | 302.4027 | 302.4027 | 72.3029 | 374.7056 | 2173.083 | 2173.083 | 414.2042 | 414.2042 | 809.8248 | 809.8248 | 0 | 0 | 949.054 | 949.054 | 279032198.8568 | 1240174927.0249 | 208587577.2575 | 0 | 1727.7947 | 27.1851 | 0 | 0 | 0 | 347.6615 | 106 | 3040 | 4611.9232 | 760 | 190 | 0.13116
1812 | 309.0325 | 402.8 | 200 | 800 | 0 | 100% | 98.8356 | 115.2915 | 115.0342 | 115.0342 | 1 | 115.2915 | 99.2518 | 154.8288 | 146.0078 | 146.0078 | 146.0078 | 8.821 | 154.8288 | 62.2562 | 55.4177 | 55.4177 | 55.4177 | 6.8385 | 62.2562 | 0 | 0 | 0 | 0 | 0 | 0 | 0 | 0 | 0 | 375.0433 | 302.3689 | 302.3689 | 302.3689 | 72.6744 | 375.0433 | 2255.4362 | 2255.4362 | 496.9376 | 496.9376 | 809.6498 | 809.6498 | 0 | 0 | 948.8488 | 948.8488 | 291568415.985 | 1240205466.6754 | 207118220.0194 | 0 | 1738.8921 | 30.5085 | 0 | 0 | 0 | 417.1938 | 106 | 3040 | 4611.9232 | 760 | 190 | 0.13026
1813 | 360.5379 | 402.8 | 200 | 800 | 0 | 100% | 99.3493 | 118.9693 | 118.6023 | 118.6023 | 1 | 118.9693 | 99.5294 | 175.0598 | 165.0844 | 165.0844 | 165.0844 | 9.9754 | 175.0598 | 62.2442 | 55.4058 | 55.4058 | 55.4058 | 6.8384 | 62.2442 | 0 | 0 | 0 | 0 | 0 | 0 | 0 | 0 | 0 | 379.1846 | 305.4059 | 305.4059 | 305.4059 | 73.7787 | 379.1846 | 2337.7939 | 2337.7939 | 579.6452 | 579.6452 | 809.4887 | 809.4887 | 0 | 0 | 948.66 | 948.66 | 300375497.9285 | 1240224757.5733 | 203154287.3817 | 0 | 1743.7545 | 33.7489 | 0 | 0 | 0 | 486.7262 | 106 | 3040 | 4611.9232 | 760 | 190 | 0.12782
1814 | 412.0433 | 402.8 | 200 | 800 | 0 | 100% | 99.4749 | 122.9076 | 122.5525 | 122.5525 | 1 | 122.9076 | 99.6366 | 195.4203 | 184.2827 | 184.2827 | 184.2827 | 11.1376 | 195.4203 | 62.2333 | 55.395 | 55.395 | 55.395 | 6.8383 | 62.2333 | 0 | 0 | 0 | 0 | 0 | 0 | 0 | 0 | 0 | 387.0151 | 311.4191 | 311.4191 | 311.4191 | 75.5959 | 387.0151 | 2420.1555 | 2420.1555 | 662.3299 | 662.3299 | 809.3399 | 809.3399 | 0 | 0 | 948.4857 | 948.4857 | 307150533.8866 | 1240236556.2713 | 198246213.9427 | 0 | 1745.6333 | 36.7993 | 0 | 0 | 0 | 556.2585 | 106 | 3040 | 4611.9232 | 760 | 190 | 0.12479
1815 | 463.5487 | 402.8 | 200 | 800 | 0 | 100% | 99.6119 | 126.9202 | 126.651 | 126.651 | 1 | 126.9202 | 99.7425 | 215.8989 | 203.5922 | 203.5922 | 203.5922 | 12.3067 | 215.8989 | 62.2234 | 55.3851 | 55.3851 | 55.3851 | 6.8383 | 62.2234 | 0 | 0 | 0 | 0 | 0 | 0 | 0 | 0 | 0 | 393.7334 | 316.5991 | 316.5991 | 316.5991 | 77.1343 | 393.7334 | 2502.5206 | 2502.5206 | 744.9942 | 744.9942 | 809.2021 | 809.2021 | 0 | 0 | 948.3242 | 948.3242 | 312476342.2022 | 1240246898.1859 | 194765094.9292 | 0 | 1747.4883 | 39.5793 | 0 | 0 | 0 | 625.7908 | 106 | 3040 | 4611.9232 | 760 | 190 | 0.12265
1816 | 515.0541 | 402.8 | 200 | 800 | 0 | 100% | 99.7603 | 130.9649 | 130.7642 | 130.7642 | 1 | 130.9649 | 99.8417 | 236.3989 | 222.9216 | 222.9216 | 222.9216 | 13.4772 | 236.3989 | 62.2142 | 55.376 | 55.376 | 55.376 | 6.8382 | 62.2142 | 0 | 0 | 0 | 0 | 0 | 0 | 0 | 0 | 0 | 399.1186 | 320.7604 | 320.7604 | 320.7604 | 78.3582 | 399.1186 | 2584.8887 | 2584.8887 | 827.6404 | 827.6404 | 809.0741 | 809.0741 | 0 | 0 | 948.1742 | 948.1742 | 316899584.7038 | 1240253204.6542 | 192073635.2844 | 0 | 1749.2264 | 42.1247 | 0 | 0 | 0 | 695.3231 | 106 | 3040 | 4611.9232 | 760 | 190 | 0.12099
1817 | 566.5595 | 402.8 | 200 | 800 | 0 | 100% | 99.8516 | 135.0384 | 134.8885 | 134.8885 | 1 | 135.0384 | 99.9135 | 256.89 | 242.2425 | 242.2425 | 242.2425 | 14.6475 | 256.89 | 62.2058 | 55.3676 | 55.3676 | 55.3676 | 6.8382 | 62.2058 | 0 | 0 | 0 | 0 | 0 | 0 | 0 | 0 | 0 | 403.9779 | 324.5095 | 324.5095 | 324.5095 | 79.4684 | 403.9779 | 2667.2596 | 2667.2596 | 910.2703 | 910.2703 | 808.9549 | 808.9549 | 0 | 0 | 948.0344 | 948.0344 | 320563996.1642 | 1240258314.0464 | 189662141.4938 | 0 | 1750.4845 | 44.476 | 0 | 0 | 0 | 764.8554 | 106 | 3040 | 4611.9232 | 760 | 190 | 0.1195
1818 | 618.065 | 402.8 | 200 | 800 | 0 | 100% | 99.9315 | 139.1446 | 139.0563 | 139.0563 | 1 | 139.1446 | 99.9679 | 277.4746 | 261.6514 | 261.6514 | 261.6514 | 15.8232 | 277.4746 | 62.198 | 55.3598 | 55.3598 | 55.3598 | 6.8382 | 62.198 | 0 | 0 | 0 | 0 | 0 | 0 | 0 | 0 | 0 | 408.3831 | 327.9069 | 327.9069 | 327.9069 | 80.4762 | 408.3831 | 2749.6331 | 2749.6331 | 992.8855 | 992.8855 | 808.8436 | 808.8436 | 0 | 0 | 947.904 | 947.904 | 323499769.773 | 1240261877.2886 | 187675855.0596 | 0 | 1751.4375 | 46.6494 | 0 | 0 | 0 | 834.3877 | 106 | 3040 | 4611.9232 | 760 | 190 | 0.11828
1819 | 669.5704 | 402.8 | 200 | 800 | 0 | 100% | 99.9886 | 143.2859 | 143.2307 | 143.2307 | 1 | 143.2859 | 99.9994 | 298.2087 | 281.201 | 281.201 | 281.201 | 17.0077 | 298.2087 | 62.1907 | 55.3525 | 55.3525 | 55.3525 | 6.8382 | 62.1907 | 0 | 0 | 0 | 0 | 0 | 0 | 0 | 0 | 0 | 412.3301 | 330.9636 | 330.9636 | 330.9636 | 81.3666 | 412.3301 | 2832.0088 | 2832.0088 | 1075.4875 | 1075.4875 | 808.7394 | 808.7394 | 0 | 0 | 947.7819 | 947.7819 | 325914345.7463 | 1240264611.8861 | 185810710.9377 | 0 | 1751.9897 | 48.6708 | 0 | 0 | 0 | 903.92 | 106 | 3040 | 4611.9232 | 760 | 190 | 0.11713
1820 | 721.0758 | 402.8 | 200 | 800 | 0 | 100% | 100 | 147.4554 | 147.3927 | 147.3927 | 1 | 147.4554 | 100 | 319.0023 | 300.8067 | 300.8067 | 300.8067 | 18.1957 | 319.0023 | 62.1839 | 55.3457 | 55.3457 | 55.3457 | 6.8381 | 62.1839 | 0 | 0 | 0 | 0 | 0 | 0 | 0 | 0 | 0 | 416.2075 | 333.9716 | 333.9716 | 333.9716 | 82.2359 | 416.2075 | 2914.3865 | 2914.3865 | 1158.0774 | 1158.0774 | 808.6417 | 808.6417 | 0 | 0 | 947.6674 | 947.6674 | 327962962.0499 | 1240267183.5195 | 183769854.4307 | 0 | 1752 | 50.5584 | 0 | 0 | 0 | 973.4523 | 106 | 3040 | 4611.9232 | 760 | 190 | 0.11587
1821 | 772.5812 | 402.8 | 200 | 800 | 0 | 100% | 100 | 151.6434 | 151.5919 | 151.5919 | 1 | 151.6434 | 100 | 339.7935 | 320.4099 | 320.4099 | 320.4099 | 19.3836 | 339.7935 | 62.1775 | 55.3394 | 55.3394 | 55.3394 | 6.8381 | 62.1775 | 0 | 0 | 0 | 0 | 0 | 0 | 0 | 0 | 0 | 419.99 | 336.912 | 336.912 | 336.912 | 83.0781 | 419.99 | 2996.7662 | 2996.7662 | 1240.6563 | 1240.6563 | 808.5499 | 808.5499 | 0 | 0 | 947.5599 | 947.5599 | 329811761.4555 | 1240269023.592 | 181919214.9525 | 0 | 1752 | 52.3131 | 0 | 0 | 0 | 1042.9846 | 106 | 3040 | 4611.9232 | 760 | 190 | 0.11473
1822 | 824.0866 | 402.8 | 200 | 800 | 0 | 100% | 100 | 155.837 | 155.7994 | 155.7994 | 1 | 155.837 | 100 | 360.5597 | 339.9893 | 339.9893 | 339.9893 | 20.5703 | 360.5597 | 62.1715 | 55.3334 | 55.3334 | 55.3334 | 6.8381 | 62.1715 | 0 | 0 | 0 | 0 | 0 | 0 | 0 | 0 | 0 | 423.4634 | 339.6118 | 339.6118 | 339.6118 | 83.8516 | 423.4634 | 3079.1475 | 3079.1475 | 1323.2253 | 1323.2253 | 808.4635 | 808.4635 | 0 | 0 | 947.4586 | 947.4586 | 331419143.8996 | 1240270818.883 | 180310037.2173 | 0 | 1752 | 53.947 | 0 | 0 | 0 | 1112.5169 | 106 | 3040 | 4611.9232 | 760 | 190 | 0.11374
1823 | 875.592 | 402.8 | 200 | 800 | 0 | 100% | 100 | 160.0365 | 160.0119 | 160.0119 | 1 | 160.0365 | 100 | 381.379 | 359.6188 | 359.6188 | 359.6188 | 21.7602 | 381.379 | 62.1658 | 55.3277 | 55.3277 | 55.3277 | 6.8381 | 62.1658 | 0 | 0 | 0 | 0 | 0 | 0 | 0 | 0 | 0 | 426.5098 | 341.9793 | 341.9793 | 341.9793 | 84.5304 | 426.5098 | 3161.5303 | 3161.5303 | 1405.7852 | 1405.7852 | 808.382 | 808.382 | 0 | 0 | 947.3631 | 947.3631 | 332776508.963 | 1240272494.5276 | 178950996.5094 | 0 | 1752 | 55.4733 | 0 | 0 | 0 | 1182.0492 | 106 | 3040 | 4611.9232 | 760 | 190 | 0.1129
1824 | 927.0974 | 402.8 | 200 | 800 | 0 | 100% | 100 | 164.2398 | 164.2261 | 164.2261 | 1 | 164.2398 | 100 | 402.2559 | 379.3025 | 379.3025 | 379.3025 | 22.9534 | 402.2559 | 62.1605 | 55.3224 | 55.3224 | 55.3224 | 6.8381 | 62.1605 | 0 | 0 | 0 | 0 | 0 | 0 | 0 | 0 | 0 | 429.1644 | 344.0396 | 344.0396 | 344.0396 | 85.1248 | 429.1644 | 3243.9146 | 3243.9146 | 1488.3367 | 1488.3367 | 808.305 | 808.305 | 0 | 0 | 947.2729 | 947.2729 | 333962474.8015 | 1240274146.5285 | 177763378.6699 | 0 | 1752 | 56.9014 | 0 | 0 | 0 | 1251.5815 | 106 | 3040 | 4611.9232 | 760 | 190 | 0.11217
1825 | 978.6028 | 402.8 | 200 | 800 | 0 | 100% | 100 | 168.4473 | 168.4431 | 168.4431 | 1 | 168.4473 | 100 | 423.1567 | 399.0086 | 399.0086 | 399.0086 | 24.1481 | 423.1567 | 62.1554 | 55.3173 | 55.3173 | 55.3173 | 6.8381 | 62.1554 | 0 | 0 | 0 | 0 | 0 | 0 | 0 | 0 | 0 | 431.549 | 345.891 | 345.891 | 345.891 | 85.658 | 431.549 | 3326.3003 | 3326.3003 | 1570.8805 | 1570.8805 | 808.2322 | 808.2322 | 0 | 0 | 947.1875 | 947.1875 | 335037475.0448 | 1240275548.0619 | 176686976.8933 | 0 | 1752 | 58.2413 | 0 | 0 | 0 | 1321.1138 | 106 | 3040 | 4611.9232 | 760 | 190 | 0.11151
1826 | 1030.1083 | 402.8 | 200 | 800 | 0 | 100% | 100 | 172.659 | 172.6635 | 172.6635 | 1 | 172.659 | 100 | 444.0467 | 418.7044 | 418.7044 | 418.7044 | 25.3422 | 444.0467 | 62.1506 | 55.3125 | 55.3125 | 55.3125 | 6.8381 | 62.1506 | 0 | 0 | 0 | 0 | 0 | 0 | 0 | 0 | 0 | 433.7649 | 347.6149 | 347.6149 | 347.6149 | 86.15 | 433.7649 | 3408.6871 | 3408.6871 | 1653.4172 | 1653.4172 | 808.1632 | 808.1632 | 0 | 0 | 947.1066 | 947.1066 | 336015925.9781 | 1240276550.3558 | 175707523.6662 | 0 | 1752 | 59.4998 | 0 | 0 | 0 | 1390.6462 | 106 | 3040 | 4611.9232 | 760 | 190 | 0.1109
1827 | 20.6022 | 452.2 | 200 | 800 | 0 | 100% | 89.863 | 104.4614 | 104.4126 | 104.4126 | 1 | 104.4614 | 92.9311 | 97.9101 | 92.3378 | 92.3378 | 92.3378 | 5.5723 | 97.9101 | 68.128 | 60.6519 | 60.6519 | 60.6519 | 7.4761 | 68.128 | 0 | 0 | 0 | 0 | 0 | 0 | 0 | 0 | 0 | 248.1692 | 201.1455 | 201.1455 | 201.1455 | 47.0238 | 248.1692 | 1893.0335 | 1893.0335 | 33.1661 | 33.1661 | 909.9602 | 909.9602 | 0 | 0 | 949.9071 | 949.9071 | 31699776.7975 | 1273566852.8242 | 322885902.6412 | 0 | 1628.1525 | 17.8494 | 0 | 0 | 0 | 27.8129 | 119 | 3040 | 4611.9232 | 760 | 190 | 0.2016
1828 | 51.5054 | 452.2 | 200 | 800 | 0 | 100% | 91.3014 | 105.4793 | 105.3376 | 105.3376 | 1 | 105.4793 | 94.3729 | 100.366 | 94.6529 | 94.6529 | 94.6529 | 5.713 | 100.366 | 68.1107 | 60.6354 | 60.6354 | 60.6354 | 7.4754 | 68.1107 | 0 | 0 | 0 | 0 | 0 | 0 | 0 | 0 | 0 | 263.3542 | 213.3133 | 213.3133 | 213.3133 | 50.0409 | 263.3542 | 1942.4324 | 1942.4324 | 82.9004 | 82.9004 | 909.7962 | 909.7962 | 0 | 0 | 949.7359 | 949.7359 | 77227136.4683 | 1273689339.2334 | 302496102.2944 | 0 | 1653.4126 | 19.8025 | 0 | 0 | 0 | 69.5323 | 119 | 3040 | 4611.9232 | 760 | 190 | 0.18903
1829 | 154.5162 | 452.2 | 200 | 800 | 0 | 100% | 95.605 | 110.2472 | 109.6641 | 109.6641 | 1 | 110.2472 | 97.5733 | 113.0287 | 106.5916 | 106.5916 | 106.5916 | 6.4371 | 113.0287 | 68.0658 | 60.5918 | 60.5918 | 60.5918 | 7.474 | 68.0658 | 0 | 0 | 0 | 0 | 0 | 0 | 0 | 0 | 0 | 335.6506 | 271.2033 | 271.2033 | 271.2033 | 64.4472 | 335.6506 | 2107.1136 | 2107.1136 | 248.569 | 248.569 | 909.3131 | 909.3131 | 0 | 0 | 949.2315 | 949.2315 | 204096324.1535 | 1273928883.97 | 231459452.2891 | 0 | 1709.4847 | 26.5546 | 0 | 0 | 0 | 208.5969 | 119 | 3040 | 4611.9232 | 760 | 190 | 0.14526
1830 | 206.0217 | 452.2 | 200 | 800 | 0 | 100% | 97.637 | 113.1686 | 112.7115 | 112.7115 | 1 | 113.1686 | 98.5627 | 124.7404 | 117.6348 | 117.6348 | 117.6348 | 7.1056 | 124.7404 | 68.0485 | 60.5749 | 60.5749 | 60.5749 | 7.4736 | 68.0485 | 0 | 0 | 0 | 0 | 0 | 0 | 0 | 0 | 0 | 371.2447 | 299.5192 | 299.5192 | 299.5192 | 71.7255 | 371.2447 | 2189.4629 | 2189.4629 | 331.3486 | 331.3486 | 909.1025 | 909.1025 | 0 | 0 | 949.0118 | 949.0118 | 244098272.5071 | 1273988766.7845 | 208731030.0536 | 0 | 1726.8181 | 29.7761 | 0 | 0 | 0 | 278.1292 | 119 | 3040 | 4611.9232 | 760 | 190 | 0.13125
1831 | 257.5271 | 452.2 | 200 | 800 | 0 | 100% | 98.6872 | 116.4595 | 116.1385 | 116.1385 | 1 | 116.4595 | 99.1624 | 143.0669 | 134.9157 | 134.9157 | 134.9157 | 8.1512 | 143.0669 | 68.0336 | 60.5602 | 60.5602 | 60.5602 | 7.4734 | 68.0336 | 0 | 0 | 0 | 0 | 0 | 0 | 0 | 0 | 0 | 387.6803 | 312.3673 | 312.3673 | 312.3673 | 75.313 | 387.6803 | 2271.8171 | 2271.8171 | 414.0977 | 414.0977 | 908.9093 | 908.9093 | 0 | 0 | 948.81 | 948.81 | 263758064.9581 | 1274024486.3018 | 199542534.3382 | 0 | 1737.3251 | 32.8945 | 0 | 0 | 0 | 347.6615 | 119 | 3040 | 4611.9232 | 760 | 190 | 0.12559
1832 | 309.0325 | 452.2 | 200 | 800 | 0 | 100% | 99.2237 | 120.095 | 119.8175 | 119.8175 | 1 | 120.095 | 99.4857 | 163.931 | 154.5894 | 154.5894 | 154.5894 | 9.3416 | 163.931 | 68.0205 | 60.5472 | 60.5472 | 60.5472 | 7.4733 | 68.0205 | 0 | 0 | 0 | 0 | 0 | 0 | 0 | 0 | 0 | 397.8382 | 320.1797 | 320.1797 | 320.1797 | 77.6585 | 397.8382 | 2354.1756 | 2354.1756 | 496.82 | 496.82 | 908.7313 | 908.7313 | 0 | 0 | 948.6243 | 948.6243 | 275251717.059 | 1274048066.0762 | 193688828.3052 | 0 | 1742.9886 | 35.8928 | 0 | 0 | 0 | 417.1938 | 119 | 3040 | 4611.9232 | 760 | 190 | 0.12198
1833 | 360.5379 | 452.2 | 200 | 800 | 0 | 100% | 99.4749 | 123.9415 | 123.6187 | 123.6187 | 1 | 123.9415 | 99.6498 | 185.4895 | 174.9175 | 174.9175 | 174.9175 | 10.5719 | 185.4895 | 68.0086 | 60.5354 | 60.5354 | 60.5354 | 7.4731 | 68.0086 | 0 | 0 | 0 | 0 | 0 | 0 | 0 | 0 | 0 | 406.5812 | 326.9178 | 326.9178 | 326.9178 | 79.6633 | 406.5812 | 2436.5379 | 2436.5379 | 579.5184 | 579.5184 | 908.5669 | 908.5669 | 0 | 0 | 948.4526 | 948.4526 | 283371280.7094 | 1274064312.6669 | 188429443.1135 | 0 | 1745.865 | 38.7175 | 0 | 0 | 0 | 486.7262 | 119 | 3040 | 4611.9232 | 760 | 190 | 0.11874
1834 | 412.0433 | 452.2 | 200 | 800 | 0 | 100% | 99.6233 | 127.9401 | 127.7122 | 127.7122 | 1 | 127.9401 | 99.7558 | 207.1548 | 195.3462 | 195.3462 | 195.3462 | 11.8086 | 207.1548 | 67.9978 | 60.5247 | 60.5247 | 60.5247 | 7.4731 | 67.9978 | 0 | 0 | 0 | 0 | 0 | 0 | 0 | 0 | 0 | 416.1617 | 334.355 | 334.355 | 334.355 | 81.8066 | 416.1617 | 2518.9036 | 2518.9036 | 662.1957 | 662.1957 | 908.4145 | 908.4145 | 0 | 0 | 948.2935 | 948.2935 | 289668800.3055 | 1274074903.7273 | 183978774.3646 | 0 | 1747.7225 | 41.3333 | 0 | 0 | 0 | 556.2585 | 119 | 3040 | 4611.9232 | 760 | 190 | 0.116
1835 | 463.5487 | 452.2 | 200 | 800 | 0 | 100% | 99.7717 | 131.9803 | 131.8437 | 131.8437 | 1 | 131.9803 | 99.8581 | 228.9069 | 215.8564 | 215.8564 | 215.8564 | 13.0505 | 228.9069 | 67.988 | 60.5149 | 60.5149 | 60.5149 | 7.473 | 67.988 | 0 | 0 | 0 | 0 | 0 | 0 | 0 | 0 | 0 | 423.6963 | 340.2175 | 340.2175 | 340.2175 | 83.4788 | 423.6963 | 2601.2723 | 2601.2723 | 744.8539 | 744.8539 | 908.2728 | 908.2728 | 0 | 0 | 948.1456 | 948.1456 | 294670933.8904 | 1274082192.9759 | 180761552.2041 | 0 | 1749.5147 | 43.7348 | 0 | 0 | 0 | 625.7908 | 119 | 3040 | 4611.9232 | 760 | 190 | 0.11402
1836 | 515.0541 | 452.2 | 200 | 800 | 0 | 100% | 99.8973 | 136.0526 | 135.9808 | 135.9808 | 1 | 136.0526 | 99.9368 | 250.672 | 236.3787 | 236.3787 | 236.3787 | 14.2933 | 250.672 | 67.9789 | 60.5059 | 60.5059 | 60.5059 | 7.473 | 67.9789 | 0 | 0 | 0 | 0 | 0 | 0 | 0 | 0 | 0 | 430.1692 | 345.2543 | 345.2543 | 345.2543 | 84.9149 | 430.1692 | 2683.6438 | 2683.6438 | 827.4952 | 827.4952 | 908.1408 | 908.1408 | 0 | 0 | 948.0078 | 948.0078 | 298780860.3286 | 1274087455.8862 | 178025099.9517 | 0 | 1750.8934 | 45.9542 | 0 | 0 | 0 | 695.3231 | 119 | 3040 | 4611.9232 | 760 | 190 | 0.11233
1837 | 566.5595 | 452.2 | 200 | 800 | 0 | 100% | 99.9429 | 140.1586 | 140.1029 | 140.1029 | 1 | 140.1586 | 99.9782 | 272.4702 | 256.932 | 256.932 | 256.932 | 15.5382 | 272.4702 | 67.9704 | 60.4974 | 60.4974 | 60.4974 | 7.473 | 67.9704 | 0 | 0 | 0 | 0 | 0 | 0 | 0 | 0 | 0 | 436.0857 | 349.8595 | 349.8595 | 349.8595 | 86.2262 | 436.0857 | 2766.0177 | 2766.0177 | 910.1211 | 910.1211 | 908.0175 | 908.0175 | 0 | 0 | 947.8791 | 947.8791 | 302147088.196 | 1274091970.8257 | 175378297.8608 | 0 | 1751.6174 | 48.0238 | 0 | 0 | 0 | 764.8554 | 119 | 3040 | 4611.9232 | 760 | 190 | 0.1107
1838 | 618.065 | 452.2 | 200 | 800 | 0 | 100% | 100 | 144.2959 | 144.2485 | 144.2485 | 1 | 144.2959 | 100 | 294.398 | 277.6072 | 277.6072 | 277.6072 | 16.7907 | 294.398 | 67.9625 | 60.4896 | 60.4896 | 60.4896 | 7.473 | 67.9625 | 0 | 0 | 0 | 0 | 0 | 0 | 0 | 0 | 0 | 441.374 | 353.9783 | 353.9783 | 353.9783 | 87.3957 | 441.374 | 2848.3938 | 2848.3938 | 992.7332 | 992.7332 | 907.902 | 907.902 | 0 | 0 | 947.7586 | 947.7586 | 304826666.3512 | 1274094923.6781 | 173078409.9707 | 0 | 1752 | 49.9476 | 0 | 0 | 0 | 834.3877 | 119 | 3040 | 4611.9232 | 760 | 190 | 0.10928
1839 | 669.5704 | 452.2 | 200 | 800 | 0 | 100% | 100 | 148.4525 | 148.3756 | 148.3756 | 1 | 148.4525 | 100 | 316.4633 | 298.4121 | 298.4121 | 298.4121 | 18.0512 | 316.4633 | 67.9552 | 60.4822 | 60.4822 | 60.4822 | 7.4729 | 67.9552 | 0 | 0 | 0 | 0 | 0 | 0 | 0 | 0 | 0 | 446.0064 | 357.5763 | 357.5763 | 357.5763 | 88.4302 | 446.0064 | 2930.772 | 2930.772 | 1075.3327 | 1075.3327 | 907.7938 | 907.7938 | 0 | 0 | 947.6455 | 947.6455 | 307042100.2182 | 1274097057.3679 | 170860842.4139 | 0 | 1752 | 51.7452 | 0 | 0 | 0 | 903.92 | 119 | 3040 | 4611.9232 | 760 | 190 | 0.10792
1840 | 721.0758 | 452.2 | 200 | 800 | 0 | 100% | 100 | 152.6368 | 152.568 | 152.568 | 1 | 152.6368 | 100 | 338.5833 | 319.2683 | 319.2683 | 319.2683 | 19.315 | 338.5833 | 67.9483 | 60.4754 | 60.4754 | 60.4754 | 7.4729 | 67.9483 | 0 | 0 | 0 | 0 | 0 | 0 | 0 | 0 | 0 | 450.5448 | 361.1114 | 361.1114 | 361.1114 | 89.4334 | 450.5448 | 3013.1519 | 3013.1519 | 1157.9207 | 1157.9207 | 907.692 | 907.692 | 0 | 0 | 947.5392 | 947.5392 | 308942619.7658 | 1274098564.1849 | 168958816.0493 | 0 | 1752 | 53.4175 | 0 | 0 | 0 | 973.4523 | 119 | 3040 | 4611.9232 | 760 | 190 | 0.10674
1841 | 772.5812 | 452.2 | 200 | 800 | 0 | 100% | 100 | 156.8291 | 156.774 | 156.774 | 1 | 156.8291 | 100 | 360.6904 | 340.1122 | 340.1122 | 340.1122 | 20.5782 | 360.6904 | 67.9418 | 60.4689 | 60.4689 | 60.4689 | 7.4729 | 67.9418 | 0 | 0 | 0 | 0 | 0 | 0 | 0 | 0 | 0 | 454.7293 | 364.3692 | 364.3692 | 364.3692 | 90.3601 | 454.7293 | 3095.5336 | 3095.5336 | 1240.4983 | 1240.4983 | 907.5961 | 907.5961 | 0 | 0 | 947.4392 | 947.4392 | 310634215.147 | 1274100071.0019 | 167265713.8511 | 0 | 1752 | 54.9784 | 0 | 0 | 0 | 1042.9846 | 119 | 3040 | 4611.9232 | 760 | 190 | 0.1057
1842 | 824.0866 | 452.2 | 200 | 800 | 0 | 100% | 100 | 161.0291 | 160.9883 | 160.9883 | 1 | 161.0291 | 100 | 382.8102 | 360.9679 | 360.9679 | 360.9679 | 21.8422 | 382.8102 | 67.9357 | 60.4628 | 60.4628 | 60.4628 | 7.4729 | 67.9357 | 0 | 0 | 0 | 0 | 0 | 0 | 0 | 0 | 0 | 458.4957 | 367.3065 | 367.3065 | 367.3065 | 91.1892 | 458.4957 | 3177.9167 | 3177.9167 | 1323.0663 | 1323.0663 | 907.5056 | 907.5056 | 0 | 0 | 947.3448 | 947.3448 | 312079790.3887 | 1274101418.0143 | 165818791.597 | 0 | 1752 | 56.4385 | 0 | 0 | 0 | 1112.5169 | 119 | 3040 | 4611.9232 | 760 | 190 | 0.10481
1843 | 875.592 | 452.2 | 200 | 800 | 0 | 100% | 100 | 165.2344 | 165.2059 | 165.2059 | 1 | 165.2344 | 100 | 404.9733 | 381.8645 | 381.8645 | 381.8645 | 23.1089 | 404.9733 | 67.93 | 60.4571 | 60.4571 | 60.4571 | 7.4729 | 67.93 | 0 | 0 | 0 | 0 | 0 | 0 | 0 | 0 | 0 | 461.8243 | 369.9033 | 369.9033 | 369.9033 | 91.921 | 461.8243 | 3260.3013 | 3260.3013 | 1405.6256 | 1405.6256 | 907.4202 | 907.4202 | 0 | 0 | 947.2555 | 947.2555 | 313339282.5024 | 1274102657.9718 | 164558059.5258 | 0 | 1752 | 57.8062 | 0 | 0 | 0 | 1182.0492 | 119 | 3040 | 4611.9232 | 760 | 190 | 0.10403
1844 | 927.0974 | 452.2 | 200 | 800 | 0 | 100% | 100 | 169.4407 | 169.4232 | 169.4232 | 1 | 169.4407 | 100 | 427.1721 | 402.7944 | 402.7944 | 402.7944 | 24.3776 | 427.1721 | 67.9245 | 60.4516 | 60.4516 | 60.4516 | 7.4729 | 67.9245 | 0 | 0 | 0 | 0 | 0 | 0 | 0 | 0 | 0 | 464.7507 | 372.1794 | 372.1794 | 372.1794 | 92.5713 | 464.7507 | 3342.6872 | 3342.6872 | 1488.1768 | 1488.1768 | 907.3393 | 907.3393 | 0 | 0 | 947.1711 | 947.1711 | 314432855.8419 | 1274103841.4508 | 163463302.7073 | 0 | 1752 | 59.0909 | 0 | 0 | 0 | 1251.5815 | 119 | 3040 | 4611.9232 | 760 | 190 | 0.10336
1845 | 978.6028 | 452.2 | 200 | 800 | 0 | 100% | 100 | 173.6501 | 173.6422 | 173.6422 | 1 | 173.6501 | 100 | 449.4084 | 423.7598 | 423.7598 | 423.7598 | 25.6486 | 449.4084 | 67.9194 | 60.4465 | 60.4465 | 60.4465 | 7.4729 | 67.9194 | 0 | 0 | 0 | 0 | 0 | 0 | 0 | 0 | 0 | 467.3456 | 374.1961 | 374.1961 | 374.1961 | 93.1495 | 467.3456 | 3425.0742 | 3425.0742 | 1570.7205 | 1570.7205 | 907.2626 | 907.2626 | 0 | 0 | 947.0911 | 947.0911 | 315403541.5059 | 1274104916.9802 | 162491541.5138 | 0 | 1752 | 60.2997 | 0 | 0 | 0 | 1321.1138 | 119 | 3040 | 4611.9232 | 760 | 190 | 0.10276
1846 | 1030.1083 | 452.2 | 200 | 800 | 0 | 100% | 100 | 177.8639 | 177.8645 | 177.8645 | 1 | 177.8639 | 100 | 471.6463 | 444.7264 | 444.7264 | 444.7264 | 26.9198 | 471.6463 | 67.9145 | 60.4416 | 60.4416 | 60.4416 | 7.4729 | 67.9145 | 0 | 0 | 0 | 0 | 0 | 0 | 0 | 0 | 0 | 469.7373 | 376.0592 | 376.0592 | 376.0592 | 93.6782 | 469.7373 | 3507.4624 | 3507.4624 | 1653.2574 | 1653.2574 | 907.1898 | 907.1898 | 0 | 0 | 947.0151 | 947.0151 | 316303923.8205 | 1274105992.5097 | 161590083.6699 | 0 | 1752 | 61.4393 | 0 | 0 | 0 | 1390.6462 | 119 | 3040 | 4611.9232 | 760 | 190 | 0.1022
1847 | 20.6022 | 501.6 | 200 | 800 | 0 | 100% | 92.2945 | 107.9527 | 107.9771 | 107.9771 | 1 | 107.9527 | 94.7006 | 102.1984 | 96.3801 | 96.3801 | 96.3801 | 5.8183 | 102.1984 | 73.9086 | 65.7957 | 65.7957 | 65.7957 | 8.1129 | 73.9086 | 0 | 0 | 0 | 0 | 0 | 0 | 0 | 0 | 0 | 244.1448 | 197.5907 | 197.5907 | 197.5907 | 46.554 | 244.1448 | 1991.7437 | 1991.7437 | 33.1545 | 33.1545 | 1009.0145 | 1009.0145 | 0 | 0 | 949.5747 | 949.5747 | 30361673.1886 | 1301799131.2333 | 326992936.8604 | 0 | 1659.1537 | 24.4572 | 0 | 0 | 0 | 27.8129 | 132 | 3040 | 4611.9232 | 760 | 190 | 0.20413
1848 | 51.5054 | 501.6 | 200 | 800 | 0 | 100% | 93.4703 | 109.3065 | 109.2083 | 109.2083 | 1 | 109.3065 | 95.7443 | 104.7946 | 98.8277 | 98.8277 | 98.8277 | 5.967 | 104.7946 | 73.8927 | 65.7803 | 65.7803 | 65.7803 | 8.1123 | 73.8927 | 0 | 0 | 0 | 0 | 0 | 0 | 0 | 0 | 0 | 262.7149 | 212.4666 | 212.4666 | 212.4666 | 50.2483 | 262.7149 | 2041.1478 | 2041.1478 | 82.873 | 82.873 | 1008.8525 | 1008.8525 | 0 | 0 | 949.4223 | 949.4223 | 73904858.5649 | 1301896674.8154 | 301638641.2309 | 0 | 1677.4402 | 26.3192 | 0 | 0 | 0 | 69.5323 | 132 | 3040 | 4611.9232 | 760 | 190 | 0.18851
1849 | 154.5162 | 501.6 | 200 | 800 | 0 | 100% | 97.3174 | 114.5589 | 114.0484 | 114.0484 | 1 | 114.5589 | 98.3993 | 118.6098 | 111.8532 | 111.8532 | 111.8532 | 6.7567 | 118.6098 | 73.8507 | 65.7395 | 65.7395 | 65.7395 | 8.1112 | 73.8507 | 0 | 0 | 0 | 0 | 0 | 0 | 0 | 0 | 0 | 340.2587 | 274.5609 | 274.5609 | 274.5609 | 65.6978 | 340.2587 | 2205.843 | 2205.843 | 248.5006 | 248.5006 | 1008.3722 | 1008.3722 | 0 | 0 | 948.9703 | 948.9703 | 194408442.9752 | 1302085536.3768 | 227461276.1946 | 0 | 1723.9553 | 32.2149 | 0 | 0 | 0 | 208.5969 | 132 | 3040 | 4611.9232 | 760 | 190 | 0.1428
1850 | 206.0217 | 501.6 | 200 | 800 | 0 | 100% | 98.3447 | 117.8305 | 117.3137 | 117.3137 | 1 | 117.8305 | 98.9986 | 131.1349 | 123.6632 | 123.6632 | 123.6632 | 7.4716 | 131.1349 | 73.8344 | 65.7235 | 65.7235 | 65.7235 | 8.1109 | 73.8344 | 0 | 0 | 0 | 0 | 0 | 0 | 0 | 0 | 0 | 384.0542 | 309.4477 | 309.4477 | 309.4477 | 74.6065 | 384.0542 | 2288.1981 | 2288.1981 | 331.2649 | 331.2649 | 1008.1614 | 1008.1614 | 0 | 0 | 948.7719 | 948.7719 | 232103198.9146 | 1302128794.22 | 200223599.9035 | 0 | 1734.4556 | 35.1692 | 0 | 0 | 0 | 278.1292 | 132 | 3040 | 4611.9232 | 760 | 190 | 0.12601
1851 | 257.5271 | 501.6 | 200 | 800 | 0 | 100% | 99.0639 | 121.3733 | 121.0536 | 121.0536 | 1 | 121.3733 | 99.3675 | 150.5194 | 141.9417 | 141.9417 | 141.9417 | 8.5776 | 150.5194 | 73.8201 | 65.7094 | 65.7094 | 65.7094 | 8.1107 | 73.8201 | 0 | 0 | 0 | 0 | 0 | 0 | 0 | 0 | 0 | 408.665 | 328.8051 | 328.8051 | 328.8051 | 79.86 | 408.665 | 2370.5574 | 2370.5574 | 414.0013 | 414.0013 | 1007.9671 | 1007.9671 | 0 | 0 | 948.589 | 948.589 | 250585355.4878 | 1302156940.6551 | 188176430.7998 | 0 | 1740.9187 | 37.9489 | 0 | 0 | 0 | 347.6615 | 132 | 3040 | 4611.9232 | 760 | 190 | 0.11859
1852 | 309.0325 | 501.6 | 200 | 800 | 0 | 100% | 99.4406 | 125.1252 | 124.9848 | 124.9848 | 1 | 125.1252 | 99.6421 | 172.6171 | 162.7785 | 162.7785 | 162.7785 | 9.8386 | 172.6171 | 73.8073 | 65.6967 | 65.6967 | 65.6967 | 8.1106 | 73.8073 | 0 | 0 | 0 | 0 | 0 | 0 | 0 | 0 | 0 | 422.3594 | 339.4593 | 339.4593 | 339.4593 | 82.9001 | 422.3594 | 2452.9204 | 2452.9204 | 496.713 | 496.713 | 1007.7875 | 1007.7875 | 0 | 0 | 948.42 | 948.42 | 261307885.6343 | 1302175066.8944 | 182246365.0302 | 0 | 1745.7293 | 40.5338 | 0 | 0 | 0 | 417.1938 | 132 | 3040 | 4611.9232 | 760 | 190 | 0.11493
1853 | 360.5379 | 501.6 | 200 | 800 | 0 | 100% | 99.6233 | 129.0425 | 128.8705 | 128.8705 | 1 | 129.0425 | 99.7612 | 195.4249 | 184.2846 | 184.2846 | 184.2846 | 11.1403 | 195.4249 | 73.7956 | 65.6851 | 65.6851 | 65.6851 | 8.1105 | 73.7956 | 0 | 0 | 0 | 0 | 0 | 0 | 0 | 0 | 0 | 433.3984 | 348.0454 | 348.0454 | 348.0454 | 85.353 | 433.3984 | 2535.2868 | 2535.2868 | 579.4027 | 579.4027 | 1007.6209 | 1007.6209 | 0 | 0 | 948.2632 | 948.2632 | 268888307.7077 | 1302188871.7859 | 176739791.9024 | 0 | 1747.817 | 42.9918 | 0 | 0 | 0 | 486.7262 | 132 | 3040 | 4611.9232 | 760 | 190 | 0.11154
1854 | 412.0433 | 501.6 | 200 | 800 | 0 | 100% | 99.7603 | 133.0728 | 132.9688 | 132.9688 | 1 | 133.0728 | 99.8491 | 218.3107 | 205.864 | 205.864 | 205.864 | 12.4467 | 218.3107 | 73.7849 | 65.6745 | 65.6745 | 65.6745 | 8.1104 | 73.7849 | 0 | 0 | 0 | 0 | 0 | 0 | 0 | 0 | 0 | 444.0565 | 356.3751 | 356.3751 | 356.3751 | 87.6814 | 444.0565 | 2617.6561 | 2617.6561 | 662.0727 | 662.0727 | 1007.4659 | 1007.4659 | 0 | 0 | 948.1174 | 948.1174 | 274803592.0142 | 1302198722.0573 | 172353136.3967 | 0 | 1749.3555 | 45.2693 | 0 | 0 | 0 | 556.2585 | 132 | 3040 | 4611.9232 | 760 | 190 | 0.10884
1855 | 463.5487 | 501.6 | 200 | 800 | 0 | 100% | 99.863 | 137.1405 | 137.0708 | 137.0708 | 1 | 137.1405 | 99.9149 | 241.2926 | 227.5337 | 227.5337 | 227.5337 | 13.7589 | 241.2926 | 73.775 | 65.6647 | 65.6647 | 65.6647 | 8.1104 | 73.775 | 0 | 0 | 0 | 0 | 0 | 0 | 0 | 0 | 0 | 452.7578 | 363.1773 | 363.1773 | 363.1773 | 89.5805 | 452.7578 | 2700.028 | 2700.028 | 744.725 | 744.725 | 1007.3215 | 1007.3215 | 0 | 0 | 947.9815 | 947.9815 | 279473518.2917 | 1302207130.663 | 168828632.1678 | 0 | 1750.5093 | 47.3784 | 0 | 0 | 0 | 625.7908 | 132 | 3040 | 4611.9232 | 760 | 190 | 0.10666
1856 | 515.0541 | 501.6 | 200 | 800 | 0 | 100% | 99.9315 | 141.227 | 141.1594 | 141.1594 | 1 | 141.227 | 99.9642 | 264.2984 | 249.2258 | 249.2258 | 249.2258 | 15.0726 | 264.2984 | 73.7659 | 65.6556 | 65.6556 | 65.6556 | 8.1104 | 73.7659 | 0 | 0 | 0 | 0 | 0 | 0 | 0 | 0 | 0 | 459.9609 | 368.797 | 368.797 | 368.797 | 91.1639 | 459.9609 | 2782.4024 | 2782.4024 | 827.3614 | 827.3614 | 1007.1865 | 1007.1865 | 0 | 0 | 947.8545 | 947.8545 | 283306719.648 | 1302211696.8394 | 165854003.7659 | 0 | 1751.3724 | 49.3382 | 0 | 0 | 0 | 695.3231 | 132 | 3040 | 4611.9232 | 760 | 190 | 0.10483
1857 | 566.5595 | 501.6 | 200 | 800 | 0 | 100% | 99.9658 | 145.3576 | 145.2996 | 145.2996 | 1 | 145.3576 | 99.9935 | 287.3426 | 270.9539 | 270.9539 | 270.9539 | 16.3887 | 287.3426 | 73.7575 | 65.6472 | 65.6472 | 65.6472 | 8.1103 | 73.7575 | 0 | 0 | 0 | 0 | 0 | 0 | 0 | 0 | 0 | 466.7937 | 374.1486 | 374.1486 | 374.1486 | 92.6451 | 466.7937 | 2864.7789 | 2864.7789 | 909.9833 | 909.9833 | 1007.0601 | 1007.0601 | 0 | 0 | 947.7355 | 947.7355 | 286448176.1585 | 1302215070.4983 | 163223051.1987 | 0 | 1751.8863 | 51.1655 | 0 | 0 | 0 | 764.8554 | 132 | 3040 | 4611.9232 | 760 | 190 | 0.10321
1858 | 618.065 | 501.6 | 200 | 800 | 0 | 100% | 100 | 149.4999 | 149.4167 | 149.4167 | 1 | 149.4999 | 100 | 310.529 | 292.8159 | 292.8159 | 292.8159 | 17.7131 | 310.529 | 73.7496 | 65.6393 | 65.6393 | 65.6393 | 8.1103 | 73.7496 | 0 | 0 | 0 | 0 | 0 | 0 | 0 | 0 | 0 | 472.5925 | 378.6628 | 378.6628 | 378.6628 | 93.9297 | 472.5925 | 2947.1574 | 2947.1574 | 992.5921 | 992.5921 | 1006.9415 | 1006.9415 | 0 | 0 | 947.6239 | 947.6239 | 288921018.4985 | 1302217893.3599 | 160861088.1416 | 0 | 1752 | 52.8751 | 0 | 0 | 0 | 834.3877 | 132 | 3040 | 4611.9232 | 760 | 190 | 0.10175
1859 | 669.5704 | 501.6 | 200 | 800 | 0 | 100% | 100 | 153.6763 | 153.589 | 153.589 | 1 | 153.6763 | 100 | 333.8763 | 314.8295 | 314.8295 | 314.8295 | 19.0469 | 333.8763 | 73.7422 | 65.6319 | 65.6319 | 65.6319 | 8.1103 | 73.7422 | 0 | 0 | 0 | 0 | 0 | 0 | 0 | 0 | 0 | 478.0014 | 382.8851 | 382.8851 | 382.8851 | 95.1164 | 478.0014 | 3029.5378 | 3029.5378 | 1075.189 | 1075.189 | 1006.8299 | 1006.8299 | 0 | 0 | 947.5189 | 947.5189 | 290970333.595 | 1302220061.5108 | 158809604.8942 | 0 | 1752 | 54.4715 | 0 | 0 | 0 | 903.92 | 132 | 3040 | 4611.9232 | 760 | 190 | 0.10049
1860 | 721.0758 | 501.6 | 200 | 800 | 0 | 100% | 100 | 157.8691 | 157.796 | 157.796 | 1 | 157.8691 | 100 | 357.2486 | 336.8664 | 336.8664 | 336.8664 | 20.3822 | 357.2486 | 73.7352 | 65.6249 | 65.6249 | 65.6249 | 8.1103 | 73.7352 | 0 | 0 | 0 | 0 | 0 | 0 | 0 | 0 | 0 | 483.074 | 386.8477 | 386.8477 | 386.8477 | 96.2263 | 483.074 | 3111.9197 | 3111.9197 | 1157.7749 | 1157.7749 | 1006.7248 | 1006.7248 | 0 | 0 | 947.42 | 947.42 | 292764118.0554 | 1302221807.1015 | 157014074.8432 | 0 | 1752 | 55.9637 | 0 | 0 | 0 | 973.4523 | 132 | 3040 | 4611.9232 | 760 | 190 | 0.099383
1861 | 772.5812 | 501.6 | 200 | 800 | 0 | 100% | 100 | 162.0677 | 162.0098 | 162.0098 | 1 | 162.0677 | 100 | 380.6045 | 358.8877 | 358.8877 | 358.8877 | 21.7168 | 380.6045 | 73.7287 | 65.6184 | 65.6184 | 65.6184 | 8.1103 | 73.7287 | 0 | 0 | 0 | 0 | 0 | 0 | 0 | 0 | 0 | 487.6647 | 390.4347 | 390.4347 | 390.4347 | 97.23 | 487.6647 | 3194.3032 | 3194.3032 | 1240.3509 | 1240.3509 | 1006.6256 | 1006.6256 | 0 | 0 | 947.3266 | 947.3266 | 294324206.787 | 1302223096.0749 | 155452697.1381 | 0 | 1752 | 57.3612 | 0 | 0 | 0 | 1042.9846 | 132 | 3040 | 4611.9232 | 760 | 190 | 0.098421
1862 | 824.0866 | 501.6 | 200 | 800 | 0 | 100% | 100 | 166.2704 | 166.2262 | 166.2262 | 1 | 166.2704 | 100 | 403.9855 | 380.9326 | 380.9326 | 380.9326 | 23.0529 | 403.9855 | 73.7225 | 65.6122 | 65.6122 | 65.6122 | 8.1103 | 73.7225 | 0 | 0 | 0 | 0 | 0 | 0 | 0 | 0 | 0 | 491.7368 | 393.6144 | 393.6144 | 393.6144 | 98.1224 | 491.7368 | 3276.688 | 3276.688 | 1322.9178 | 1322.9178 | 1006.5319 | 1006.5319 | 0 | 0 | 947.2384 | 947.2384 | 295678828.9489 | 1302224385.0484 | 154096786.0028 | 0 | 1752 | 58.6729 | 0 | 0 | 0 | 1112.5169 | 132 | 3040 | 4611.9232 | 760 | 190 | 0.097585
1863 | 875.592 | 501.6 | 200 | 800 | 0 | 100% | 100 | 170.4778 | 170.4461 | 170.4461 | 1 | 170.4778 | 100 | 427.4009 | 403.0098 | 403.0098 | 403.0098 | 24.3911 | 427.4009 | 73.7166 | 65.6064 | 65.6064 | 65.6064 | 8.1103 | 73.7166 | 0 | 0 | 0 | 0 | 0 | 0 | 0 | 0 | 0 | 495.3561 | 396.4414 | 396.4414 | 396.4414 | 98.9147 | 495.3561 | 3359.0741 | 3359.0741 | 1405.4762 | 1405.4762 | 1006.4431 | 1006.4431 | 0 | 0 | 947.1548 | 947.1548 | 296851611.8506 | 1302225674.0218 | 152922714.1276 | 0 | 1752 | 59.9063 | 0 | 0 | 0 | 1182.0492 | 132 | 3040 | 4611.9232 | 760 | 190 | 0.096862
1864 | 927.0974 | 501.6 | 200 | 800 | 0 | 100% | 100 | 174.6896 | 174.6691 | 174.6691 | 1 | 174.6896 | 100 | 450.8661 | 425.1339 | 425.1339 | 425.1339 | 25.7322 | 450.8661 | 73.7111 | 65.6008 | 65.6008 | 65.6008 | 8.1103 | 73.7111 | 0 | 0 | 0 | 0 | 0 | 0 | 0 | 0 | 0 | 498.5538 | 398.9404 | 398.9404 | 398.9404 | 99.6134 | 498.5538 | 3441.4614 | 3441.4614 | 1488.0268 | 1488.0268 | 1006.3589 | 1006.3589 | 0 | 0 | 947.0756 | 947.0756 | 297865440.6113 | 1302226718.4576 | 151907840.9311 | 0 | 1752 | 61.0683 | 0 | 0 | 0 | 1251.5815 | 132 | 3040 | 4611.9232 | 760 | 190 | 0.096236
1865 | 978.6028 | 501.6 | 200 | 800 | 0 | 100% | 100 | 178.9066 | 178.8952 | 178.8952 | 1 | 178.9066 | 99.9999 | 474.3709 | 447.2951 | 447.2951 | 447.2951 | 27.0757 | 474.3709 | 73.7058 | 65.5956 | 65.5956 | 65.5956 | 8.1102 | 73.7058 | 0 | 0 | 0 | 0 | 0 | 0 | 0 | 0 | 0 | 501.4183 | 401.1841 | 401.1841 | 401.1841 | 100.2342 | 501.4183 | 3523.8497 | 3523.8497 | 1570.5702 | 1570.5702 | 1006.279 | 1006.279 | 0 | 0 | 947.0004 | 947.0004 | 298767226.6141 | 1302227647.2926 | 151003447.0724 | 0 | 1751.9983 | 62.1649 | 0 | 0 | 0 | 1321.1138 | 132 | 3040 | 4611.9232 | 760 | 190 | 0.095679
1866 | 1030.1083 | 501.6 | 200 | 800 | 0 | 100% | 100 | 183.1267 | 183.1241 | 183.1241 | 1 | 183.1267 | 100 | 497.8632 | 469.4446 | 469.4446 | 469.4446 | 28.4186 | 497.8632 | 73.7008 | 65.5906 | 65.5906 | 65.5906 | 8.1102 | 73.7008 | 0 | 0 | 0 | 0 | 0 | 0 | 0 | 0 | 0 | 504.0801 | 403.273 | 403.273 | 403.273 | 100.8072 | 504.0801 | 3606.2391 | 3606.2391 | 1653.107 | 1653.107 | 1006.2031 | 1006.2031 | 0 | 0 | 946.929 | 946.929 | 299616177.7318 | 1302228694.5101 | 150155127.7581 | 0 | 1752 | 63.2016 | 0 | 0 | 0 | 1390.6462 | 132 | 3040 | 4611.9232 | 760 | 190 | 0.095156
1867 | 20.6022 | 551 | 200 | 800 | 0 | 100% | 94.121 | 111.9877 | 112.0097 | 112.0097 | 1 | 111.9877 | 95.8762 | 105.9673 | 99.9327 | 99.9327 | 99.9327 | 6.0346 | 105.9673 | 79.6948 | 70.9443 | 70.9443 | 70.9443 | 8.7505 | 79.6948 | 0 | 0 | 0 | 0 | 0 | 0 | 0 | 0 | 0 | 244.5157 | 197.6302 | 197.6302 | 197.6302 | 46.8855 | 244.5157 | 2090.4637 | 2090.4637 | 33.1442 | 33.1442 | 1108.0412 | 1108.0412 | 0 | 0 | 949.2784 | 949.2784 | 29271632.1758 | 1325811789.8879 | 324667177.5639 | 0 | 1679.7506 | 30.3519 | 0 | 0 | 0 | 27.8129 | 145 | 3040 | 4611.9232 | 760 | 190 | 0.2027
1868 | 51.5054 | 551 | 200 | 800 | 0 | 100% | 95 | 113.5253 | 113.4575 | 113.4575 | 1 | 113.5253 | 96.7413 | 109.5207 | 103.2829 | 103.2829 | 103.2829 | 6.2378 | 109.5207 | 79.6797 | 70.9297 | 70.9297 | 70.9297 | 8.75 | 79.6797 | 0 | 0 | 0 | 0 | 0 | 0 | 0 | 0 | 0 | 264.5127 | 213.6578 | 213.6578 | 213.6578 | 50.8548 | 264.5127 | 2139.872 | 2139.872 | 82.8485 | 82.8485 | 1107.8817 | 1107.8817 | 0 | 0 | 949.1418 | 949.1418 | 70680941.0342 | 1325897277.4555 | 298329562.9309 | 0 | 1694.9078 | 31.9964 | 0 | 0 | 0 | 69.5323 | 145 | 3040 | 4611.9232 | 760 | 190 | 0.18647
1869 | 154.5162 | 551 | 200 | 800 | 0 | 100% | 97.9566 | 119.3149 | 118.8013 | 118.8013 | 1 | 119.3149 | 98.7893 | 124.0439 | 116.976 | 116.976 | 116.976 | 7.0679 | 124.0439 | 79.6388 | 70.89 | 70.89 | 70.89 | 8.7488 | 79.6388 | 0 | 0 | 0 | 0 | 0 | 0 | 0 | 0 | 0 | 351.5221 | 283.3023 | 283.3023 | 283.3023 | 68.2199 | 351.5221 | 2304.5793 | 2304.5793 | 248.4388 | 248.4388 | 1107.4062 | 1107.4062 | 0 | 0 | 948.7343 | 948.7343 | 185748202.3135 | 1326071784.9965 | 218968336.8422 | 0 | 1730.7883 | 37.2833 | 0 | 0 | 0 | 208.5969 | 145 | 3040 | 4611.9232 | 760 | 190 | 0.13756
1870 | 206.0217 | 551 | 200 | 800 | 0 | 100% | 98.7329 | 122.7665 | 122.3003 | 122.3003 | 1 | 122.7665 | 99.2317 | 137.3555 | 129.5278 | 129.5278 | 129.5278 | 7.8277 | 137.3555 | 79.623 | 70.8744 | 70.8744 | 70.8744 | 8.7486 | 79.623 | 0 | 0 | 0 | 0 | 0 | 0 | 0 | 0 | 0 | 401.3003 | 322.931 | 322.931 | 322.931 | 78.3693 | 401.3003 | 2386.9394 | 2386.9394 | 331.1889 | 331.1889 | 1107.1961 | 1107.1961 | 0 | 0 | 948.5544 | 948.5544 | 221534429.3047 | 1326110091.9393 | 190894255.6668 | 0 | 1738.5388 | 39.8832 | 0 | 0 | 0 | 278.1292 | 145 | 3040 | 4611.9232 | 760 | 190 | 0.12026
1871 | 257.5271 | 551 | 200 | 800 | 0 | 100% | 99.258 | 126.439 | 126.2661 | 126.2661 | 1 | 126.439 | 99.5161 | 157.8007 | 148.8064 | 148.8064 | 148.8064 | 8.9944 | 157.8007 | 79.6089 | 70.8605 | 70.8605 | 70.8605 | 8.7484 | 79.6089 | 0 | 0 | 0 | 0 | 0 | 0 | 0 | 0 | 0 | 430.7439 | 346.1434 | 346.1434 | 346.1434 | 84.6005 | 430.7439 | 2469.3031 | 2469.3031 | 413.9135 | 413.9135 | 1107.0018 | 1107.0018 | 0 | 0 | 948.3879 | 948.3879 | 238917196.3074 | 1326137183.1635 | 178468296.8981 | 0 | 1743.5227 | 42.3131 | 0 | 0 | 0 | 347.6615 | 145 | 3040 | 4611.9232 | 760 | 190 | 0.1126
1872 | 309.0325 | 551 | 200 | 800 | 0 | 100% | 99.6233 | 130.226 | 130.0923 | 130.0923 | 1 | 130.226 | 99.7285 | 181.0834 | 170.7603 | 170.7603 | 170.7603 | 10.323 | 181.0834 | 79.5962 | 70.848 | 70.848 | 70.848 | 8.7483 | 79.5962 | 0 | 0 | 0 | 0 | 0 | 0 | 0 | 0 | 0 | 445.4601 | 357.6438 | 357.6438 | 357.6438 | 87.8163 | 445.4601 | 2551.6701 | 2551.6701 | 496.6153 | 496.6153 | 1106.8214 | 1106.8214 | 0 | 0 | 948.2334 | 948.2334 | 249008123.5343 | 1326154949.5341 | 172079729.249 | 0 | 1747.2428 | 44.5783 | 0 | 0 | 0 | 417.1938 | 145 | 3040 | 4611.9232 | 760 | 190 | 0.10867
1873 | 360.5379 | 551 | 200 | 800 | 0 | 100% | 99.7146 | 134.207 | 134.0621 | 134.0621 | 1 | 134.207 | 99.8108 | 205.0724 | 193.3801 | 193.3801 | 193.3801 | 11.6923 | 205.0724 | 79.5847 | 70.8365 | 70.8365 | 70.8365 | 8.7482 | 79.5847 | 0 | 0 | 0 | 0 | 0 | 0 | 0 | 0 | 0 | 459.0337 | 368.2628 | 368.2628 | 368.2628 | 90.7709 | 459.0337 | 2634.0399 | 2634.0399 | 579.2966 | 579.2966 | 1106.6536 | 1106.6536 | 0 | 0 | 948.0896 | 948.0896 | 256181363.8954 | 1326166998.8482 | 166336359.6499 | 0 | 1748.6847 | 46.7352 | 0 | 0 | 0 | 486.7262 | 145 | 3040 | 4611.9232 | 760 | 190 | 0.10513
1874 | 412.0433 | 551 | 200 | 800 | 0 | 100% | 99.8059 | 138.264 | 138.1573 | 138.1573 | 1 | 138.264 | 99.8786 | 229.1462 | 216.0796 | 216.0796 | 216.0796 | 13.0666 | 229.1462 | 79.5741 | 70.826 | 70.826 | 70.826 | 8.7481 | 79.5741 | 0 | 0 | 0 | 0 | 0 | 0 | 0 | 0 | 0 | 470.8329 | 377.5235 | 377.5235 | 377.5235 | 93.3094 | 470.8329 | 2716.4124 | 2716.4124 | 661.9597 | 661.9597 | 1106.4971 | 1106.4971 | 0 | 0 | 947.9555 | 947.9555 | 261752004.0098 | 1326176497.2762 | 161944730.9065 | 0 | 1749.8732 | 48.7364 | 0 | 0 | 0 | 556.2585 | 145 | 3040 | 4611.9232 | 760 | 190 | 0.10242
1875 | 463.5487 | 551 | 200 | 800 | 0 | 100% | 99.8973 | 142.3478 | 142.2832 | 142.2832 | 1 | 142.3478 | 99.9442 | 253.2935 | 238.8482 | 238.8482 | 238.8482 | 14.4453 | 253.2935 | 79.5643 | 70.8162 | 70.8162 | 70.8162 | 8.7481 | 79.5643 | 0 | 0 | 0 | 0 | 0 | 0 | 0 | 0 | 0 | 480.2986 | 384.9571 | 384.9571 | 384.9571 | 95.3415 | 480.2986 | 2798.7872 | 2798.7872 | 744.6062 | 744.6062 | 1106.3508 | 1106.3508 | 0 | 0 | 947.8302 | 947.8302 | 266185420.1906 | 1326182876.8097 | 158653566.7035 | 0 | 1751.0219 | 50.5906 | 0 | 0 | 0 | 625.7908 | 145 | 3040 | 4611.9232 | 760 | 190 | 0.10039
1876 | 515.0541 | 551 | 200 | 800 | 0 | 100% | 99.9429 | 146.4508 | 146.3704 | 146.3704 | 1 | 146.4508 | 99.9794 | 277.4871 | 261.6602 | 261.6602 | 261.6602 | 15.8269 | 277.4871 | 79.5552 | 70.8072 | 70.8072 | 70.8072 | 8.748 | 79.5552 | 0 | 0 | 0 | 0 | 0 | 0 | 0 | 0 | 0 | 488.3424 | 391.2541 | 391.2541 | 391.2541 | 97.0882 | 488.3424 | 2881.1641 | 2881.1641 | 827.2377 | 827.2377 | 1106.2137 | 1106.2137 | 0 | 0 | 947.7127 | 947.7127 | 269772272.878 | 1326187796.1508 | 155678662.3362 | 0 | 1751.6387 | 52.3271 | 0 | 0 | 0 | 695.3231 | 145 | 3040 | 4611.9232 | 760 | 190 | 0.09856
1877 | 566.5595 | 551 | 200 | 800 | 0 | 100% | 100 | 150.5796 | 150.4975 | 150.4975 | 1 | 150.5796 | 100 | 301.7484 | 284.5358 | 284.5358 | 284.5358 | 17.2126 | 301.7484 | 79.5467 | 70.7987 | 70.7987 | 70.7987 | 8.748 | 79.5467 | 0 | 0 | 0 | 0 | 0 | 0 | 0 | 0 | 0 | 495.6943 | 396.99 | 396.99 | 396.99 | 98.7043 | 495.6943 | 2963.543 | 2963.543 | 909.8555 | 909.8555 | 1106.085 | 1106.085 | 0 | 0 | 947.6025 | 947.6025 | 272722515.7635 | 1326191742.4359 | 153085741.8006 | 0 | 1752 | 53.9514 | 0 | 0 | 0 | 764.8554 | 145 | 3040 | 4611.9232 | 760 | 190 | 0.096962
1878 | 618.065 | 551 | 200 | 800 | 0 | 100% | 100 | 154.7463 | 154.6409 | 154.6409 | 1 | 154.7463 | 100 | 326.1427 | 307.5366 | 307.5366 | 307.5366 | 18.6061 | 326.1427 | 79.5388 | 70.7908 | 70.7908 | 70.7908 | 8.748 | 79.5388 | 0 | 0 | 0 | 0 | 0 | 0 | 0 | 0 | 0 | 502.4052 | 402.253 | 402.253 | 402.253 | 100.1522 | 502.4052 | 3045.9237 | 3045.9237 | 992.461 | 992.461 | 1105.9639 | 1105.9639 | 0 | 0 | 947.4987 | 947.4987 | 275043117.4794 | 1326194716.984 | 150762165.5366 | 0 | 1752 | 55.4779 | 0 | 0 | 0 | 834.3877 | 145 | 3040 | 4611.9232 | 760 | 190 | 0.09553
1879 | 669.5704 | 551 | 200 | 800 | 0 | 100% | 100 | 158.9396 | 158.8477 | 158.8477 | 1 | 158.9396 | 100 | 350.6734 | 330.666 | 330.666 | 330.666 | 20.0075 | 350.6734 | 79.5313 | 70.7834 | 70.7834 | 70.7834 | 8.748 | 79.5313 | 0 | 0 | 0 | 0 | 0 | 0 | 0 | 0 | 0 | 508.6621 | 407.1626 | 407.1626 | 407.1626 | 101.4995 | 508.6621 | 3128.3059 | 3128.3059 | 1075.0552 | 1075.0552 | 1105.8498 | 1105.8498 | 0 | 0 | 947.401 | 947.401 | 277000141.1684 | 1326197149.4962 | 148802709.3353 | 0 | 1752 | 56.9061 | 0 | 0 | 0 | 903.92 | 145 | 3040 | 4611.9232 | 760 | 190 | 0.094323
1880 | 721.0758 | 551 | 200 | 800 | 0 | 100% | 100 | 163.1379 | 163.0632 | 163.0632 | 1 | 163.1379 | 100 | 375.2431 | 353.8319 | 353.8319 | 353.8319 | 21.4112 | 375.2431 | 79.5243 | 70.7764 | 70.7764 | 70.7764 | 8.7479 | 79.5243 | 0 | 0 | 0 | 0 | 0 | 0 | 0 | 0 | 0 | 514.1827 | 411.4866 | 411.4866 | 411.4866 | 102.6962 | 514.1827 | 3210.6897 | 3210.6897 | 1157.6389 | 1157.6389 | 1105.7421 | 1105.7421 | 0 | 0 | 947.3087 | 947.3087 | 278664909.853 | 1326199395.3347 | 147135694.8123 | 0 | 1752 | 58.2455 | 0 | 0 | 0 | 973.4523 | 145 | 3040 | 4611.9232 | 760 | 190 | 0.093295
1881 | 772.5812 | 551 | 200 | 800 | 0 | 100% | 100 | 167.3417 | 167.2816 | 167.2816 | 1 | 167.3417 | 100 | 399.8425 | 377.0256 | 377.0256 | 377.0256 | 22.8168 | 399.8425 | 79.5177 | 70.7697 | 70.7697 | 70.7697 | 8.7479 | 79.5177 | 0 | 0 | 0 | 0 | 0 | 0 | 0 | 0 | 0 | 519.0617 | 415.3086 | 415.3086 | 415.3086 | 103.7531 | 519.0617 | 3293.0748 | 3293.0748 | 1240.2132 | 1240.2132 | 1105.6402 | 1105.6402 | 0 | 0 | 947.2214 | 947.2214 | 280113096.812 | 1326201322.5333 | 145685580.6547 | 0 | 1752 | 59.5041 | 0 | 0 | 0 | 1042.9846 | 145 | 3040 | 4611.9232 | 760 | 190 | 0.092402
1882 | 824.0866 | 551 | 200 | 800 | 0 | 100% | 100 | 171.5479 | 171.5011 | 171.5011 | 1 | 171.5479 | 100 | 424.4448 | 400.2221 | 400.2221 | 400.2221 | 24.2228 | 424.4448 | 79.5114 | 70.7635 | 70.7635 | 70.7635 | 8.7479 | 79.5114 | 0 | 0 | 0 | 0 | 0 | 0 | 0 | 0 | 0 | 523.428 | 418.725 | 418.725 | 418.725 | 104.703 | 523.428 | 3375.4611 | 3375.4611 | 1322.7786 | 1322.7786 | 1105.5437 | 1105.5437 | 0 | 0 | 947.1388 | 947.1388 | 281385736.4452 | 1326202686.5501 | 144411577.0047 | 0 | 1752 | 60.689 | 0 | 0 | 0 | 1112.5169 | 145 | 3040 | 4611.9232 | 760 | 190 | 0.091617
1883 | 875.592 | 551 | 200 | 800 | 0 | 100% | 100 | 175.7578 | 175.7234 | 175.7234 | 1 | 175.7578 | 100 | 449.0771 | 423.4466 | 423.4466 | 423.4466 | 25.6305 | 449.0771 | 79.5055 | 70.7575 | 70.7575 | 70.7575 | 8.7479 | 79.5055 | 0 | 0 | 0 | 0 | 0 | 0 | 0 | 0 | 0 | 527.3123 | 421.7637 | 421.7637 | 421.7637 | 105.5486 | 527.3123 | 3457.8486 | 3457.8486 | 1405.336 | 1405.336 | 1105.4522 | 1105.4522 | 0 | 0 | 947.0604 | 947.0604 | 282487902.7278 | 1326203975.5236 | 143308121.7487 | 0 | 1752 | 61.8067 | 0 | 0 | 0 | 1182.0492 | 145 | 3040 | 4611.9232 | 760 | 190 | 0.090937
1884 | 927.0974 | 551 | 200 | 800 | 0 | 100% | 100 | 179.9739 | 179.9506 | 179.9506 | 1 | 179.9739 | 100 | 473.7465 | 446.706 | 446.706 | 446.706 | 27.0405 | 473.7465 | 79.4998 | 70.7519 | 70.7519 | 70.7519 | 8.7479 | 79.4998 | 0 | 0 | 0 | 0 | 0 | 0 | 0 | 0 | 0 | 530.8026 | 424.5021 | 424.5021 | 424.5021 | 106.3005 | 530.8026 | 3540.2372 | 3540.2372 | 1487.8859 | 1487.8859 | 1105.3654 | 1105.3654 | 0 | 0 | 946.9859 | 946.9859 | 283451856.669 | 1326205264.497 | 142342878.8339 | 0 | 1752 | 62.8629 | 0 | 0 | 0 | 1251.5815 | 145 | 3040 | 4611.9232 | 760 | 190 | 0.090342
1885 | 978.6028 | 551 | 200 | 800 | 0 | 100% | 100 | 184.1925 | 184.1788 | 184.1788 | 1 | 184.1925 | 100 | 498.4565 | 470.0037 | 470.0037 | 470.0037 | 28.4529 | 498.4565 | 79.4945 | 70.7466 | 70.7466 | 70.7466 | 8.7479 | 79.4945 | 0 | 0 | 0 | 0 | 0 | 0 | 0 | 0 | 0 | 533.9049 | 426.9359 | 426.9359 | 426.9359 | 106.9691 | 533.9049 | 3622.6267 | 3622.6267 | 1570.4288 | 1570.4288 | 1105.2827 | 1105.2827 | 0 | 0 | 946.9152 | 946.9152 | 284302002.8527 | 1326206491.0592 | 141491506.0882 | 0 | 1752 | 63.862 | 0 | 0 | 0 | 1321.1138 | 145 | 3040 | 4611.9232 | 760 | 190 | 0.089817
1886 | 1030.1083 | 551 | 200 | 800 | 0 | 100% | 100 | 188.4123 | 188.407 | 188.407 | 1 | 188.4123 | 100 | 523.1547 | 493.2899 | 493.2899 | 493.2899 | 29.8647 | 523.1547 | 79.4894 | 70.7415 | 70.7415 | 70.7415 | 8.7479 | 79.4894 | 0 | 0 | 0 | 0 | 0 | 0 | 0 | 0 | 0 | 536.762 | 429.1762 | 429.1762 | 429.1762 | 107.5859 | 536.762 | 3705.0172 | 3705.0172 | 1652.9653 | 1652.9653 | 1105.2041 | 1105.2041 | 0 | 0 | 946.8478 | 946.8478 | 285101793.572 | 1326207513.1731 | 140690693.2549 | 0 | 1752 | 64.8089 | 0 | 0 | 0 | 1390.6462 | 145 | 3040 | 4611.9232 | 760 | 190 | 0.089324
1887 | 20.6022 | 600.4 | 200 | 800 | 0 | 100% | 95.2397 | 116.4208 | 116.4886 | 116.4886 | 1 | 116.4208 | 96.7206 | 110.4922 | 104.1982 | 104.1982 | 104.1982 | 6.294 | 110.4922 | 85.4494 | 76.0647 | 76.0647 | 76.0647 | 9.3847 | 85.4494 | 0 | 0 | 0 | 0 | 0 | 0 | 0 | 0 | 0 | 247.9064 | 200.1639 | 200.1639 | 200.1639 | 47.7425 | 247.9064 | 2189.1919 | 2189.1919 | 33.1349 | 33.1349 | 1207.0446 | 1207.0446 | 0 | 0 | 949.0124 | 949.0124 | 28057806.4981 | 1347050304.2023 | 319436658.4179 | 0 | 1694.5448 | 35.5193 | 0 | 0 | 0 | 27.8129 | 158 | 3040 | 4611.9232 | 760 | 190 | 0.19947
1888 | 51.5054 | 600.4 | 200 | 800 | 0 | 100% | 96.1416 | 117.9783 | 117.9683 | 117.9683 | 1 | 117.9783 | 97.531 | 114.2525 | 107.7436 | 107.7436 | 107.7436 | 6.509 | 114.2525 | 85.4353 | 76.051 | 76.051 | 76.051 | 9.3842 | 85.4353 | 0 | 0 | 0 | 0 | 0 | 0 | 0 | 0 | 0 | 267.9568 | 216.2202 | 216.2202 | 216.2202 | 51.7366 | 267.9568 | 2238.6039 | 2238.6039 | 82.8265 | 82.8265 | 1206.888 | 1206.888 | 0 | 0 | 948.8894 | 948.8894 | 67750584.7622 | 1347119295.0185 | 293873550.8203 | 0 | 1708.7434 | 36.9109 | 0 | 0 | 0 | 69.5323 | 158 | 3040 | 4611.9232 | 760 | 190 | 0.18372
1889 | 154.5162 | 600.4 | 200 | 800 | 0 | 100% | 98.3105 | 124.2813 | 123.8215 | 123.8215 | 1 | 124.2813 | 99.0306 | 129.4868 | 122.1072 | 122.1072 | 122.1072 | 7.3796 | 129.4868 | 85.3968 | 76.0136 | 76.0136 | 76.0136 | 9.3833 | 85.3968 | 0 | 0 | 0 | 0 | 0 | 0 | 0 | 0 | 0 | 365.6488 | 294.3631 | 294.3631 | 294.3631 | 71.2857 | 365.6488 | 2403.3215 | 2403.3215 | 248.3828 | 248.3828 | 1206.4185 | 1206.4185 | 0 | 0 | 948.5202 | 948.5202 | 177851564.1224 | 1347260581.2105 | 209904041.2875 | 0 | 1735.0162 | 41.7082 | 0 | 0 | 0 | 208.5969 | 158 | 3040 | 4611.9232 | 760 | 190 | 0.13198
1890 | 206.0217 | 600.4 | 200 | 800 | 0 | 100% | 98.9155 | 127.8821 | 127.4339 | 127.4339 | 1 | 127.8821 | 99.3384 | 143.5609 | 135.3779 | 135.3779 | 135.3779 | 8.183 | 143.5609 | 85.3814 | 75.9984 | 75.9984 | 75.9984 | 9.383 | 85.3814 | 0 | 0 | 0 | 0 | 0 | 0 | 0 | 0 | 0 | 421.2398 | 338.6371 | 338.6371 | 338.6371 | 82.6027 | 421.2398 | 2485.6859 | 2485.6859 | 331.1197 | 331.1197 | 1206.2099 | 1206.2099 | 0 | 0 | 948.3562 | 948.3562 | 211906344.5872 | 1347295038.8493 | 181207116.3794 | 0 | 1740.4085 | 44.0178 | 0 | 0 | 0 | 278.1292 | 158 | 3040 | 4611.9232 | 760 | 190 | 0.11429
1891 | 257.5271 | 600.4 | 200 | 800 | 0 | 100% | 99.3836 | 131.5736 | 131.4077 | 131.4077 | 1 | 131.5736 | 99.6078 | 164.9952 | 155.589 | 155.589 | 155.589 | 9.4062 | 164.9952 | 85.3677 | 75.9848 | 75.9848 | 75.9848 | 9.3828 | 85.3677 | 0 | 0 | 0 | 0 | 0 | 0 | 0 | 0 | 0 | 452.3916 | 363.2166 | 363.2166 | 363.2166 | 89.175 | 452.3916 | 2568.0535 | 2568.0535 | 413.8332 | 413.8332 | 1206.0163 | 1206.0163 | 0 | 0 | 948.204 | 948.204 | 228465043.9384 | 1347318895.9367 | 169344997.6811 | 0 | 1745.1289 | 46.1281 | 0 | 0 | 0 | 347.6615 | 158 | 3040 | 4611.9232 | 760 | 190 | 0.10698
1892 | 309.0325 | 600.4 | 200 | 800 | 0 | 100% | 99.6575 | 135.3987 | 135.2121 | 135.2121 | 1 | 135.3987 | 99.7672 | 189.3946 | 178.5959 | 178.5959 | 178.5959 | 10.7987 | 189.3946 | 85.3552 | 75.9725 | 75.9725 | 75.9725 | 9.3827 | 85.3552 | 0 | 0 | 0 | 0 | 0 | 0 | 0 | 0 | 0 | 469.1009 | 376.3007 | 376.3007 | 376.3007 | 92.8001 | 469.1009 | 2650.4238 | 2650.4238 | 496.5256 | 496.5256 | 1205.836 | 1205.836 | 0 | 0 | 948.0622 | 948.0622 | 238026119.1 | 1347335241.7942 | 162560487.1631 | 0 | 1747.9218 | 48.1285 | 0 | 0 | 0 | 417.1938 | 158 | 3040 | 4611.9232 | 760 | 190 | 0.1028
1893 | 360.5379 | 600.4 | 200 | 800 | 0 | 100% | 99.7603 | 139.4258 | 139.2739 | 139.2739 | 1 | 139.4258 | 99.8403 | 214.5441 | 202.3099 | 202.3099 | 202.3099 | 12.2342 | 214.5441 | 85.3439 | 75.9612 | 75.9612 | 75.9612 | 9.3826 | 85.3439 | 0 | 0 | 0 | 0 | 0 | 0 | 0 | 0 | 0 | 484.6351 | 388.5103 | 388.5103 | 388.5103 | 96.1248 | 484.6351 | 2732.7968 | 2732.7968 | 579.1991 | 579.1991 | 1205.6678 | 1205.6678 | 0 | 0 | 947.9299 | 947.9299 | 244817046.3892 | 1347346435.5796 | 157038212.6832 | 0 | 1749.2017 | 50.0261 | 0 | 0 | 0 | 486.7262 | 158 | 3040 | 4611.9232 | 760 | 190 | 0.099398
1894 | 412.0433 | 600.4 | 200 | 800 | 0 | 100% | 99.8288 | 143.4979 | 143.3964 | 143.3964 | 1 | 143.4979 | 99.9079 | 239.7671 | 226.0928 | 226.0928 | 226.0928 | 13.6742 | 239.7671 | 85.3334 | 75.9509 | 75.9509 | 75.9509 | 9.3826 | 85.3334 | 0 | 0 | 0 | 0 | 0 | 0 | 0 | 0 | 0 | 497.3499 | 398.5188 | 398.5188 | 398.5188 | 98.8311 | 497.3499 | 2815.172 | 2815.172 | 661.8554 | 661.8554 | 1205.5104 | 1205.5104 | 0 | 0 | 947.8062 | 947.8062 | 250107984.4024 | 1347354334.3332 | 152924916.6964 | 0 | 1750.3872 | 51.7902 | 0 | 0 | 0 | 556.2585 | 158 | 3040 | 4611.9232 | 760 | 190 | 0.096863
1895 | 463.5487 | 600.4 | 200 | 800 | 0 | 100% | 99.9315 | 147.5845 | 147.5045 | 147.5045 | 1 | 147.5845 | 99.965 | 265.062 | 249.9434 | 249.9434 | 249.9434 | 15.1186 | 265.062 | 85.3238 | 75.9412 | 75.9412 | 75.9412 | 9.3825 | 85.3238 | 0 | 0 | 0 | 0 | 0 | 0 | 0 | 0 | 0 | 507.4252 | 406.435 | 406.435 | 406.435 | 100.9902 | 507.4252 | 2897.5494 | 2897.5494 | 744.4962 | 744.4962 | 1205.3629 | 1205.3629 | 0 | 0 | 947.6903 | 947.6903 | 254319851.5697 | 1347360202.2132 | 149706935.7545 | 0 | 1751.387 | 53.4354 | 0 | 0 | 0 | 625.7908 | 158 | 3040 | 4611.9232 | 760 | 190 | 0.09488
1896 | 515.0541 | 600.4 | 200 | 800 | 0 | 100% | 99.9658 | 151.6955 | 151.6132 | 151.6132 | 1 | 151.6955 | 99.9945 | 290.4167 | 273.8501 | 273.8501 | 273.8501 | 16.5666 | 290.4167 | 85.3147 | 75.9322 | 75.9322 | 75.9322 | 9.3825 | 85.3147 | 0 | 0 | 0 | 0 | 0 | 0 | 0 | 0 | 0 | 516.3955 | 413.4508 | 413.4508 | 413.4508 | 102.9447 | 516.3955 | 2979.9286 | 2979.9286 | 827.123 | 827.123 | 1205.2244 | 1205.2244 | 0 | 0 | 947.5813 | 947.5813 | 257724728.0894 | 1347364621.6157 | 146813786.4799 | 0 | 1751.9031 | 54.9816 | 0 | 0 | 0 | 695.3231 | 158 | 3040 | 4611.9232 | 760 | 190 | 0.093097
1897 | 566.5595 | 600.4 | 200 | 800 | 0 | 100% | 100 | 155.8424 | 155.7194 | 155.7194 | 1 | 155.8424 | 100 | 315.8142 | 297.797 | 297.797 | 297.797 | 18.0172 | 315.8142 | 85.3063 | 75.9238 | 75.9238 | 75.9238 | 9.3825 | 85.3063 | 0 | 0 | 0 | 0 | 0 | 0 | 0 | 0 | 0 | 524.6591 | 419.9334 | 419.9334 | 419.9334 | 104.7257 | 524.6591 | 3062.3096 | 3062.3096 | 909.7368 | 909.7368 | 1205.094 | 1205.094 | 0 | 0 | 947.4788 | 947.4788 | 260540043.9618 | 1347367979.9214 | 144091976.1167 | 0 | 1752 | 56.4399 | 0 | 0 | 0 | 764.8554 | 158 | 3040 | 4611.9232 | 760 | 190 | 0.09142
1898 | 618.065 | 600.4 | 200 | 800 | 0 | 100% | 100 | 160.0267 | 159.9143 | 159.9143 | 1 | 160.0267 | 100 | 341.3899 | 321.9117 | 321.9117 | 321.9117 | 19.4782 | 341.3899 | 85.2984 | 75.9159 | 75.9159 | 75.9159 | 9.3825 | 85.2984 | 0 | 0 | 0 | 0 | 0 | 0 | 0 | 0 | 0 | 532.3736 | 425.998 | 425.998 | 425.998 | 106.3756 | 532.3736 | 3144.6922 | 3144.6922 | 992.339 | 992.339 | 1204.9711 | 1204.9711 | 0 | 0 | 947.3822 | 947.3822 | 262707390.1934 | 1347370404.9265 | 141922204.88 | 0 | 1752 | 57.8082 | 0 | 0 | 0 | 834.3877 | 158 | 3040 | 4611.9232 | 760 | 190 | 0.090082
1899 | 669.5704 | 600.4 | 200 | 800 | 0 | 100% | 100 | 164.2249 | 164.1317 | 164.1317 | 1 | 164.2249 | 100 | 367.1307 | 346.182 | 346.182 | 346.182 | 20.9487 | 367.1307 | 85.2909 | 75.9085 | 75.9085 | 75.9085 | 9.3825 | 85.2909 | 0 | 0 | 0 | 0 | 0 | 0 | 0 | 0 | 0 | 539.0754 | 431.2609 | 431.2609 | 431.2609 | 107.8145 | 539.0754 | 3227.0762 | 3227.0762 | 1074.9303 | 1074.9303 | 1204.855 | 1204.855 | 0 | 0 | 947.2909 | 947.2909 | 264529599.214 | 1347372805.5829 | 140097595.2031 | 0 | 1752 | 59.0933 | 0 | 0 | 0 | 903.92 | 158 | 3040 | 4611.9232 | 760 | 190 | 0.088958
1900 | 721.0758 | 600.4 | 200 | 800 | 0 | 100% | 100 | 168.429 | 168.3525 | 168.3525 | 1 | 168.429 | 100 | 392.9207 | 370.4985 | 370.4985 | 370.4985 | 22.4222 | 392.9207 | 85.2839 | 75.9014 | 75.9014 | 75.9014 | 9.3824 | 85.2839 | 0 | 0 | 0 | 0 | 0 | 0 | 0 | 0 | 0 | 544.9226 | 435.8526 | 435.8526 | 435.8526 | 109.07 | 544.9226 | 3309.4616 | 3309.4616 | 1157.5118 | 1157.5118 | 1204.7452 | 1204.7452 | 0 | 0 | 947.2046 | 947.2046 | 266082723.1447 | 1347375035.6835 | 138542241.1717 | 0 | 1752 | 60.302 | 0 | 0 | 0 | 973.4523 | 158 | 3040 | 4611.9232 | 760 | 190 | 0.088
1901 | 772.5812 | 600.4 | 200 | 800 | 0 | 100% | 100 | 172.6329 | 172.5702 | 172.5702 | 1 | 172.6329 | 100 | 418.715 | 394.8188 | 394.8188 | 394.8188 | 23.8961 | 418.715 | 85.2772 | 75.8947 | 75.8947 | 75.8947 | 9.3824 | 85.2772 | 0 | 0 | 0 | 0 | 0 | 0 | 0 | 0 | 0 | 550.0915 | 439.9 | 439.9 | 439.9 | 110.1916 | 550.0915 | 3391.8481 | 3391.8481 | 1240.0841 | 1240.0841 | 1204.6412 | 1204.6412 | 0 | 0 | 947.1228 | 947.1228 | 267453834.9842 | 1347377137.7407 | 137169027.275 | 0 | 1752 | 61.4414 | 0 | 0 | 0 | 1042.9846 | 158 | 3040 | 4611.9232 | 760 | 190 | 0.087153
1902 | 824.0866 | 600.4 | 200 | 800 | 0 | 100% | 100 | 176.8426 | 176.7934 | 176.7934 | 1 | 176.8426 | 100 | 444.5113 | 419.141 | 419.141 | 419.141 | 25.3703 | 444.5113 | 85.2708 | 75.8884 | 75.8884 | 75.8884 | 9.3824 | 85.2708 | 0 | 0 | 0 | 0 | 0 | 0 | 0 | 0 | 0 | 554.763 | 443.5629 | 443.5629 | 443.5629 | 111.2001 | 554.763 | 3474.2359 | 3474.2359 | 1322.6481 | 1322.6481 | 1204.5425 | 1204.5425 | 0 | 0 | 947.0453 | 947.0453 | 268647584.5464 | 1347378960.4332 | 135973455.0203 | 0 | 1752 | 62.5173 | 0 | 0 | 0 | 1112.5169 | 158 | 3040 | 4611.9232 | 760 | 190 | 0.086417
1903 | 875.592 | 600.4 | 200 | 800 | 0 | 100% | 100 | 181.0555 | 181.0189 | 181.0189 | 1 | 181.0555 | 100 | 470.3366 | 443.4904 | 443.4904 | 443.4904 | 26.8462 | 470.3366 | 85.2648 | 75.8824 | 75.8824 | 75.8824 | 9.3824 | 85.2648 | 0 | 0 | 0 | 0 | 0 | 0 | 0 | 0 | 0 | 558.925 | 446.8262 | 446.8262 | 446.8262 | 112.0988 | 558.925 | 3556.6246 | 3556.6246 | 1405.2042 | 1405.2042 | 1204.4488 | 1204.4488 | 0 | 0 | 946.9716 | 946.9716 | 269685607.4395 | 1347380515.2191 | 134933877.3414 | 0 | 1752 | 63.5349 | 0 | 0 | 0 | 1182.0492 | 158 | 3040 | 4611.9232 | 760 | 190 | 0.085776
1904 | 927.0974 | 600.4 | 200 | 800 | 0 | 100% | 100 | 185.2721 | 185.2467 | 185.2467 | 1 | 185.2721 | 100 | 496.2037 | 467.879 | 467.879 | 467.879 | 28.3247 | 496.2037 | 85.2591 | 75.8767 | 75.8767 | 75.8767 | 9.3824 | 85.2591 | 0 | 0 | 0 | 0 | 0 | 0 | 0 | 0 | 0 | 562.6249 | 449.7288 | 449.7288 | 449.7288 | 112.8962 | 562.6249 | 3639.0144 | 3639.0144 | 1487.7532 | 1487.7532 | 1204.3597 | 1204.3597 | 0 | 0 | 946.9015 | 946.9015 | 270585618.3332 | 1347381804.1926 | 134032577.4742 | 0 | 1752 | 64.4988 | 0 | 0 | 0 | 1251.5815 | 158 | 3040 | 4611.9232 | 760 | 190 | 0.08522
1905 | 978.6028 | 600.4 | 200 | 800 | 0 | 100% | 100 | 189.4931 | 189.477 | 189.477 | 1 | 189.4931 | 100 | 522.114 | 492.3083 | 492.3083 | 492.3083 | 29.8057 | 522.114 | 85.2537 | 75.8713 | 75.8713 | 75.8713 | 9.3824 | 85.2537 | 0 | 0 | 0 | 0 | 0 | 0 | 0 | 0 | 0 | 565.936 | 452.3317 | 452.3317 | 452.3317 | 113.6043 | 565.936 | 3721.405 | 3721.405 | 1570.2955 | 1570.2955 | 1204.2748 | 1204.2748 | 0 | 0 | 946.8348 | 946.8348 | 271391625.5397 | 1347383093.166 | 133225281.2943 | 0 | 1752 | 65.4131 | 0 | 0 | 0 | 1321.1138 | 158 | 3040 | 4611.9232 | 760 | 190 | 0.084723
1906 | 1030.1083 | 600.4 | 200 | 800 | 0 | 100% | 100 | 193.7158 | 193.7081 | 193.7081 | 1 | 193.7158 | 100 | 548.0102 | 516.7242 | 516.7242 | 516.7242 | 31.286 | 548.0102 | 85.2485 | 75.8661 | 75.8661 | 75.8661 | 9.3824 | 85.2485 | 0 | 0 | 0 | 0 | 0 | 0 | 0 | 0 | 0 | 569.0005 | 454.7419 | 454.7419 | 454.7419 | 114.2585 | 569.0005 | 3803.7965 | 3803.7965 | 1652.8315 | 1652.8315 | 1204.1939 | 1204.1939 | 0 | 0 | 946.7711 | 946.7711 | 272143825.0801 | 1347384382.1395 | 132471792.7804 | 0 | 1752 | 66.2813 | 0 | 0 | 0 | 1390.6462 | 158 | 3040 | 4611.9232 | 760 | 190 | 0.084259
1907 | 20.6022 | 653.6 | 200 | 800 | 0 | 100% | 96.3699 | 121.304 | 121.3827 | 121.3827 | 1 | 121.304 | 97.4567 | 115.9992 | 109.3898 | 109.3898 | 109.3898 | 6.6094 | 115.9992 | 91.6527 | 81.5842 | 81.5842 | 81.5842 | 10.0684 | 91.6527 | 0 | 0 | 0 | 0 | 0 | 0 | 0 | 0 | 0 | 251.2996 | 202.6873 | 202.6873 | 202.6873 | 48.6123 | 251.2996 | 2295.5224 | 2295.5224 | 33.1259 | 33.1259 | 1313.6415 | 1313.6415 | 0 | 0 | 948.755 | 948.755 | 26722816.161 | 1366828246.1537 | 313890613.7925 | 0 | 1707.4417 | 40.3167 | 0 | 0 | 0 | 27.8129 | 172 | 3040 | 4611.9232 | 760 | 190 | 0.19606
1908 | 51.5054 | 653.6 | 200 | 800 | 0 | 100% | 97.1233 | 123.027 | 122.9978 | 122.9978 | 1 | 123.027 | 98.0764 | 119.2899 | 112.4923 | 112.4923 | 112.4923 | 6.7976 | 119.2899 | 91.6394 | 81.5714 | 81.5714 | 81.5714 | 10.068 | 91.6394 | 0 | 0 | 0 | 0 | 0 | 0 | 0 | 0 | 0 | 273.4328 | 220.4114 | 220.4114 | 220.4114 | 53.0214 | 273.4328 | 2344.9377 | 2344.9377 | 82.8051 | 82.8051 | 1313.4883 | 1313.4883 | 0 | 0 | 948.6444 | 948.6444 | 64883552.3056 | 1366885882.693 | 286529173.6028 | 0 | 1718.2986 | 41.5858 | 0 | 0 | 0 | 69.5323 | 172 | 3040 | 4611.9232 | 760 | 190 | 0.1792
1909 | 154.5162 | 653.6 | 200 | 800 | 0 | 100% | 98.4703 | 129.7927 | 129.2837 | 129.2837 | 1 | 129.7927 | 99.1376 | 135.2999 | 127.5875 | 127.5875 | 127.5875 | 7.7125 | 135.2999 | 91.6038 | 81.5366 | 81.5366 | 81.5366 | 10.0673 | 91.6038 | 0 | 0 | 0 | 0 | 0 | 0 | 0 | 0 | 0 | 381.9954 | 307.2268 | 307.2268 | 307.2268 | 74.7686 | 381.9954 | 2509.665 | 2509.665 | 248.3279 | 248.3279 | 1313.0263 | 1313.0263 | 0 | 0 | 948.3107 | 948.3107 | 170130715.2049 | 1366989605.3505 | 199770889.4997 | 0 | 1736.8912 | 45.8928 | 0 | 0 | 0 | 208.5969 | 172 | 3040 | 4611.9232 | 760 | 190 | 0.12573
1910 | 206.0217 | 653.6 | 200 | 800 | 0 | 100% | 99.0639 | 133.4321 | 132.9919 | 132.9919 | 1 | 133.4321 | 99.4369 | 150.1265 | 141.5676 | 141.5676 | 141.5676 | 8.5589 | 150.1265 | 91.5893 | 81.5222 | 81.5222 | 81.5222 | 10.0671 | 91.5893 | 0 | 0 | 0 | 0 | 0 | 0 | 0 | 0 | 0 | 440.9228 | 354.148 | 354.148 | 354.148 | 86.7748 | 440.9228 | 2592.0334 | 2592.0334 | 331.0518 | 331.0518 | 1312.8199 | 1312.8199 | 0 | 0 | 948.1617 | 948.1617 | 202591727.8897 | 1367014058.4673 | 172527923.4593 | 0 | 1742.1337 | 47.88 | 0 | 0 | 0 | 278.1292 | 172 | 3040 | 4611.9232 | 760 | 190 | 0.10894
1911 | 257.5271 | 653.6 | 200 | 800 | 0 | 100% | 99.5205 | 137.1256 | 136.9668 | 136.9668 | 1 | 137.1256 | 99.7003 | 172.5825 | 162.742 | 162.742 | 162.742 | 9.8405 | 172.5825 | 91.5762 | 81.5092 | 81.5092 | 81.5092 | 10.0669 | 91.5762 | 0 | 0 | 0 | 0 | 0 | 0 | 0 | 0 | 0 | 473.3248 | 379.7158 | 379.7158 | 379.7158 | 93.609 | 473.3248 | 2674.4045 | 2674.4045 | 413.7541 | 413.7541 | 1312.6276 | 1312.6276 | 0 | 0 | 948.0228 | 948.0228 | 218362376.704 | 1367031590.0279 | 161355861.3301 | 0 | 1746.7498 | 49.7059 | 0 | 0 | 0 | 347.6615 | 172 | 3040 | 4611.9232 | 760 | 190 | 0.10206
1912 | 309.0325 | 653.6 | 200 | 800 | 0 | 100% | 99.726 | 141.0191 | 140.8177 | 140.8177 | 1 | 141.0191 | 99.802 | 198.1609 | 186.8605 | 186.8605 | 186.8605 | 11.3004 | 198.1609 | 91.5642 | 81.4973 | 81.4973 | 81.4973 | 10.0668 | 91.5642 | 0 | 0 | 0 | 0 | 0 | 0 | 0 | 0 | 0 | 493.2516 | 395.3667 | 395.3667 | 395.3667 | 97.8849 | 493.2516 | 2756.7782 | 2756.7782 | 496.4371 | 496.4371 | 1312.448 | 1312.448 | 0 | 0 | 947.8931 | 947.8931 | 227446795.8526 | 1367043661.2592 | 154040762.9205 | 0 | 1748.5312 | 51.4772 | 0 | 0 | 0 | 417.1938 | 172 | 3040 | 4611.9232 | 760 | 190 | 0.09755
1913 | 360.5379 | 653.6 | 200 | 800 | 0 | 100% | 99.7945 | 145.0675 | 144.9211 | 144.9211 | 1 | 145.0675 | 99.8719 | 224.509 | 211.7045 | 211.7045 | 211.7045 | 12.8045 | 224.509 | 91.5532 | 81.4864 | 81.4864 | 81.4864 | 10.0668 | 91.5532 | 0 | 0 | 0 | 0 | 0 | 0 | 0 | 0 | 0 | 510.115 | 408.6502 | 408.6502 | 408.6502 | 101.4648 | 510.115 | 2839.1541 | 2839.1541 | 579.1024 | 579.1024 | 1312.28 | 1312.28 | 0 | 0 | 947.7717 | 947.7717 | 233904524.7943 | 1367051249.9682 | 148799390.1456 | 0 | 1749.7552 | 53.1411 | 0 | 0 | 0 | 486.7262 | 172 | 3040 | 4611.9232 | 760 | 190 | 0.09432
1914 | 412.0433 | 653.6 | 200 | 800 | 0 | 100% | 99.8858 | 149.1383 | 149.0397 | 149.0397 | 1 | 149.1383 | 99.9385 | 250.9035 | 236.592 | 236.592 | 236.592 | 14.3115 | 250.9035 | 91.543 | 81.4763 | 81.4763 | 81.4763 | 10.0667 | 91.543 | 0 | 0 | 0 | 0 | 0 | 0 | 0 | 0 | 0 | 523.4969 | 419.1841 | 419.1841 | 419.1841 | 104.3128 | 523.4969 | 2921.532 | 2921.532 | 661.7518 | 661.7518 | 1312.1223 | 1312.1223 | 0 | 0 | 947.6578 | 947.6578 | 238964999.376 | 1367056826.5526 | 144901562.237 | 0 | 1750.9234 | 54.6929 | 0 | 0 | 0 | 556.2585 | 172 | 3040 | 4611.9232 | 760 | 190 | 0.091918
1915 | 463.5487 | 653.6 | 200 | 800 | 0 | 100% | 99.9543 | 153.2353 | 153.143 | 153.143 | 1 | 153.2353 | 99.9813 | 277.4037 | 261.5789 | 261.5789 | 261.5789 | 15.8247 | 277.4037 | 91.5335 | 81.4668 | 81.4668 | 81.4668 | 10.0667 | 91.5335 | 0 | 0 | 0 | 0 | 0 | 0 | 0 | 0 | 0 | 534.5893 | 427.8996 | 427.8996 | 427.8996 | 106.6897 | 534.5893 | 3003.9117 | 3003.9117 | 744.3867 | 744.3867 | 1311.9742 | 1311.9742 | 0 | 0 | 947.5508 | 947.5508 | 242955216.2138 | 1367060803.8133 | 141656052.9433 | 0 | 1751.6721 | 56.1534 | 0 | 0 | 0 | 625.7908 | 172 | 3040 | 4611.9232 | 760 | 190 | 0.089918
1916 | 515.0541 | 653.6 | 200 | 800 | 0 | 100% | 100 | 157.366 | 157.249 | 157.249 | 1 | 157.366 | 100 | 303.9868 | 286.6439 | 286.6439 | 286.6439 | 17.3429 | 303.9868 | 91.5246 | 81.4579 | 81.4579 | 81.4579 | 10.0667 | 91.5246 | 0 | 0 | 0 | 0 | 0 | 0 | 0 | 0 | 0 | 544.4314 | 435.6335 | 435.6335 | 435.6335 | 108.7979 | 544.4314 | 3086.2932 | 3086.2932 | 827.0084 | 827.0084 | 1311.8347 | 1311.8347 | 0 | 0 | 947.4501 | 947.4501 | 246173186.9156 | 1367064157.7746 | 138762655.3098 | 0 | 1752 | 57.5323 | 0 | 0 | 0 | 695.3231 | 172 | 3040 | 4611.9232 | 760 | 190 | 0.088135
1917 | 566.5595 | 653.6 | 200 | 800 | 0 | 100% | 100 | 161.5348 | 161.3943 | 161.3943 | 1 | 161.5348 | 100 | 330.6174 | 311.7533 | 311.7533 | 311.7533 | 18.864 | 330.6174 | 91.5163 | 81.4496 | 81.4496 | 81.4496 | 10.0667 | 91.5163 | 0 | 0 | 0 | 0 | 0 | 0 | 0 | 0 | 0 | 553.8481 | 443.0456 | 443.0456 | 443.0456 | 110.8024 | 553.8481 | 3168.6762 | 3168.6762 | 909.618 | 909.618 | 1311.7031 | 1311.7031 | 0 | 0 | 947.3551 | 947.3551 | 248804151.9446 | 1367066482.2606 | 136129365.7948 | 0 | 1752 | 58.8342 | 0 | 0 | 0 | 764.8554 | 172 | 3040 | 4611.9232 | 760 | 190 | 0.086513
1918 | 618.065 | 653.6 | 200 | 800 | 0 | 100% | 100 | 165.7254 | 165.6119 | 165.6119 | 1 | 165.7254 | 100 | 357.4822 | 337.0835 | 337.0835 | 337.0835 | 20.3987 | 357.4822 | 91.5084 | 81.4418 | 81.4418 | 81.4418 | 10.0667 | 91.5084 | 0 | 0 | 0 | 0 | 0 | 0 | 0 | 0 | 0 | 562.1722 | 449.5835 | 449.5835 | 449.5835 | 112.5886 | 562.1722 | 3251.0606 | 3251.0606 | 992.2165 | 992.2165 | 1311.5788 | 1311.5788 | 0 | 0 | 947.2653 | 947.2653 | 250838055.1997 | 1367068303.0213 | 134093641.779 | 0 | 1752 | 60.0583 | 0 | 0 | 0 | 834.3877 | 172 | 3040 | 4611.9232 | 760 | 190 | 0.085258
1919 | 669.5704 | 653.6 | 200 | 800 | 0 | 100% | 100 | 169.9276 | 169.8348 | 169.8348 | 1 | 169.9276 | 100 | 384.4851 | 362.5437 | 362.5437 | 362.5437 | 21.9414 | 384.4851 | 91.501 | 81.4344 | 81.4344 | 81.4344 | 10.0666 | 91.501 | 0 | 0 | 0 | 0 | 0 | 0 | 0 | 0 | 0 | 569.2561 | 455.1538 | 455.1538 | 455.1538 | 114.1024 | 569.2561 | 3333.4464 | 3333.4464 | 1074.8048 | 1074.8048 | 1311.4612 | 1311.4612 | 0 | 0 | 947.1803 | 947.1803 | 252536293.8411 | 1367070076.6978 | 132393629.461 | 0 | 1752 | 61.2117 | 0 | 0 | 0 | 903.92 | 172 | 3040 | 4611.9232 | 760 | 190 | 0.08421
1920 | 721.0758 | 653.6 | 200 | 800 | 0 | 100% | 100 | 174.1301 | 174.0533 | 174.0533 | 1 | 174.1301 | 100 | 411.5634 | 388.0749 | 388.0749 | 388.0749 | 23.4885 | 411.5634 | 91.494 | 81.4273 | 81.4273 | 81.4273 | 10.0666 | 91.494 | 0 | 0 | 0 | 0 | 0 | 0 | 0 | 0 | 0 | 575.2994 | 459.8907 | 459.8907 | 459.8907 | 115.4087 | 575.2994 | 3415.8333 | 3415.8333 | 1157.3837 | 1157.3837 | 1311.3497 | 1311.3497 | 0 | 0 | 947.0998 | 947.0998 | 253984577.1703 | 1367071850.3743 | 130943572.4553 | 0 | 1752 | 62.3001 | 0 | 0 | 0 | 973.4523 | 172 | 3040 | 4611.9232 | 760 | 190 | 0.083317
1921 | 772.5812 | 653.6 | 200 | 800 | 0 | 100% | 100 | 178.3392 | 178.2756 | 178.2756 | 1 | 178.3392 | 100 | 438.6366 | 413.601 | 413.601 | 413.601 | 25.0355 | 438.6366 | 91.4873 | 81.4207 | 81.4207 | 81.4207 | 10.0666 | 91.4873 | 0 | 0 | 0 | 0 | 0 | 0 | 0 | 0 | 0 | 580.7495 | 464.1696 | 464.1696 | 464.1696 | 116.5799 | 580.7495 | 3498.2213 | 3498.2213 | 1239.954 | 1239.954 | 1311.2439 | 1311.2439 | 0 | 0 | 947.0234 | 947.0234 | 255267784.5644 | 1367073490.7753 | 129658724.6603 | 0 | 1752 | 63.3295 | 0 | 0 | 0 | 1042.9846 | 172 | 3040 | 4611.9232 | 760 | 190 | 0.082525
1922 | 824.0866 | 653.6 | 200 | 800 | 0 | 100% | 100 | 182.5544 | 182.5032 | 182.5032 | 1 | 182.5544 | 100 | 465.6868 | 439.1054 | 439.1054 | 439.1054 | 26.5814 | 465.6868 | 91.481 | 81.4143 | 81.4143 | 81.4143 | 10.0666 | 91.481 | 0 | 0 | 0 | 0 | 0 | 0 | 0 | 0 | 0 | 585.7496 | 468.1045 | 468.1045 | 468.1045 | 117.6451 | 585.7496 | 3580.6104 | 3580.6104 | 1322.5162 | 1322.5162 | 1311.1434 | 1311.1434 | 0 | 0 | 946.9508 | 946.9508 | 256410401.4436 | 1367075031.8112 | 128514566.7452 | 0 | 1752 | 64.3042 | 0 | 0 | 0 | 1112.5169 | 172 | 3040 | 4611.9232 | 760 | 190 | 0.08182
1923 | 875.592 | 653.6 | 200 | 800 | 0 | 100% | 100 | 186.7712 | 186.7325 | 186.7325 | 1 | 186.7712 | 100 | 492.7418 | 464.6142 | 464.6142 | 464.6142 | 28.1276 | 492.7418 | 91.4749 | 81.4083 | 81.4083 | 81.4083 | 10.0666 | 91.4749 | 0 | 0 | 0 | 0 | 0 | 0 | 0 | 0 | 0 | 590.2502 | 471.6438 | 471.6438 | 471.6438 | 118.6064 | 590.2502 | 3663.0004 | 3663.0004 | 1405.0709 | 1405.0709 | 1311.0477 | 1311.0477 | 0 | 0 | 946.8817 | 946.8817 | 257403376.3952 | 1367076448.9927 | 127520174.6121 | 0 | 1752 | 65.2284 | 0 | 0 | 0 | 1182.0492 | 172 | 3040 | 4611.9232 | 760 | 190 | 0.081207
1924 | 927.0974 | 653.6 | 200 | 800 | 0 | 100% | 100 | 190.992 | 190.9649 | 190.9649 | 1 | 190.992 | 100 | 519.841 | 490.1645 | 490.1645 | 490.1645 | 29.6765 | 519.841 | 91.4692 | 81.4026 | 81.4026 | 81.4026 | 10.0666 | 91.4692 | 0 | 0 | 0 | 0 | 0 | 0 | 0 | 0 | 0 | 594.2646 | 474.805 | 474.805 | 474.805 | 119.4596 | 594.2646 | 3745.3913 | 3745.3913 | 1487.6187 | 1487.6187 | 1310.9566 | 1310.9566 | 0 | 0 | 946.8159 | 946.8159 | 258259618.7912 | 1367077816.8729 | 126662564.3358 | 0 | 1752 | 66.106 | 0 | 0 | 0 | 1251.5815 | 172 | 3040 | 4611.9232 | 760 | 190 | 0.080679
1925 | 978.6028 | 653.6 | 200 | 800 | 0 | 100% | 100 | 195.2153 | 195.1977 | 195.1977 | 1 | 195.2153 | 100 | 546.9915 | 515.7631 | 515.7631 | 515.7631 | 31.2284 | 546.9915 | 91.4637 | 81.3971 | 81.3971 | 81.3971 | 10.0666 | 91.4637 | 0 | 0 | 0 | 0 | 0 | 0 | 0 | 0 | 0 | 597.8239 | 477.6092 | 477.6092 | 477.6092 | 120.2147 | 597.8239 | 3827.783 | 3827.783 | 1570.1601 | 1570.1601 | 1310.8697 | 1310.8697 | 0 | 0 | 946.7532 | 946.7532 | 259023848.9935 | 1367078728.2287 | 125897422.7777 | 0 | 1752 | 66.9402 | 0 | 0 | 0 | 1321.1138 | 172 | 3040 | 4611.9232 | 760 | 190 | 0.080207
1926 | 1030.1083 | 653.6 | 200 | 800 | 0 | 100% | 100 | 199.438 | 199.4286 | 199.4286 | 1 | 199.438 | 100 | 574.1218 | 541.3425 | 541.3425 | 541.3425 | 32.7793 | 574.1218 | 91.4585 | 81.3919 | 81.3919 | 81.3919 | 10.0666 | 91.4585 | 0 | 0 | 0 | 0 | 0 | 0 | 0 | 0 | 0 | 601.0994 | 480.1849 | 480.1849 | 480.1849 | 120.9145 | 601.0994 | 3910.1755 | 3910.1755 | 1652.6955 | 1652.6955 | 1310.7867 | 1310.7867 | 0 | 0 | 946.6932 | 946.6932 | 259750913.5679 | 1367079611.6911 | 125169474.741 | 0 | 1752 | 67.7344 | 0 | 0 | 0 | 1390.6462 | 172 | 3040 | 4611.9232 | 760 | 190 | 0.079758
1927 | 20.6022 | 703 | 200 | 800 | 0 | 100% | 97.0205 | 126.128 | 126.1787 | 126.1787 | 1 | 126.128 | 97.873 | 120.0168 | 113.1771 | 113.1771 | 113.1771 | 6.8397 | 120.0168 | 97.4482 | 86.741 | 86.741 | 86.741 | 10.7073 | 97.4482 | 0 | 0 | 0 | 0 | 0 | 0 | 0 | 0 | 0 | 256.2866 | 206.5551 | 206.5551 | 206.5551 | 49.7315 | 256.2866 | 2394.2641 | 2394.2641 | 33.1184 | 33.1184 | 1412.6067 | 1412.6067 | 0 | 0 | 948.539 | 948.539 | 25824247.7022 | 1382420711.5775 | 306489504.3606 | 0 | 1714.7345 | 44.2853 | 0 | 0 | 0 | 27.8129 | 185 | 3040 | 4611.9232 | 760 | 190 | 0.1915
1928 | 51.5054 | 703 | 200 | 800 | 0 | 100% | 97.5457 | 127.98 | 127.9215 | 127.9215 | 1 | 127.98 | 98.3717 | 123.0669 | 116.0526 | 116.0526 | 116.0526 | 7.0143 | 123.0669 | 97.4361 | 86.7292 | 86.7292 | 86.7292 | 10.7069 | 97.4361 | 0 | 0 | 0 | 0 | 0 | 0 | 0 | 0 | 0 | 280.5554 | 225.9932 | 225.9932 | 225.9932 | 54.5621 | 280.5554 | 2443.6821 | 2443.6821 | 82.7871 | 82.7871 | 1412.4567 | 1412.4567 | 0 | 0 | 948.4383 | 948.4383 | 62890923.7931 | 1382463156.9311 | 278118390.968 | 0 | 1723.4725 | 45.4364 | 0 | 0 | 0 | 69.5323 | 185 | 3040 | 4611.9232 | 760 | 190 | 0.17401
1929 | 154.5162 | 703 | 200 | 800 | 0 | 100% | 98.5845 | 134.9655 | 134.4686 | 134.4686 | 1 | 134.9655 | 99.2303 | 140.356 | 132.3539 | 132.3539 | 132.3539 | 8.0021 | 140.356 | 97.4021 | 86.6958 | 86.6958 | 86.6958 | 10.7063 | 97.4021 | 0 | 0 | 0 | 0 | 0 | 0 | 0 | 0 | 0 | 396.2827 | 318.48 | 318.48 | 318.48 | 77.8027 | 396.2827 | 2608.417 | 2608.417 | 248.2814 | 248.2814 | 1412.0024 | 1412.0024 | 0 | 0 | 948.1333 | 948.1333 | 163913002.7932 | 1382551517.3922 | 192049761.5815 | 0 | 1738.5143 | 49.2723 | 0 | 0 | 0 | 208.5969 | 185 | 3040 | 4611.9232 | 760 | 190 | 0.12097
1930 | 206.0217 | 703 | 200 | 800 | 0 | 100% | 99.1895 | 138.6071 | 138.1763 | 138.1763 | 1 | 138.6071 | 99.527 | 155.8331 | 146.9474 | 146.9474 | 146.9474 | 8.8857 | 155.8331 | 97.3879 | 86.6819 | 86.6819 | 86.6819 | 10.7061 | 97.3879 | 0 | 0 | 0 | 0 | 0 | 0 | 0 | 0 | 0 | 457.1195 | 366.9149 | 366.9149 | 366.9149 | 90.2046 | 457.1195 | 2690.7887 | 2690.7887 | 330.9941 | 330.9941 | 1411.7984 | 1411.7984 | 0 | 0 | 947.9963 | 947.9963 | 195130040.0012 | 1382573276.0426 | 166009327.0209 | 0 | 1743.7126 | 51.012 | 0 | 0 | 0 | 278.1292 | 185 | 3040 | 4611.9232 | 760 | 190 | 0.10493
1931 | 257.5271 | 703 | 200 | 800 | 0 | 100% | 99.6575 | 142.3128 | 142.0799 | 142.0799 | 1 | 142.3128 | 99.7545 | 179.1857 | 168.9671 | 168.9671 | 168.9671 | 10.2186 | 179.1857 | 97.3753 | 86.6693 | 86.6693 | 86.6693 | 10.706 | 97.3753 | 0 | 0 | 0 | 0 | 0 | 0 | 0 | 0 | 0 | 490.8922 | 393.5715 | 393.5715 | 393.5715 | 97.3207 | 490.8922 | 2773.1628 | 2773.1628 | 413.6867 | 413.6867 | 1411.6078 | 1411.6078 | 0 | 0 | 947.8683 | 947.8683 | 210286430.9727 | 1382587100.877 | 154825842.7352 | 0 | 1747.6994 | 52.6385 | 0 | 0 | 0 | 347.6615 | 185 | 3040 | 4611.9232 | 760 | 190 | 0.098034
1932 | 309.0325 | 703 | 200 | 800 | 0 | 100% | 99.7489 | 146.2764 | 146.0756 | 146.0756 | 1 | 146.2764 | 99.8315 | 205.7793 | 194.0428 | 194.0428 | 194.0428 | 11.7366 | 205.7793 | 97.3635 | 86.6576 | 86.6576 | 86.6576 | 10.7059 | 97.3635 | 0 | 0 | 0 | 0 | 0 | 0 | 0 | 0 | 0 | 514.1401 | 411.885 | 411.885 | 411.885 | 102.2551 | 514.1401 | 2855.5391 | 2855.5391 | 496.3613 | 496.3613 | 1411.4293 | 1411.4293 | 0 | 0 | 947.7485 | 947.7485 | 218991350.885 | 1382597720.8619 | 147459426.0785 | 0 | 1749.0485 | 54.2221 | 0 | 0 | 0 | 417.1938 | 185 | 3040 | 4611.9232 | 760 | 190 | 0.093495
1933 | 360.5379 | 703 | 200 | 800 | 0 | 100% | 99.8174 | 150.3317 | 150.1901 | 150.1901 | 1 | 150.3317 | 99.9011 | 233.1607 | 219.861 | 219.861 | 219.861 | 13.2997 | 233.1607 | 97.3527 | 86.6469 | 86.6469 | 86.6469 | 10.7058 | 97.3527 | 0 | 0 | 0 | 0 | 0 | 0 | 0 | 0 | 0 | 531.7997 | 425.813 | 425.813 | 425.813 | 105.9867 | 531.7997 | 2937.9174 | 2937.9174 | 579.0195 | 579.0195 | 1411.2619 | 1411.2619 | 0 | 0 | 947.636 | 947.636 | 225189994.5215 | 1382604517.4612 | 142472789.7377 | 0 | 1750.2673 | 55.7038 | 0 | 0 | 0 | 486.7262 | 185 | 3040 | 4611.9232 | 760 | 190 | 0.090422
1934 | 412.0433 | 703 | 200 | 800 | 0 | 100% | 99.9087 | 154.4104 | 154.2994 | 154.2994 | 1 | 154.4104 | 99.9576 | 260.5983 | 245.732 | 245.732 | 245.732 | 14.8664 | 260.5983 | 97.3427 | 86.6369 | 86.6369 | 86.6369 | 10.7058 | 97.3427 | 0 | 0 | 0 | 0 | 0 | 0 | 0 | 0 | 0 | 546.0252 | 437.0181 | 437.0181 | 437.0181 | 109.0071 | 546.0252 | 3020.2975 | 3020.2975 | 661.6628 | 661.6628 | 1411.1045 | 1411.1045 | 0 | 0 | 947.5303 | 947.5303 | 230041006.9462 | 1382609459.0193 | 138606729.2912 | 0 | 1751.2572 | 57.0958 | 0 | 0 | 0 | 556.2585 | 185 | 3040 | 4611.9232 | 760 | 190 | 0.088039
1935 | 463.5487 | 703 | 200 | 800 | 0 | 100% | 99.9658 | 158.52 | 158.4211 | 158.4211 | 1 | 158.52 | 99.9959 | 288.1579 | 271.7178 | 271.7178 | 271.7178 | 16.4402 | 288.1579 | 97.3333 | 86.6275 | 86.6275 | 86.6275 | 10.7058 | 97.3333 | 0 | 0 | 0 | 0 | 0 | 0 | 0 | 0 | 0 | 557.9493 | 446.4047 | 446.4047 | 446.4047 | 111.5446 | 557.9493 | 3102.6793 | 3102.6793 | 744.2924 | 744.2924 | 1410.9562 | 1410.9562 | 0 | 0 | 947.4308 | 947.4308 | 233851715.3137 | 1382613406.4032 | 135463868.2427 | 0 | 1751.929 | 58.4086 | 0 | 0 | 0 | 625.7908 | 185 | 3040 | 4611.9232 | 760 | 190 | 0.086102
1936 | 515.0541 | 703 | 200 | 800 | 0 | 100% | 100 | 162.6605 | 162.5034 | 162.5034 | 1 | 162.6605 | 100 | 315.8117 | 297.7921 | 297.7921 | 297.7921 | 18.0196 | 315.8117 | 97.3245 | 86.6187 | 86.6187 | 86.6187 | 10.7057 | 97.3245 | 0 | 0 | 0 | 0 | 0 | 0 | 0 | 0 | 0 | 568.6223 | 454.7957 | 454.7957 | 454.7957 | 113.8266 | 568.6223 | 3185.0626 | 3185.0626 | 826.9095 | 826.9095 | 1410.8163 | 1410.8163 | 0 | 0 | 947.3368 | 947.3368 | 236921292.2703 | 1382616497.7712 | 132462209.9585 | 0 | 1752 | 59.6566 | 0 | 0 | 0 | 695.3231 | 185 | 3040 | 4611.9232 | 760 | 190 | 0.084253
1937 | 566.5595 | 703 | 200 | 800 | 0 | 100% | 100 | 166.845 | 166.7022 | 166.7022 | 1 | 166.845 | 100 | 343.537 | 323.9337 | 323.9337 | 323.9337 | 19.6033 | 343.537 | 97.3162 | 86.6105 | 86.6105 | 86.6105 | 10.7057 | 97.3162 | 0 | 0 | 0 | 0 | 0 | 0 | 0 | 0 | 0 | 579.0718 | 463.0278 | 463.0278 | 463.0278 | 116.044 | 579.0718 | 3267.4473 | 3267.4473 | 909.5152 | 909.5152 | 1410.684 | 1410.684 | 0 | 0 | 947.248 | 947.248 | 239400113.4355 | 1382619103.5524 | 129980783.0121 | 0 | 1752 | 60.8334 | 0 | 0 | 0 | 764.8554 | 185 | 3040 | 4611.9232 | 760 | 190 | 0.082723
1938 | 618.065 | 703 | 200 | 800 | 0 | 100% | 100 | 171.0408 | 170.926 | 170.926 | 1 | 171.0408 | 100 | 371.5007 | 350.3 | 350.3 | 350.3 | 21.2007 | 371.5007 | 97.3083 | 86.6026 | 86.6026 | 86.6026 | 10.7057 | 97.3083 | 0 | 0 | 0 | 0 | 0 | 0 | 0 | 0 | 0 | 587.8248 | 469.911 | 469.911 | 469.911 | 117.9138 | 587.8248 | 3349.8333 | 3349.8333 | 992.1104 | 992.1104 | 1410.5589 | 1410.5589 | 0 | 0 | 947.164 | 947.164 | 241343135.5424 | 1382621068.2385 | 128035796.2191 | 0 | 1752 | 61.9431 | 0 | 0 | 0 | 834.3877 | 185 | 3040 | 4611.9232 | 760 | 190 | 0.081525
1939 | 669.5704 | 703 | 200 | 800 | 0 | 100% | 100 | 175.2448 | 175.1523 | 175.1523 | 1 | 175.2448 | 100 | 399.6123 | 376.8055 | 376.8055 | 376.8055 | 22.8068 | 399.6123 | 97.3009 | 86.5952 | 86.5952 | 86.5952 | 10.7057 | 97.3009 | 0 | 0 | 0 | 0 | 0 | 0 | 0 | 0 | 0 | 595.1851 | 475.7008 | 475.7008 | 475.7008 | 119.4843 | 595.1851 | 3432.2204 | 3432.2204 | 1074.6959 | 1074.6959 | 1410.4402 | 1410.4402 | 0 | 0 | 947.0843 | 947.0843 | 242935154.2077 | 1382622629.7206 | 126442216.0716 | 0 | 1752 | 62.9916 | 0 | 0 | 0 | 903.92 | 185 | 3040 | 4611.9232 | 760 | 190 | 0.080543
1940 | 721.0758 | 703 | 200 | 800 | 0 | 100% | 100 | 179.4509 | 179.3735 | 179.3735 | 1 | 179.4509 | 100 | 427.7954 | 403.3783 | 403.3783 | 403.3783 | 24.4171 | 427.7954 | 97.2939 | 86.5882 | 86.5882 | 86.5882 | 10.7057 | 97.2939 | 0 | 0 | 0 | 0 | 0 | 0 | 0 | 0 | 0 | 601.505 | 480.663 | 480.663 | 480.663 | 120.842 | 601.505 | 3514.6087 | 3514.6087 | 1157.2724 | 1157.2724 | 1410.3276 | 1410.3276 | 0 | 0 | 947.0087 | 947.0087 | 244316108.4136 | 1382624185.5536 | 125059706.0328 | 0 | 1752 | 63.9838 | 0 | 0 | 0 | 973.4523 | 185 | 3040 | 4611.9232 | 760 | 190 | 0.079691
1941 | 772.5812 | 703 | 200 | 800 | 0 | 100% | 100 | 183.6624 | 183.5972 | 183.5972 | 1 | 183.6624 | 100 | 455.9507 | 429.9247 | 429.9247 | 429.9247 | 26.026 | 455.9507 | 97.2872 | 86.5816 | 86.5816 | 86.5816 | 10.7057 | 97.2872 | 0 | 0 | 0 | 0 | 0 | 0 | 0 | 0 | 0 | 607.2515 | 485.1807 | 485.1807 | 485.1807 | 122.0708 | 607.2515 | 3596.9979 | 3596.9979 | 1239.8406 | 1239.8406 | 1410.2206 | 1410.2206 | 0 | 0 | 946.9368 | 946.9368 | 245554604.3265 | 1382625741.3866 | 123819654.2869 | 0 | 1752 | 64.9243 | 0 | 0 | 0 | 1042.9846 | 185 | 3040 | 4611.9232 | 760 | 190 | 0.078927
1942 | 824.0866 | 703 | 200 | 800 | 0 | 100% | 100 | 187.8769 | 187.8239 | 187.8239 | 1 | 187.8769 | 100 | 484.0561 | 456.4239 | 456.4239 | 456.4239 | 27.6322 | 484.0561 | 97.2809 | 86.5752 | 86.5752 | 86.5752 | 10.7057 | 97.2809 | 0 | 0 | 0 | 0 | 0 | 0 | 0 | 0 | 0 | 612.5475 | 489.3457 | 489.3457 | 489.3457 | 123.2018 | 612.5475 | 3679.3881 | 3679.3881 | 1322.401 | 1322.401 | 1410.1187 | 1410.1187 | 0 | 0 | 946.8684 | 946.8684 | 246662656.4127 | 1382627297.2196 | 122710046.3676 | 0 | 1752 | 65.8171 | 0 | 0 | 0 | 1112.5169 | 185 | 3040 | 4611.9232 | 760 | 190 | 0.078243
1943 | 875.592 | 703 | 200 | 800 | 0 | 100% | 100 | 192.0949 | 192.0547 | 192.0547 | 1 | 192.0949 | 100 | 512.1707 | 482.9317 | 482.9317 | 482.9317 | 29.239 | 512.1707 | 97.2748 | 86.5692 | 86.5692 | 86.5692 | 10.7057 | 97.2748 | 0 | 0 | 0 | 0 | 0 | 0 | 0 | 0 | 0 | 617.3347 | 493.1139 | 493.1139 | 493.1139 | 124.2208 | 617.3347 | 3761.7792 | 3761.7792 | 1404.9544 | 1404.9544 | 1410.0216 | 1410.0216 | 0 | 0 | 946.8032 | 946.8032 | 247620345.4912 | 1382628853.0526 | 121750801.4562 | 0 | 1752 | 66.6655 | 0 | 0 | 0 | 1182.0492 | 185 | 3040 | 4611.9232 | 760 | 190 | 0.077652
1944 | 927.0974 | 703 | 200 | 800 | 0 | 100% | 100 | 196.3158 | 196.2876 | 196.2876 | 1 | 196.3158 | 100 | 540.347 | 509.4976 | 509.4976 | 509.4976 | 30.8494 | 540.347 | 97.269 | 86.5634 | 86.5634 | 86.5634 | 10.7056 | 97.269 | 0 | 0 | 0 | 0 | 0 | 0 | 0 | 0 | 0 | 621.5548 | 496.4367 | 496.4367 | 496.4367 | 125.1181 | 621.5548 | 3844.171 | 3844.171 | 1487.501 | 1487.501 | 1409.929 | 1409.929 | 0 | 0 | 946.741 | 946.741 | 248434328.1559 | 1382630283.3387 | 120935388.5054 | 0 | 1752 | 67.4729 | 0 | 0 | 0 | 1251.5815 | 185 | 3040 | 4611.9232 | 760 | 190 | 0.077149
1945 | 978.6028 | 703 | 200 | 800 | 0 | 100% | 100 | 200.5385 | 200.5195 | 200.5195 | 1 | 200.5385 | 100 | 568.5784 | 536.1153 | 536.1153 | 536.1153 | 32.4631 | 568.5784 | 97.2635 | 86.5579 | 86.5579 | 86.5579 | 10.7056 | 97.2635 | 0 | 0 | 0 | 0 | 0 | 0 | 0 | 0 | 0 | 625.2842 | 499.3725 | 499.3725 | 499.3725 | 125.9117 | 625.2842 | 3926.5637 | 3926.5637 | 1570.0415 | 1570.0415 | 1409.8405 | 1409.8405 | 0 | 0 | 946.6816 | 946.6816 | 249172702.8673 | 1382631700.5201 | 120195596.6126 | 0 | 1752 | 68.242 | 0 | 0 | 0 | 1321.1138 | 185 | 3040 | 4611.9232 | 760 | 190 | 0.076693
1946 | 1030.1083 | 703 | 200 | 800 | 0 | 100% | 100 | 204.763 | 204.7522 | 204.7522 | 1 | 204.763 | 100 | 596.7706 | 562.6959 | 562.6959 | 562.6959 | 34.0747 | 596.7706 | 97.2582 | 86.5526 | 86.5526 | 86.5526 | 10.7056 | 97.2582 | 0 | 0 | 0 | 0 | 0 | 0 | 0 | 0 | 0 | 628.7906 | 502.1353 | 502.1353 | 502.1353 | 126.6553 | 628.7906 | 4008.957 | 4008.957 | 1652.5761 | 1652.5761 | 1409.756 | 1409.756 | 0 | 0 | 946.6249 | 946.6249 | 249881856.8278 | 1382632753.3438 | 119485389.8283 | 0 | 1752 | 68.9755 | 0 | 0 | 0 | 1390.6462 | 185 | 3040 | 4611.9232 | 760 | 190 | 0.076255
1947 | 20.6022 | 752.4 | 200 | 800 | 0 | 100% | 97.4658 | 131.0645 | 131.1151 | 131.1151 | 1 | 131.0645 | 98.1993 | 123.448 | 116.4113 | 116.4113 | 116.4113 | 7.0367 | 123.448 | 103.2328 | 91.8879 | 91.8879 | 91.8879 | 11.345 | 103.2328 | 0 | 0 | 0 | 0 | 0 | 0 | 0 | 0 | 0 | 261.9966 | 211.007 | 211.007 | 211.007 | 50.9896 | 261.9966 | 2493.0109 | 2493.0109 | 33.1115 | 33.1115 | 1511.5572 | 1511.5572 | 0 | 0 | 948.3422 | 948.3422 | 25101135.2623 | 1396398912.0065 | 298951954.3622 | 0 | 1720.452 | 47.781 | 0 | 0 | 0 | 27.8129 | 198 | 3040 | 4611.9232 | 760 | 190 | 0.18685
1948 | 51.5054 | 752.4 | 200 | 800 | 0 | 100% | 97.9224 | 133.0486 | 132.9688 | 132.9688 | 1 | 133.0486 | 98.5601 | 126.6551 | 119.435 | 119.435 | 119.435 | 7.2201 | 126.6551 | 103.221 | 91.8763 | 91.8763 | 91.8763 | 11.3446 | 103.221 | 0 | 0 | 0 | 0 | 0 | 0 | 0 | 0 | 0 | 288.6832 | 232.3719 | 232.3719 | 232.3719 | 56.3114 | 288.6832 | 2542.4313 | 2542.4313 | 82.7707 | 82.7707 | 1511.4105 | 1511.4105 | 0 | 0 | 948.2501 | 948.2501 | 61079182.1964 | 1396440100.5362 | 269254345.2113 | 0 | 1726.7736 | 48.849 | 0 | 0 | 0 | 69.5323 | 198 | 3040 | 4611.9232 | 760 | 190 | 0.16855
1949 | 154.5162 | 752.4 | 200 | 800 | 0 | 100% | 98.6872 | 140.1543 | 139.6669 | 139.6669 | 1 | 140.1543 | 99.3226 | 145.3624 | 137.0735 | 137.0735 | 137.0735 | 8.2889 | 145.3624 | 103.1882 | 91.8442 | 91.8442 | 91.8442 | 11.344 | 103.1882 | 0 | 0 | 0 | 0 | 0 | 0 | 0 | 0 | 0 | 409.5839 | 328.9684 | 328.9684 | 328.9684 | 80.6155 | 409.5839 | 2707.173 | 2707.173 | 248.2387 | 248.2387 | 1510.9642 | 1510.9642 | 0 | 0 | 947.9701 | 947.9701 | 158218022.0006 | 1396516460.2246 | 185397651.4113 | 0 | 1740.1321 | 52.2496 | 0 | 0 | 0 | 208.5969 | 198 | 3040 | 4611.9232 | 760 | 190 | 0.11687
1950 | 206.0217 | 752.4 | 200 | 800 | 0 | 100% | 99.3151 | 143.787 | 143.3661 | 143.3661 | 1 | 143.787 | 99.6126 | 161.4515 | 152.2441 | 152.2441 | 152.2441 | 9.2075 | 161.4515 | 103.1746 | 91.8307 | 91.8307 | 91.8307 | 11.3439 | 103.1746 | 0 | 0 | 0 | 0 | 0 | 0 | 0 | 0 | 0 | 472.0994 | 378.7059 | 378.7059 | 378.7059 | 93.3935 | 472.0994 | 2789.5476 | 2789.5476 | 330.9408 | 330.9408 | 1510.7629 | 1510.7629 | 0 | 0 | 947.8438 | 947.8438 | 188293666.2662 | 1396534831.7268 | 160383491.1422 | 0 | 1745.212 | 53.7867 | 0 | 0 | 0 | 278.1292 | 198 | 3040 | 4611.9232 | 760 | 190 | 0.10146
1951 | 257.5271 | 752.4 | 200 | 800 | 0 | 100% | 99.7032 | 147.5499 | 147.2782 | 147.2782 | 1 | 147.5499 | 99.7887 | 185.6344 | 175.0465 | 175.0465 | 175.0465 | 10.5878 | 185.6344 | 103.1623 | 91.8185 | 91.8185 | 91.8185 | 11.3438 | 103.1623 | 0 | 0 | 0 | 0 | 0 | 0 | 0 | 0 | 0 | 509.0009 | 407.8702 | 407.8702 | 407.8702 | 101.1307 | 509.0009 | 2871.9243 | 2871.9243 | 413.6244 | 413.6244 | 1510.5743 | 1510.5743 | 0 | 0 | 947.7255 | 947.7255 | 202948668.3068 | 1396546401.0772 | 148803330.2566 | 0 | 1748.2984 | 55.2549 | 0 | 0 | 0 | 347.6615 | 198 | 3040 | 4611.9232 | 760 | 190 | 0.094323
1952 | 309.0325 | 752.4 | 200 | 800 | 0 | 100% | 99.7831 | 151.5395 | 151.3402 | 151.3402 | 1 | 151.5395 | 99.8609 | 213.2339 | 201.0706 | 201.0706 | 201.0706 | 12.1633 | 213.2339 | 103.1508 | 91.8071 | 91.8071 | 91.8071 | 11.3437 | 103.1508 | 0 | 0 | 0 | 0 | 0 | 0 | 0 | 0 | 0 | 533.9944 | 427.5762 | 427.5762 | 427.5762 | 106.4182 | 533.9944 | 2954.303 | 2954.303 | 496.2911 | 496.2911 | 1510.3973 | 1510.3973 | 0 | 0 | 947.6145 | 947.6145 | 211311686.106 | 1396556009.6295 | 141695262.7168 | 0 | 1749.563 | 56.6704 | 0 | 0 | 0 | 417.1938 | 198 | 3040 | 4611.9232 | 760 | 190 | 0.089942
1953 | 360.5379 | 752.4 | 200 | 800 | 0 | 100% | 99.8516 | 155.5955 | 155.445 | 155.445 | 1 | 155.5955 | 99.9255 | 241.6154 | 227.8317 | 227.8317 | 227.8317 | 13.7837 | 241.6154 | 103.1402 | 91.7966 | 91.7966 | 91.7966 | 11.3436 | 103.1402 | 0 | 0 | 0 | 0 | 0 | 0 | 0 | 0 | 0 | 552.4022 | 442.0933 | 442.0933 | 442.0933 | 110.3089 | 552.4022 | 3036.6834 | 3036.6834 | 578.9425 | 578.9425 | 1510.2308 | 1510.2308 | 0 | 0 | 947.5101 | 947.5101 | 217284767.0094 | 1396561562.3363 | 136849200.2125 | 0 | 1750.6955 | 58.0002 | 0 | 0 | 0 | 486.7262 | 198 | 3040 | 4611.9232 | 760 | 190 | 0.086956
1954 | 412.0433 | 752.4 | 200 | 800 | 0 | 100% | 99.9429 | 159.6912 | 159.5853 | 159.5853 | 1 | 159.6912 | 99.9764 | 270.047 | 254.6398 | 254.6398 | 254.6398 | 15.4072 | 270.047 | 103.1304 | 91.7868 | 91.7868 | 91.7868 | 11.3436 | 103.1304 | 0 | 0 | 0 | 0 | 0 | 0 | 0 | 0 | 0 | 567.8323 | 454.2695 | 454.2695 | 454.2695 | 113.5628 | 567.8323 | 3119.0655 | 3119.0655 | 661.5799 | 661.5799 | 1510.074 | 1510.074 | 0 | 0 | 947.4116 | 947.4116 | 221948129.9675 | 1396565872.8784 | 133071904.6278 | 0 | 1751.5859 | 59.2546 | 0 | 0 | 0 | 556.2585 | 198 | 3040 | 4611.9232 | 760 | 190 | 0.084628
1955 | 463.5487 | 752.4 | 200 | 800 | 0 | 100% | 100 | 163.807 | 163.6643 | 163.6643 | 1 | 163.807 | 100 | 298.6347 | 281.5949 | 281.5949 | 281.5949 | 17.0398 | 298.6347 | 103.1211 | 91.7775 | 91.7775 | 91.7775 | 11.3436 | 103.1211 | 0 | 0 | 0 | 0 | 0 | 0 | 0 | 0 | 0 | 580.4146 | 464.1818 | 464.1818 | 464.1818 | 116.2328 | 580.4146 | 3201.4491 | 3201.4491 | 744.2044 | 744.2044 | 1509.9259 | 1509.9259 | 0 | 0 | 947.3188 | 947.3188 | 225612879.5735 | 1396569157.3993 | 129817923.5421 | 0 | 1752 | 60.4456 | 0 | 0 | 0 | 625.7908 | 198 | 3040 | 4611.9232 | 760 | 190 | 0.082623
1956 | 515.0541 | 752.4 | 200 | 800 | 0 | 100% | 100 | 167.9651 | 167.7913 | 167.7913 | 1 | 167.9651 | 100 | 327.3226 | 308.6443 | 308.6443 | 308.6443 | 18.6784 | 327.3226 | 103.1124 | 91.7688 | 91.7688 | 91.7688 | 11.3436 | 103.1124 | 0 | 0 | 0 | 0 | 0 | 0 | 0 | 0 | 0 | 592.3721 | 473.5897 | 473.5897 | 473.5897 | 118.7823 | 592.3721 | 3283.834 | 3283.834 | 826.8171 | 826.8171 | 1509.786 | 1509.786 | 0 | 0 | 947.2309 | 947.2309 | 228558829.0512 | 1396571386.6732 | 126869784.2756 | 0 | 1752 | 61.5776 | 0 | 0 | 0 | 695.3231 | 198 | 3040 | 4611.9232 | 760 | 190 | 0.080806
1957 | 566.5595 | 752.4 | 200 | 800 | 0 | 100% | 100 | 172.1601 | 172.0179 | 172.0179 | 1 | 172.1601 | 100 | 356.101 | 335.7788 | 335.7788 | 335.7788 | 20.3222 | 356.101 | 103.1042 | 91.7607 | 91.7607 | 91.7607 | 11.3435 | 103.1042 | 0 | 0 | 0 | 0 | 0 | 0 | 0 | 0 | 0 | 603.5833 | 482.4339 | 482.4339 | 482.4339 | 121.1494 | 603.5833 | 3366.2202 | 3366.2202 | 909.419 | 909.419 | 1509.6534 | 1509.6534 | 0 | 0 | 947.1478 | 947.1478 | 230913240.6544 | 1396573171.6131 | 124513587.7325 | 0 | 1752 | 62.6464 | 0 | 0 | 0 | 764.8554 | 198 | 3040 | 4611.9232 | 760 | 190 | 0.079354
1958 | 618.065 | 752.4 | 200 | 800 | 0 | 100% | 100 | 176.3587 | 176.2445 | 176.2445 | 1 | 176.3587 | 100 | 385.1282 | 363.1477 | 363.1477 | 363.1477 | 21.9805 | 385.1282 | 103.0965 | 91.7529 | 91.7529 | 91.7529 | 11.3435 | 103.0965 | 0 | 0 | 0 | 0 | 0 | 0 | 0 | 0 | 0 | 612.6998 | 489.6082 | 489.6082 | 489.6082 | 123.0916 | 612.6998 | 3448.6076 | 3448.6076 | 992.0109 | 992.0109 | 1509.5278 | 1509.5278 | 0 | 0 | 947.069 | 947.069 | 232765190.3554 | 1396574460.5865 | 122660349.0581 | 0 | 1752 | 63.6573 | 0 | 0 | 0 | 834.3877 | 198 | 3040 | 4611.9232 | 760 | 190 | 0.078212
1959 | 669.5704 | 752.4 | 200 | 800 | 0 | 100% | 100 | 180.5637 | 180.4711 | 180.4711 | 1 | 180.5637 | 100 | 414.3222 | 390.6738 | 390.6738 | 390.6738 | 23.6485 | 414.3222 | 103.0891 | 91.7456 | 91.7456 | 91.7456 | 11.3435 | 103.0891 | 0 | 0 | 0 | 0 | 0 | 0 | 0 | 0 | 0 | 620.3012 | 495.5874 | 495.5874 | 495.5874 | 124.7137 | 620.3012 | 3530.9961 | 3530.9961 | 1074.5935 | 1074.5935 | 1509.4085 | 1509.4085 | 0 | 0 | 946.9941 | 946.9941 | 234278706.83 | 1396575713.7741 | 121145579.3959 | 0 | 1752 | 64.6147 | 0 | 0 | 0 | 903.92 | 198 | 3040 | 4611.9232 | 760 | 190 | 0.077279
1960 | 721.0758 | 752.4 | 200 | 800 | 0 | 100% | 100 | 184.7726 | 184.6933 | 184.6933 | 1 | 184.7726 | 100 | 443.5649 | 418.2455 | 418.2455 | 418.2455 | 25.3194 | 443.5649 | 103.0821 | 91.7386 | 91.7386 | 91.7386 | 11.3435 | 103.0821 | 0 | 0 | 0 | 0 | 0 | 0 | 0 | 0 | 0 | 626.9192 | 500.7904 | 500.7904 | 500.7904 | 126.1288 | 626.9192 | 3613.3855 | 3613.3855 | 1157.1676 | 1157.1676 | 1509.295 | 1509.295 | 0 | 0 | 946.9229 | 946.9229 | 235615215.4954 | 1396576735.888 | 119808048.6166 | 0 | 1752 | 65.5229 | 0 | 0 | 0 | 973.4523 | 198 | 3040 | 4611.9232 | 760 | 190 | 0.076454
1961 | 772.5812 | 752.4 | 200 | 800 | 0 | 100% | 100 | 188.987 | 188.9196 | 188.9196 | 1 | 188.987 | 100 | 472.7329 | 445.7468 | 445.7468 | 445.7468 | 26.9861 | 472.7329 | 103.0755 | 91.732 | 91.732 | 91.732 | 11.3435 | 103.0755 | 0 | 0 | 0 | 0 | 0 | 0 | 0 | 0 | 0 | 633.0627 | 505.629 | 505.629 | 505.629 | 127.4337 | 633.0627 | 3695.7759 | 3695.7759 | 1239.7337 | 1239.7337 | 1509.187 | 1509.187 | 0 | 0 | 946.8552 | 946.8552 | 236826789.3685 | 1396577758.0019 | 118595452.6296 | 0 | 1752 | 66.3858 | 0 | 0 | 0 | 1042.9846 | 198 | 3040 | 4611.9232 | 760 | 190 | 0.075707
1962 | 824.0866 | 752.4 | 200 | 800 | 0 | 100% | 100 | 193.2043 | 193.1502 | 193.1502 | 1 | 193.2043 | 100 | 501.8592 | 473.2085 | 473.2085 | 473.2085 | 28.6507 | 501.8592 | 103.0692 | 91.7257 | 91.7257 | 91.7257 | 11.3435 | 103.0692 | 0 | 0 | 0 | 0 | 0 | 0 | 0 | 0 | 0 | 638.7056 | 510.0757 | 510.0757 | 510.0757 | 128.63 | 638.7056 | 3778.1671 | 3778.1671 | 1322.2924 | 1322.2924 | 1509.0841 | 1509.0841 | 0 | 0 | 946.7906 | 946.7906 | 237890941.1822 | 1396578780.1158 | 117530278.702 | 0 | 1752 | 67.2067 | 0 | 0 | 0 | 1112.5169 | 198 | 3040 | 4611.9232 | 760 | 190 | 0.075051
1963 | 875.592 | 752.4 | 200 | 800 | 0 | 100% | 100 | 197.4247 | 197.3837 | 197.3837 | 1 | 197.4247 | 100 | 531.0201 | 500.7028 | 500.7028 | 500.7028 | 30.3173 | 531.0201 | 103.0631 | 91.7197 | 91.7197 | 91.7197 | 11.3435 | 103.0631 | 0 | 0 | 0 | 0 | 0 | 0 | 0 | 0 | 0 | 643.743 | 514.0473 | 514.0473 | 514.0473 | 129.6957 | 643.743 | 3860.5591 | 3860.5591 | 1404.8442 | 1404.8442 | 1508.9859 | 1508.9859 | 0 | 0 | 946.729 | 946.729 | 238806426.9938 | 1396579802.2297 | 116613770.7765 | 0 | 1752 | 67.9884 | 0 | 0 | 0 | 1182.0492 | 198 | 3040 | 4611.9232 | 760 | 190 | 0.074486
1964 | 927.0974 | 752.4 | 200 | 800 | 0 | 100% | 100 | 201.6487 | 201.6191 | 201.6191 | 1 | 201.6487 | 100 | 560.2454 | 528.2577 | 528.2577 | 528.2577 | 31.9877 | 560.2454 | 103.0574 | 91.7139 | 91.7139 | 91.7139 | 11.3435 | 103.0574 | 0 | 0 | 0 | 0 | 0 | 0 | 0 | 0 | 0 | 648.1974 | 517.5636 | 517.5636 | 517.5636 | 130.6338 | 648.1974 | 3942.9519 | 3942.9519 | 1487.3897 | 1487.3897 | 1508.8921 | 1508.8921 | 0 | 0 | 946.6701 | 946.6701 | 239597734.5514 | 1396580824.3437 | 115821441.105 | 0 | 1752 | 68.7336 | 0 | 0 | 0 | 1251.5815 | 198 | 3040 | 4611.9232 | 760 | 190 | 0.073997
1965 | 978.6028 | 752.4 | 200 | 800 | 0 | 100% | 100 | 205.8723 | 205.852 | 205.852 | 1 | 205.8723 | 100 | 589.5056 | 555.8454 | 555.8454 | 555.8454 | 33.6603 | 589.5056 | 103.0518 | 91.7084 | 91.7084 | 91.7084 | 11.3435 | 103.0518 | 0 | 0 | 0 | 0 | 0 | 0 | 0 | 0 | 0 | 652.158 | 520.6845 | 520.6845 | 520.6845 | 131.4735 | 652.158 | 4025.3454 | 4025.3454 | 1569.9291 | 1569.9291 | 1508.8024 | 1508.8024 | 0 | 0 | 946.6139 | 946.6139 | 240318189.8353 | 1396581748.8124 | 115100061.3523 | 0 | 1752 | 69.4448 | 0 | 0 | 0 | 1321.1138 | 198 | 3040 | 4611.9232 | 760 | 190 | 0.073553
1966 | 1030.1083 | 752.4 | 200 | 800 | 0 | 100% | 100 | 210.0953 | 210.0832 | 210.0832 | 1 | 210.0953 | 100 | 618.7239 | 583.3934 | 583.3934 | 583.3934 | 35.3305 | 618.7239 | 103.0466 | 91.7031 | 91.7031 | 91.7031 | 11.3435 | 103.0466 | 0 | 0 | 0 | 0 | 0 | 0 | 0 | 0 | 0 | 655.8476 | 523.5865 | 523.5865 | 523.5865 | 132.261 | 655.8476 | 4107.7395 | 4107.7395 | 1652.4629 | 1652.4629 | 1508.7166 | 1508.7166 | 0 | 0 | 946.56 | 946.56 | 241000224.149 | 1396582632.2748 | 114417143.5763 | 0 | 1752 | 70.1244 | 0 | 0 | 0 | 1390.6462 | 198 | 3040 | 4611.9232 | 760 | 190 | 0.073132
1967 | 20.6022 | 801.8 | 200 | 800 | 0 | 100% | 97.8539 | 136.1302 | 136.1528 | 136.1528 | 1 | 136.1302 | 98.3936 | 127.1842 | 119.9333 | 119.9333 | 119.9333 | 7.2509 | 127.1842 | 109.0139 | 97.0316 | 97.0316 | 97.0316 | 11.9823 | 109.0139 | 0 | 0 | 0 | 0 | 0 | 0 | 0 | 0 | 0 | 268.497 | 216.0987 | 216.0987 | 216.0987 | 52.3983 | 268.497 | 2591.7623 | 2591.7623 | 33.1052 | 33.1052 | 1610.495 | 1610.495 | 0 | 0 | 948.1621 | 948.1621 | 24356244.8763 | 1408929690.4498 | 290570046.9423 | 0 | 1723.856 | 50.9127 | 0 | 0 | 0 | 27.8129 | 211 | 3040 | 4611.9232 | 760 | 190 | 0.18169
1968 | 51.5054 | 801.8 | 200 | 800 | 0 | 100% | 98.1279 | 138.2019 | 138.102 | 138.102 | 1 | 138.2019 | 98.6829 | 130.5324 | 123.09 | 123.09 | 123.09 | 7.4424 | 130.5324 | 109.0028 | 97.0208 | 97.0208 | 97.0208 | 11.982 | 109.0028 | 0 | 0 | 0 | 0 | 0 | 0 | 0 | 0 | 0 | 297.07 | 238.9659 | 238.9659 | 238.9659 | 58.1041 | 297.07 | 2641.1847 | 2641.1847 | 82.7556 | 82.7556 | 1610.3515 | 1610.3515 | 0 | 0 | 948.0776 | 948.0776 | 59229721.3962 | 1408962131.749 | 260732022.3439 | 0 | 1728.9239 | 51.8805 | 0 | 0 | 0 | 69.5323 | 211 | 3040 | 4611.9232 | 760 | 190 | 0.1633
1969 | 154.5162 | 801.8 | 200 | 800 | 0 | 100% | 98.9384 | 145.3484 | 144.8699 | 144.8699 | 1 | 145.3484 | 99.4073 | 150.3368 | 141.763 | 141.763 | 141.763 | 8.5738 | 150.3368 | 108.9714 | 96.9899 | 96.9899 | 96.9899 | 11.9815 | 108.9714 | 0 | 0 | 0 | 0 | 0 | 0 | 0 | 0 | 0 | 421.7791 | 338.5641 | 338.5641 | 338.5641 | 83.215 | 421.7791 | 2805.9324 | 2805.9324 | 248.1993 | 248.1993 | 1609.9134 | 1609.9134 | 0 | 0 | 947.8197 | 947.8197 | 152941594.5213 | 1409027511.3398 | 179646950.1745 | 0 | 1741.6161 | 54.8942 | 0 | 0 | 0 | 208.5969 | 211 | 3040 | 4611.9232 | 760 | 190 | 0.11333
1970 | 206.0217 | 801.8 | 200 | 800 | 0 | 100% | 99.5091 | 148.9848 | 148.5695 | 148.5695 | 1 | 148.9848 | 99.691 | 166.9814 | 157.4572 | 157.4572 | 157.4572 | 9.5242 | 166.9814 | 108.9582 | 96.9768 | 96.9768 | 96.9768 | 11.9813 | 108.9582 | 0 | 0 | 0 | 0 | 0 | 0 | 0 | 0 | 0 | 485.9145 | 389.5864 | 389.5864 | 389.5864 | 96.3281 | 485.9145 | 2888.3095 | 2888.3095 | 330.8916 | 330.8916 | 1609.715 | 1609.715 | 0 | 0 | 947.7029 | 947.7029 | 182025947.3666 | 1409043475.8872 | 155516145.7201 | 0 | 1746.5856 | 56.2632 | 0 | 0 | 0 | 278.1292 | 211 | 3040 | 4611.9232 | 760 | 190 | 0.098459
1971 | 257.5271 | 801.8 | 200 | 800 | 0 | 100% | 99.7374 | 152.8134 | 152.5317 | 152.5317 | 1 | 152.8134 | 99.8189 | 191.9552 | 181.0054 | 181.0054 | 181.0054 | 10.9498 | 191.9552 | 108.9461 | 96.9649 | 96.9649 | 96.9649 | 11.9813 | 108.9461 | 0 | 0 | 0 | 0 | 0 | 0 | 0 | 0 | 0 | 526.492 | 421.6883 | 421.6883 | 421.6883 | 104.8036 | 526.492 | 2970.6885 | 2970.6885 | 413.5667 | 413.5667 | 1609.5287 | 1609.5287 | 0 | 0 | 947.5932 | 947.5932 | 196233624.7679 | 1409053615.8277 | 143539826.8055 | 0 | 1748.8271 | 57.5962 | 0 | 0 | 0 | 347.6615 | 211 | 3040 | 4611.9232 | 760 | 190 | 0.091079
1972 | 309.0325 | 801.8 | 200 | 800 | 0 | 100% | 99.8059 | 156.8147 | 156.6193 | 156.6193 | 1 | 156.8147 | 99.8899 | 220.5036 | 207.924 | 207.924 | 207.924 | 12.5796 | 220.5036 | 108.935 | 96.9538 | 96.9538 | 96.9538 | 11.9812 | 108.935 | 0 | 0 | 0 | 0 | 0 | 0 | 0 | 0 | 0 | 552.6688 | 442.3437 | 442.3437 | 442.3437 | 110.3251 | 552.6688 | 3053.0693 | 3053.0693 | 496.226 | 496.226 | 1609.3534 | 1609.3534 | 0 | 0 | 947.49 | 947.49 | 204317333.9533 | 1409061120.2663 | 136693398.4179 | 0 | 1750.0719 | 58.8689 | 0 | 0 | 0 | 417.1938 | 211 | 3040 | 4611.9232 | 760 | 190 | 0.08686
1973 | 360.5379 | 801.8 | 200 | 800 | 0 | 100% | 99.863 | 160.8882 | 160.7342 | 160.7342 | 1 | 160.8882 | 99.9446 | 249.8225 | 235.5689 | 235.5689 | 235.5689 | 14.2536 | 249.8225 | 108.9246 | 96.9435 | 96.9435 | 96.9435 | 11.9811 | 108.9246 | 0 | 0 | 0 | 0 | 0 | 0 | 0 | 0 | 0 | 572.4829 | 457.9933 | 457.9933 | 457.9933 | 114.4896 | 572.4829 | 3135.4517 | 3135.4517 | 578.8708 | 578.8708 | 1609.1881 | 1609.1881 | 0 | 0 | 947.3927 | 947.3927 | 210128692.149 | 1409065622.1828 | 131835396.713 | 0 | 1751.0297 | 60.0716 | 0 | 0 | 0 | 486.7262 | 211 | 3040 | 4611.9232 | 760 | 190 | 0.083866
1974 | 412.0433 | 801.8 | 200 | 800 | 0 | 100% | 99.9543 | 164.9845 | 164.8814 | 164.8814 | 1 | 164.9845 | 99.9949 | 279.2103 | 263.2786 | 263.2786 | 263.2786 | 15.9318 | 279.2103 | 108.915 | 96.9339 | 96.9339 | 96.9339 | 11.9811 | 108.915 | 0 | 0 | 0 | 0 | 0 | 0 | 0 | 0 | 0 | 588.5968 | 470.7094 | 470.7094 | 470.7094 | 117.8874 | 588.5968 | 3217.8356 | 3217.8356 | 661.5025 | 661.5025 | 1609.0322 | 1609.0322 | 0 | 0 | 947.3009 | 947.3009 | 214640472.8631 | 1409068450.1566 | 128201344.5673 | 0 | 1751.9103 | 61.206 | 0 | 0 | 0 | 556.2585 | 211 | 3040 | 4611.9232 | 760 | 190 | 0.081627
1975 | 463.5487 | 801.8 | 200 | 800 | 0 | 100% | 100 | 169.111 | 168.9251 | 168.9251 | 1 | 169.111 | 100 | 308.7794 | 291.1589 | 291.1589 | 291.1589 | 17.6205 | 308.7794 | 108.9059 | 96.9248 | 96.9248 | 96.9248 | 11.9811 | 108.9059 | 0 | 0 | 0 | 0 | 0 | 0 | 0 | 0 | 0 | 602.22 | 481.4447 | 481.4447 | 481.4447 | 120.7753 | 602.22 | 3300.2208 | 3300.2208 | 744.1221 | 744.1221 | 1608.8846 | 1608.8846 | 0 | 0 | 947.214 | 947.214 | 218164121.6421 | 1409070795.7552 | 124765082.6028 | 0 | 1752 | 62.2939 | 0 | 0 | 0 | 625.7908 | 211 | 3040 | 4611.9232 | 760 | 190 | 0.079509
1976 | 515.0541 | 801.8 | 200 | 800 | 0 | 100% | 100 | 173.2908 | 173.1172 | 173.1172 | 1 | 173.2908 | 100 | 338.4931 | 319.1754 | 319.1754 | 319.1754 | 19.3177 | 338.4931 | 108.8974 | 96.9163 | 96.9163 | 96.9163 | 11.9811 | 108.8974 | 0 | 0 | 0 | 0 | 0 | 0 | 0 | 0 | 0 | 615.4686 | 491.8898 | 491.8898 | 491.8898 | 123.5788 | 615.4686 | 3382.6073 | 3382.6073 | 826.7306 | 826.7306 | 1608.7449 | 1608.7449 | 0 | 0 | 947.1318 | 947.1318 | 220972784.8851 | 1409072605.083 | 121954610.0318 | 0 | 1752 | 63.3239 | 0 | 0 | 0 | 695.3231 | 211 | 3040 | 4611.9232 | 760 | 190 | 0.077777
1977 | 566.5595 | 801.8 | 200 | 800 | 0 | 100% | 100 | 177.4841 | 177.3419 | 177.3419 | 1 | 177.4841 | 100 | 368.3233 | 347.3016 | 347.3016 | 347.3016 | 21.0217 | 368.3233 | 108.8893 | 96.9082 | 96.9082 | 96.9082 | 11.9811 | 108.8893 | 0 | 0 | 0 | 0 | 0 | 0 | 0 | 0 | 0 | 626.9764 | 500.9566 | 500.9566 | 500.9566 | 126.0198 | 626.9764 | 3464.9949 | 3464.9949 | 909.3287 | 909.3287 | 1608.6124 | 1608.6124 | 0 | 0 | 947.0538 | 947.0538 | 223219868.6502 | 1409073975.0516 | 119706156.2982 | 0 | 1752 | 64.2988 | 0 | 0 | 0 | 764.8554 | 211 | 3040 | 4611.9232 | 760 | 190 | 0.076391
1978 | 618.065 | 801.8 | 200 | 800 | 0 | 100% | 100 | 181.6851 | 181.5715 | 181.5715 | 1 | 181.6851 | 100 | 398.3874 | 375.6482 | 375.6482 | 375.6482 | 22.7393 | 398.3874 | 108.8816 | 96.9005 | 96.9005 | 96.9005 | 11.9811 | 108.8816 | 0 | 0 | 0 | 0 | 0 | 0 | 0 | 0 | 0 | 636.4212 | 508.3935 | 508.3935 | 508.3935 | 128.0277 | 636.4212 | 3547.3835 | 3547.3835 | 991.9173 | 991.9173 | 1608.4865 | 1608.4865 | 0 | 0 | 946.9797 | 946.9797 | 224984109.9668 | 1409075125.3735 | 117940764.6597 | 0 | 1752 | 65.2234 | 0 | 0 | 0 | 834.3877 | 211 | 3040 | 4611.9232 | 760 | 190 | 0.075303
1979 | 669.5704 | 801.8 | 200 | 800 | 0 | 100% | 100 | 185.8945 | 185.8007 | 185.8007 | 1 | 185.8945 | 100 | 428.6153 | 404.1489 | 404.1489 | 404.1489 | 24.4664 | 428.6153 | 108.8743 | 96.8933 | 96.8933 | 96.8933 | 11.981 | 108.8743 | 0 | 0 | 0 | 0 | 0 | 0 | 0 | 0 | 0 | 644.3527 | 514.6443 | 514.6443 | 514.6443 | 129.7084 | 644.3527 | 3629.7731 | 3629.7731 | 1074.4971 | 1074.4971 | 1608.3668 | 1608.3668 | 0 | 0 | 946.9092 | 946.9092 | 226447696.4289 | 1409076275.6954 | 116476027.8757 | 0 | 1752 | 66.101 | 0 | 0 | 0 | 903.92 | 211 | 3040 | 4611.9232 | 760 | 190 | 0.074401
1980 | 721.0758 | 801.8 | 200 | 800 | 0 | 100% | 100 | 190.106 | 190.0247 | 190.0247 | 1 | 190.106 | 100 | 458.857 | 432.6626 | 432.6626 | 432.6626 | 26.1944 | 458.857 | 108.8674 | 96.8863 | 96.8863 | 96.8863 | 11.981 | 108.8674 | 0 | 0 | 0 | 0 | 0 | 0 | 0 | 0 | 0 | 651.3396 | 520.1451 | 520.1451 | 520.1451 | 131.1945 | 651.3396 | 3712.1637 | 3712.1637 | 1157.0688 | 1157.0688 | 1608.2528 | 1608.2528 | 0 | 0 | 946.8421 | 946.8421 | 227752340.6627 | 1409077348.7963 | 115170310.541 | 0 | 1752 | 66.9357 | 0 | 0 | 0 | 973.4523 | 211 | 3040 | 4611.9232 | 760 | 190 | 0.073596
1981 | 772.5812 | 801.8 | 200 | 800 | 0 | 100% | 100 | 194.3205 | 194.2527 | 194.2527 | 1 | 194.3205 | 100 | 489.036 | 461.117 | 461.117 | 461.117 | 27.919 | 489.036 | 108.8607 | 96.8797 | 96.8797 | 96.8797 | 11.981 | 108.8607 | 0 | 0 | 0 | 0 | 0 | 0 | 0 | 0 | 0 | 657.7533 | 525.1959 | 525.1959 | 525.1959 | 132.5574 | 657.7533 | 3794.5551 | 3794.5551 | 1239.6328 | 1239.6328 | 1608.1442 | 1608.1442 | 0 | 0 | 946.7781 | 946.7781 | 228906067.7641 | 1409078232.2586 | 114015699.9773 | 0 | 1752 | 67.73 | 0 | 0 | 0 | 1042.9846 | 211 | 3040 | 4611.9232 | 760 | 190 | 0.072885
1982 | 824.0866 | 801.8 | 200 | 800 | 0 | 100% | 100 | 198.5386 | 198.4838 | 198.4838 | 1 | 198.5386 | 100 | 519.1899 | 489.5477 | 489.5477 | 489.5477 | 29.6422 | 519.1899 | 108.8544 | 96.8734 | 96.8734 | 96.8734 | 11.981 | 108.8544 | 0 | 0 | 0 | 0 | 0 | 0 | 0 | 0 | 0 | 663.6085 | 529.8112 | 529.8112 | 529.8112 | 133.7974 | 663.6085 | 3876.9472 | 3876.9472 | 1322.1897 | 1322.1897 | 1608.0405 | 1608.0405 | 0 | 0 | 946.7171 | 946.7171 | 229929148.6335 | 1409079115.721 | 112991735.6455 | 0 | 1752 | 68.4874 | 0 | 0 | 0 | 1112.5169 | 211 | 3040 | 4611.9232 | 760 | 190 | 0.072254
1983 | 875.592 | 801.8 | 200 | 800 | 0 | 100% | 100 | 202.7624 | 202.7202 | 202.7202 | 1 | 202.7624 | 100 | 549.3659 | 517.999 | 517.999 | 517.999 | 31.3669 | 549.3659 | 108.8484 | 96.8674 | 96.8674 | 96.8674 | 11.981 | 108.8484 | 0 | 0 | 0 | 0 | 0 | 0 | 0 | 0 | 0 | 668.9091 | 534.0005 | 534.0005 | 534.0005 | 134.9086 | 668.9091 | 3959.3402 | 3959.3402 | 1404.74 | 1404.74 | 1607.9414 | 1607.9414 | 0 | 0 | 946.6587 | 946.6587 | 230818119.5541 | 1409079850.9626 | 112102029.4833 | 0 | 1752 | 69.2099 | 0 | 0 | 0 | 1182.0492 | 211 | 3040 | 4611.9232 | 760 | 190 | 0.071705
1984 | 927.0974 | 801.8 | 200 | 800 | 0 | 100% | 100 | 206.9857 | 206.9548 | 206.9548 | 1 | 206.9857 | 100 | 579.5871 | 546.4928 | 546.4928 | 546.4928 | 33.0943 | 579.5871 | 108.8426 | 96.8616 | 96.8616 | 96.8616 | 11.981 | 108.8426 | 0 | 0 | 0 | 0 | 0 | 0 | 0 | 0 | 0 | 673.591 | 537.6941 | 537.6941 | 537.6941 | 135.8969 | 673.591 | 4041.7338 | 4041.7338 | 1487.2841 | 1487.2841 | 1607.8467 | 1607.8467 | 0 | 0 | 946.603 | 946.603 | 231592434.1255 | 1409080569.9969 | 111326995.8776 | 0 | 1752 | 69.8999 | 0 | 0 | 0 | 1251.5815 | 211 | 3040 | 4611.9232 | 760 | 190 | 0.071228
1985 | 978.6028 | 801.8 | 200 | 800 | 0 | 100% | 100 | 211.2081 | 211.1868 | 211.1868 | 1 | 211.2081 | 100 | 609.8444 | 575.0206 | 575.0206 | 575.0206 | 34.8238 | 609.8444 | 108.8371 | 96.8561 | 96.8561 | 96.8561 | 11.981 | 108.8371 | 0 | 0 | 0 | 0 | 0 | 0 | 0 | 0 | 0 | 677.7466 | 540.9647 | 540.9647 | 540.9647 | 136.7819 | 677.7466 | 4124.128 | 4124.128 | 1569.8225 | 1569.8225 | 1607.756 | 1607.756 | 0 | 0 | 946.5496 | 946.5496 | 232290332.7114 | 1409081289.0313 | 110628378.2573 | 0 | 1752 | 70.5597 | 0 | 0 | 0 | 1321.1138 | 211 | 3040 | 4611.9232 | 760 | 190 | 0.070797
1986 | 1030.1083 | 801.8 | 200 | 800 | 0 | 100% | 100 | 215.4312 | 215.4181 | 215.4181 | 1 | 215.4312 | 100 | 640.0605 | 603.5094 | 603.5094 | 603.5094 | 36.5511 | 640.0605 | 108.8318 | 96.8508 | 96.8508 | 96.8508 | 11.981 | 108.8318 | 0 | 0 | 0 | 0 | 0 | 0 | 0 | 0 | 0 | 681.6326 | 544.0215 | 544.0215 | 544.0215 | 137.6111 | 681.6326 | 4206.5228 | 4206.5228 | 1652.3554 | 1652.3554 | 1607.6691 | 1607.6691 | 0 | 0 | 946.4984 | 946.4984 | 232956778.4854 | 1409081938.3221 | 109961283.1924 | 0 | 1752 | 71.191 | 0 | 0 | 0 | 1390.6462 | 211 | 3040 | 4611.9232 | 760 | 190 | 0.070386
1987 | 20.6022 | 851.2 | 200 | 800 | 0 | 100% | 97.968 | 141.3035 | 141.3125 | 141.3125 | 1 | 141.3035 | 98.5185 | 130.2794 | 122.8508 | 122.8508 | 122.8508 | 7.4286 | 130.2794 | 114.7991 | 102.1789 | 102.1789 | 102.1789 | 12.6201 | 114.7991 | 0 | 0 | 0 | 0 | 0 | 0 | 0 | 0 | 0 | 275.7017 | 221.7656 | 221.7656 | 221.7656 | 53.9361 | 275.7017 | 2690.5177 | 2690.5177 | 33.0994 | 33.0994 | 1709.4215 | 1709.4215 | 0 | 0 | 947.9967 | 947.9967 | 23777672.844 | 1420138768.4602 | 282128241.2455 | 0 | 1726.0447 | 53.7136 | 0 | 0 | 0 | 27.8129 | 224 | 3040 | 4611.9232 | 760 | 190 | 0.17648
1988 | 51.5054 | 851.2 | 200 | 800 | 0 | 100% | 98.2078 | 143.4015 | 143.298 | 143.298 | 1 | 143.4015 | 98.786 | 134.3996 | 126.7355 | 126.7355 | 126.7355 | 7.6641 | 134.3996 | 114.7885 | 102.1686 | 102.1686 | 102.1686 | 12.6199 | 114.7885 | 0 | 0 | 0 | 0 | 0 | 0 | 0 | 0 | 0 | 305.321 | 245.4616 | 245.4616 | 245.4616 | 59.8594 | 305.321 | 2739.9418 | 2739.9418 | 82.7418 | 82.7418 | 1709.2812 | 1709.2812 | 0 | 0 | 947.9189 | 947.9189 | 57514433.4891 | 1420166534.0685 | 253049881.5528 | 0 | 1730.7308 | 54.5755 | 0 | 0 | 0 | 69.5323 | 224 | 3040 | 4611.9232 | 760 | 190 | 0.15856
1989 | 154.5162 | 851.2 | 200 | 800 | 0 | 100% | 99.0868 | 150.5594 | 150.0906 | 150.0906 | 1 | 150.5594 | 99.4909 | 155.1647 | 146.3144 | 146.3144 | 146.3144 | 8.8504 | 155.1647 | 114.7583 | 102.1389 | 102.1389 | 102.1389 | 12.6194 | 114.7583 | 0 | 0 | 0 | 0 | 0 | 0 | 0 | 0 | 0 | 433.0179 | 347.4251 | 347.4251 | 347.4251 | 85.5928 | 433.0179 | 2904.6948 | 2904.6948 | 248.1629 | 248.1629 | 1708.8514 | 1708.8514 | 0 | 0 | 947.6805 | 947.6805 | 148156606.1646 | 1420222441.2198 | 174702008.3958 | 0 | 1743.0811 | 57.2579 | 0 | 0 | 0 | 208.5969 | 224 | 3040 | 4611.9232 | 760 | 190 | 0.11028
1990 | 206.0217 | 851.2 | 200 | 800 | 0 | 100% | 99.6119 | 154.2102 | 153.7542 | 153.7542 | 1 | 154.2102 | 99.7476 | 172.3355 | 162.5047 | 162.5047 | 162.5047 | 9.8308 | 172.3355 | 114.7455 | 102.1262 | 102.1262 | 102.1262 | 12.6193 | 114.7455 | 0 | 0 | 0 | 0 | 0 | 0 | 0 | 0 | 0 | 499.0026 | 399.9196 | 399.9196 | 399.9196 | 99.083 | 499.0026 | 2987.0742 | 2987.0742 | 330.846 | 330.846 | 1708.656 | 1708.656 | 0 | 0 | 947.5722 | 947.5722 | 176364514.2728 | 1420236698.731 | 150976862.9275 | 0 | 1747.5781 | 58.4936 | 0 | 0 | 0 | 278.1292 | 224 | 3040 | 4611.9232 | 760 | 190 | 0.095662
1991 | 257.5271 | 851.2 | 200 | 800 | 0 | 100% | 99.7603 | 158.0952 | 157.8017 | 157.8017 | 1 | 158.0952 | 99.8482 | 198.0476 | 186.7489 | 186.7489 | 186.7489 | 11.2987 | 198.0476 | 114.7337 | 102.1145 | 102.1145 | 102.1145 | 12.6192 | 114.7337 | 0 | 0 | 0 | 0 | 0 | 0 | 0 | 0 | 0 | 543.0304 | 434.7797 | 434.7797 | 434.7797 | 108.2507 | 543.0304 | 3069.4553 | 3069.4553 | 413.513 | 413.513 | 1708.4721 | 1708.4721 | 0 | 0 | 947.4702 | 947.4702 | 190181326.527 | 1420245973.7873 | 138912696.6617 | 0 | 1749.34 | 59.7047 | 0 | 0 | 0 | 347.6615 | 224 | 3040 | 4611.9232 | 760 | 190 | 0.088227
1992 | 309.0325 | 851.2 | 200 | 800 | 0 | 100% | 99.8402 | 162.1101 | 161.8991 | 161.8991 | 1 | 162.1101 | 99.9107 | 227.4484 | 214.4711 | 214.4711 | 214.4711 | 12.9773 | 227.4484 | 114.7229 | 102.1037 | 102.1037 | 102.1037 | 12.6191 | 114.7229 | 0 | 0 | 0 | 0 | 0 | 0 | 0 | 0 | 0 | 570.7901 | 456.698 | 456.698 | 456.698 | 114.092 | 570.7901 | 3151.838 | 3151.838 | 496.1652 | 496.1652 | 1708.2987 | 1708.2987 | 0 | 0 | 947.3741 | 947.3741 | 198072643.5629 | 1420251873.1564 | 132110119.2513 | 0 | 1750.4346 | 60.8574 | 0 | 0 | 0 | 417.1938 | 224 | 3040 | 4611.9232 | 760 | 190 | 0.084035
1993 | 360.5379 | 851.2 | 200 | 800 | 0 | 100% | 99.8858 | 166.1913 | 166.0392 | 166.0392 | 1 | 166.1913 | 99.9637 | 257.6543 | 242.9523 | 242.9523 | 242.9523 | 14.702 | 257.6543 | 114.7127 | 102.0936 | 102.0936 | 102.0936 | 12.6191 | 114.7127 | 0 | 0 | 0 | 0 | 0 | 0 | 0 | 0 | 0 | 591.7891 | 473.2903 | 473.2903 | 473.2903 | 118.4988 | 591.7891 | 3234.2222 | 3234.2222 | 578.8039 | 578.8039 | 1708.135 | 1708.135 | 0 | 0 | 947.2832 | 947.2832 | 203726771.6997 | 1420256281.1597 | 127380580.8611 | 0 | 1751.3636 | 61.9477 | 0 | 0 | 0 | 486.7262 | 224 | 3040 | 4611.9232 | 760 | 190 | 0.081121
1994 | 412.0433 | 851.2 | 200 | 800 | 0 | 100% | 100 | 170.289 | 170.1384 | 170.1384 | 1 | 170.289 | 100 | 287.9903 | 271.5559 | 271.5559 | 271.5559 | 16.4344 | 287.9903 | 114.7032 | 102.0842 | 102.0842 | 102.0842 | 12.6191 | 114.7032 | 0 | 0 | 0 | 0 | 0 | 0 | 0 | 0 | 0 | 608.4699 | 486.4548 | 486.4548 | 486.4548 | 122.0151 | 608.4699 | 3316.6076 | 3316.6076 | 661.4302 | 661.4302 | 1707.9801 | 1707.9801 | 0 | 0 | 947.1973 | 947.1973 | 208064450.1585 | 1420258751.5432 | 123676798.2982 | 0 | 1752 | 62.9836 | 0 | 0 | 0 | 556.2585 | 224 | 3040 | 4611.9232 | 760 | 190 | 0.078838
1995 | 463.5487 | 851.2 | 200 | 800 | 0 | 100% | 100 | 174.4345 | 174.2345 | 174.2345 | 1 | 174.4345 | 100 | 318.5549 | 300.3748 | 300.3748 | 300.3748 | 18.1801 | 318.5549 | 114.6943 | 102.0752 | 102.0752 | 102.0752 | 12.6191 | 114.6943 | 0 | 0 | 0 | 0 | 0 | 0 | 0 | 0 | 0 | 623.4856 | 498.2882 | 498.2882 | 498.2882 | 125.1974 | 623.4856 | 3398.9943 | 3398.9943 | 744.0451 | 744.0451 | 1707.8333 | 1707.8333 | 0 | 0 | 947.1159 | 947.1159 | 211430371.5753 | 1420260645.5694 | 120308982.8554 | 0 | 1752 | 63.9765 | 0 | 0 | 0 | 625.7908 | 224 | 3040 | 4611.9232 | 760 | 190 | 0.076763
1996 | 515.0541 | 851.2 | 200 | 800 | 0 | 100% | 100 | 178.6218 | 178.4479 | 178.4479 | 1 | 178.6218 | 100 | 349.2918 | 329.356 | 329.356 | 329.356 | 19.9358 | 349.2918 | 114.6858 | 102.0668 | 102.0668 | 102.0668 | 12.619 | 114.6858 | 0 | 0 | 0 | 0 | 0 | 0 | 0 | 0 | 0 | 637.3606 | 509.229 | 509.229 | 509.229 | 128.1316 | 637.3606 | 3481.3821 | 3481.3821 | 826.6493 | 826.6493 | 1707.6941 | 1707.6941 | 0 | 0 | 947.0387 | 947.0387 | 214115145.3963 | 1420262192.602 | 117622662.0018 | 0 | 1752 | 64.9182 | 0 | 0 | 0 | 695.3231 | 224 | 3040 | 4611.9232 | 760 | 190 | 0.075107
1997 | 566.5595 | 851.2 | 200 | 800 | 0 | 100% | 100 | 182.8238 | 182.6818 | 182.6818 | 1 | 182.8238 | 100 | 380.0892 | 358.394 | 358.394 | 358.394 | 21.6952 | 380.0892 | 114.6778 | 102.0588 | 102.0588 | 102.0588 | 12.619 | 114.6778 | 0 | 0 | 0 | 0 | 0 | 0 | 0 | 0 | 0 | 649.426 | 518.7604 | 518.7604 | 518.7604 | 130.6656 | 649.426 | 3563.771 | 3563.771 | 909.2438 | 909.2438 | 1707.5618 | 1707.5618 | 0 | 0 | 946.9654 | 946.9654 | 216282009.0009 | 1420263293.5076 | 115454697.4915 | 0 | 1752 | 65.8113 | 0 | 0 | 0 | 764.8554 | 224 | 3040 | 4611.9232 | 760 | 190 | 0.073771
1998 | 618.065 | 851.2 | 200 | 800 | 0 | 100% | 100 | 187.027 | 186.913 | 186.913 | 1 | 187.027 | 100 | 411.1603 | 387.69 | 387.69 | 387.69 | 23.4703 | 411.1603 | 114.6703 | 102.0512 | 102.0512 | 102.0512 | 12.619 | 114.6703 | 0 | 0 | 0 | 0 | 0 | 0 | 0 | 0 | 0 | 659.1553 | 526.4257 | 526.4257 | 526.4257 | 132.7296 | 659.1553 | 3646.1608 | 3646.1608 | 991.8293 | 991.8293 | 1707.436 | 1707.436 | 0 | 0 | 946.8956 | 946.8956 | 217972168.9428 | 1420263914.0358 | 113763917.0215 | 0 | 1752 | 66.6603 | 0 | 0 | 0 | 834.3877 | 224 | 3040 | 4611.9232 | 760 | 190 | 0.072729
1999 | 669.5704 | 851.2 | 200 | 800 | 0 | 100% | 100 | 191.237 | 191.1415 | 191.1415 | 1 | 191.237 | 100 | 442.365 | 417.1118 | 417.1118 | 417.1118 | 25.2532 | 442.365 | 114.663 | 102.044 | 102.044 | 102.044 | 12.619 | 114.663 | 0 | 0 | 0 | 0 | 0 | 0 | 0 | 0 | 0 | 667.3986 | 532.9229 | 532.9229 | 532.9229 | 134.4757 | 667.3986 | 3728.5515 | 3728.5515 | 1074.4063 | 1074.4063 | 1707.3161 | 1707.3161 | 0 | 0 | 946.8291 | 946.8291 | 219397075.9915 | 1420264483.9749 | 112338440.0335 | 0 | 1752 | 67.4677 | 0 | 0 | 0 | 903.92 | 224 | 3040 | 4611.9232 | 760 | 190 | 0.071851
2000 | 721.0758 | 851.2 | 200 | 800 | 0 | 100% | 100 | 195.4504 | 195.3688 | 195.3688 | 1 | 195.4504 | 100 | 473.5741 | 446.5375 | 446.5375 | 446.5375 | 27.0366 | 473.5741 | 114.6562 | 102.0372 | 102.0372 | 102.0372 | 12.619 | 114.6562 | 0 | 0 | 0 | 0 | 0 | 0 | 0 | 0 | 0 | 674.7125 | 538.6871 | 538.6871 | 538.6871 | 136.0254 | 674.7125 | 3810.9431 | 3810.9431 | 1156.9755 | 1156.9755 | 1707.2018 | 1707.2018 | 0 | 0 | 946.7657 | 946.7657 | 220652506.2751 | 1420265053.9141 | 111082439.8108 | 0 | 1752 | 68.2372 | 0 | 0 | 0 | 973.4523 | 224 | 3040 | 4611.9232 | 760 | 190 | 0.071077
2001 | 772.5812 | 851.2 | 200 | 800 | 0 | 100% | 100 | 199.6655 | 199.5974 | 199.5974 | 1 | 199.6655 | 100 | 504.7406 | 475.923 | 475.923 | 475.923 | 28.8176 | 504.7406 | 114.6496 | 102.0306 | 102.0306 | 102.0306 | 12.619 | 114.6496 | 0 | 0 | 0 | 0 | 0 | 0 | 0 | 0 | 0 | 681.3485 | 543.9138 | 543.9138 | 543.9138 | 137.4347 | 681.3485 | 3893.3354 | 3893.3354 | 1239.5374 | 1239.5374 | 1707.0928 | 1707.0928 | 0 | 0 | 946.7053 | 946.7053 | 221762606.045 | 1420265505.1971 | 109971888.7579 | 0 | 1752 | 68.9712 | 0 | 0 | 0 | 1042.9846 | 224 | 3040 | 4611.9232 | 760 | 190 | 0.070393
2002 | 824.0866 | 851.2 | 200 | 800 | 0 | 100% | 100 | 203.8857 | 203.8301 | 203.8301 | 1 | 203.8857 | 100 | 535.8778 | 505.2806 | 505.2806 | 505.2806 | 30.5971 | 535.8778 | 114.6433 | 102.0243 | 102.0243 | 102.0243 | 12.619 | 114.6433 | 0 | 0 | 0 | 0 | 0 | 0 | 0 | 0 | 0 | 687.44 | 548.7214 | 548.7214 | 548.7214 | 138.7185 | 687.44 | 3975.7284 | 3975.7284 | 1322.0925 | 1322.0925 | 1706.9885 | 1706.9885 | 0 | 0 | 946.6474 | 946.6474 | 222753640.68 | 1420265808.2768 | 108980551.0433 | 0 | 1752 | 69.6719 | 0 | 0 | 0 | 1112.5169 | 224 | 3040 | 4611.9232 | 760 | 190 | 0.069782
2003 | 875.592 | 851.2 | 200 | 800 | 0 | 100% | 100 | 208.1096 | 208.0664 | 208.0664 | 1 | 208.1096 | 100 | 567.0181 | 534.6412 | 534.6412 | 534.6412 | 32.3769 | 567.0181 | 114.6374 | 102.0184 | 102.0184 | 102.0184 | 12.619 | 114.6374 | 0 | 0 | 0 | 0 | 0 | 0 | 0 | 0 | 0 | 692.9762 | 553.0974 | 553.0974 | 553.0974 | 139.8789 | 692.9762 | 4058.1222 | 4058.1222 | 1404.6412 | 1404.6412 | 1706.8888 | 1706.8888 | 0 | 0 | 946.5922 | 946.5922 | 223622051.4257 | 1420266111.3564 | 108111837.218 | 0 | 1752 | 70.3417 | 0 | 0 | 0 | 1182.0492 | 224 | 3040 | 4611.9232 | 760 | 190 | 0.069246
2004 | 927.0974 | 851.2 | 200 | 800 | 0 | 100% | 100 | 212.333 | 212.3013 | 212.3013 | 1 | 212.333 | 100 | 598.1975 | 564.0384 | 564.0384 | 564.0384 | 34.1591 | 598.1975 | 114.6316 | 102.0126 | 102.0126 | 102.0126 | 12.619 | 114.6316 | 0 | 0 | 0 | 0 | 0 | 0 | 0 | 0 | 0 | 697.8852 | 556.9703 | 556.9703 | 556.9703 | 140.9148 | 697.8852 | 4140.5165 | 4140.5165 | 1487.184 | 1487.184 | 1706.7934 | 1706.7934 | 0 | 0 | 946.5392 | 946.5392 | 224376455.8179 | 1420266414.436 | 107357129.7462 | 0 | 1752 | 70.9824 | 0 | 0 | 0 | 1251.5815 | 224 | 3040 | 4611.9232 | 760 | 190 | 0.068781
2005 | 978.6028 | 851.2 | 200 | 800 | 0 | 100% | 100 | 216.5559 | 216.5335 | 216.5335 | 1 | 216.5559 | 100 | 629.414 | 593.4705 | 593.4705 | 593.4705 | 35.9435 | 629.414 | 114.6261 | 102.0071 | 102.0071 | 102.0071 | 12.619 | 114.6261 | 0 | 0 | 0 | 0 | 0 | 0 | 0 | 0 | 0 | 702.2495 | 560.4064 | 560.4064 | 560.4064 | 141.843 | 702.2495 | 4222.9115 | 4222.9115 | 1569.7212 | 1569.7212 | 1706.7019 | 1706.7019 | 0 | 0 | 946.4885 | 946.4885 | 225061534.5117 | 1420266717.5156 | 106671747.9727 | 0 | 1752 | 71.596 | 0 | 0 | 0 | 1321.1138 | 224 | 3040 | 4611.9232 | 760 | 190 | 0.068359
2006 | 1030.1083 | 851.2 | 200 | 800 | 0 | 100% | 100 | 220.7804 | 220.7665 | 220.7665 | 1 | 220.7804 | 100 | 660.5788 | 622.8538 | 622.8538 | 622.8538 | 37.725 | 660.5788 | 114.6209 | 102.0019 | 102.0019 | 102.0019 | 12.619 | 114.6209 | 0 | 0 | 0 | 0 | 0 | 0 | 0 | 0 | 0 | 706.3698 | 563.6532 | 563.6532 | 563.6532 | 142.7166 | 706.3698 | 4305.307 | 4305.307 | 1652.2531 | 1652.2531 | 1706.6141 | 1706.6141 | 0 | 0 | 946.4398 | 946.4398 | 225711715.4116 | 1420267020.5952 | 106021263.9932 | 0 | 1752 | 72.1843 | 0 | 0 | 0 | 1390.6462 | 224 | 3040 | 4611.9232 | 760 | 190 | 0.067958
2007 | 20.6022 | 900.6 | 200 | 800 | 0 | 100% | 98.1279 | 146.5216 | 146.5318 | 146.5318 | 1 | 146.5216 | 98.6258 | 133.1911 | 125.5953 | 125.5953 | 125.5953 | 7.5958 | 133.1911 | 120.577 | 107.3197 | 107.3197 | 107.3197 | 13.2572 | 120.577 | 0 | 0 | 0 | 0 | 0 | 0 | 0 | 0 | 0 | 282.9925 | 227.5161 | 227.5161 | 227.5161 | 55.4763 | 282.9925 | 2789.2765 | 2789.2765 | 33.0941 | 33.0941 | 1808.3381 | 1808.3381 | 0 | 0 | 947.8442 | 947.8442 | 23246340.4181 | 1430352326.6858 | 274325280.7304 | 0 | 1727.9239 | 56.2141 | 0 | 0 | 0 | 27.8129 | 237 | 3040 | 4611.9232 | 760 | 190 | 0.17167
2008 | 51.5054 | 900.6 | 200 | 800 | 0 | 100% | 98.3333 | 148.6175 | 148.5133 | 148.5133 | 1 | 148.6175 | 98.8849 | 138.2356 | 130.3515 | 130.3515 | 130.3515 | 7.884 | 138.2356 | 120.5669 | 107.3099 | 107.3099 | 107.3099 | 13.257 | 120.5669 | 0 | 0 | 0 | 0 | 0 | 0 | 0 | 0 | 0 | 313.227 | 251.6973 | 251.6973 | 251.6973 | 61.5297 | 313.227 | 2838.7023 | 2838.7023 | 82.729 | 82.729 | 1808.201 | 1808.201 | 0 | 0 | 947.7723 | 947.7723 | 55912497.8354 | 1430376047.6098 | 246175544.6753 | 0 | 1732.4641 | 56.9825 | 0 | 0 | 0 | 69.5323 | 237 | 3040 | 4611.9232 | 760 | 190 | 0.15433
2009 | 154.5162 | 900.6 | 200 | 800 | 0 | 100% | 99.2922 | 155.7685 | 155.3095 | 155.3095 | 1 | 155.7685 | 99.5741 | 159.967 | 150.8416 | 150.8416 | 150.8416 | 9.1255 | 159.967 | 120.5377 | 107.2812 | 107.2812 | 107.2812 | 13.2565 | 120.5377 | 0 | 0 | 0 | 0 | 0 | 0 | 0 | 0 | 0 | 443.2355 | 355.4712 | 355.4712 | 355.4712 | 87.7643 | 443.2355 | 3003.4599 | 3003.4599 | 248.1291 | 248.1291 | 1807.7795 | 1807.7795 | 0 | 0 | 947.5514 | 947.5514 | 143690417.4936 | 1430425243.9479 | 170422564.5005 | 0 | 1744.5382 | 59.383 | 0 | 0 | 0 | 208.5969 | 237 | 3040 | 4611.9232 | 760 | 190 | 0.10765
2010 | 206.0217 | 900.6 | 200 | 800 | 0 | 100% | 99.6689 | 159.4725 | 158.9695 | 158.9695 | 1 | 159.4725 | 99.782 | 177.5885 | 167.4568 | 167.4568 | 167.4568 | 10.1317 | 177.5885 | 120.5252 | 107.2688 | 107.2688 | 107.2688 | 13.2564 | 120.5252 | 0 | 0 | 0 | 0 | 0 | 0 | 0 | 0 | 0 | 512.3814 | 410.4982 | 410.4982 | 410.4982 | 101.8832 | 512.3814 | 3085.8414 | 3085.8414 | 330.8036 | 330.8036 | 1807.5872 | 1807.5872 | 0 | 0 | 947.4506 | 947.4506 | 171154967.7635 | 1430438611.5548 | 146586580.4771 | 0 | 1748.1802 | 60.5148 | 0 | 0 | 0 | 278.1292 | 237 | 3040 | 4611.9232 | 760 | 190 | 0.092956
2011 | 257.5271 | 900.6 | 200 | 800 | 0 | 100% | 99.7945 | 163.3768 | 163.0671 | 163.0671 | 1 | 163.3768 | 99.8757 | 203.9957 | 192.3563 | 192.3563 | 192.3563 | 11.6394 | 203.9957 | 120.5137 | 107.2573 | 107.2573 | 107.2573 | 13.2563 | 120.5137 | 0 | 0 | 0 | 0 | 0 | 0 | 0 | 0 | 0 | 558.7434 | 447.2038 | 447.2038 | 447.2038 | 111.5396 | 558.7434 | 3168.2244 | 3168.2244 | 413.463 | 413.463 | 1807.4058 | 1807.4058 | 0 | 0 | 947.3556 | 947.3556 | 184633365.9472 | 1430447719.8107 | 134740614.5314 | 0 | 1749.8217 | 61.6124 | 0 | 0 | 0 | 347.6615 | 237 | 3040 | 4611.9232 | 760 | 190 | 0.085656
2012 | 309.0325 | 900.6 | 200 | 800 | 0 | 100% | 99.8516 | 167.4092 | 167.2018 | 167.2018 | 1 | 167.4092 | 99.9297 | 234.2244 | 220.8591 | 220.8591 | 220.8591 | 13.3653 | 234.2244 | 120.503 | 107.2467 | 107.2467 | 107.2467 | 13.2563 | 120.503 | 0 | 0 | 0 | 0 | 0 | 0 | 0 | 0 | 0 | 588.3889 | 470.6172 | 470.6172 | 470.6172 | 117.7717 | 588.3889 | 3250.6088 | 3250.6088 | 496.1085 | 496.1085 | 1807.2345 | 1807.2345 | 0 | 0 | 947.2658 | 947.2658 | 192317284.0308 | 1430453247.2103 | 127997522.6 | 0 | 1750.7681 | 62.662 | 0 | 0 | 0 | 417.1938 | 237 | 3040 | 4611.9232 | 760 | 190 | 0.081501
2013 | 360.5379 | 900.6 | 200 | 800 | 0 | 100% | 99.9429 | 171.4925 | 171.3447 | 171.3447 | 1 | 171.4925 | 99.9827 | 265.3565 | 250.2134 | 250.2134 | 250.2134 | 15.1431 | 265.3565 | 120.493 | 107.2367 | 107.2367 | 107.2367 | 13.2562 | 120.493 | 0 | 0 | 0 | 0 | 0 | 0 | 0 | 0 | 0 | 609.9549 | 487.6661 | 487.6661 | 487.6661 | 122.2888 | 609.9549 | 3332.9945 | 3332.9945 | 578.7413 | 578.7413 | 1807.0724 | 1807.0724 | 0 | 0 | 947.1808 | 947.1808 | 197788402.5766 | 1430457780.068 | 123450918.3783 | 0 | 1751.6971 | 63.6544 | 0 | 0 | 0 | 486.7262 | 237 | 3040 | 4611.9232 | 760 | 190 | 0.078699
2014 | 412.0433 | 900.6 | 200 | 800 | 0 | 100% | 100 | 175.5989 | 175.3964 | 175.3964 | 1 | 175.5989 | 100 | 296.6396 | 279.7099 | 279.7099 | 279.7099 | 16.9297 | 296.6396 | 120.4836 | 107.2274 | 107.2274 | 107.2274 | 13.2562 | 120.4836 | 0 | 0 | 0 | 0 | 0 | 0 | 0 | 0 | 0 | 627.5437 | 501.5473 | 501.5473 | 501.5473 | 125.9964 | 627.5437 | 3415.3814 | 3415.3814 | 661.3624 | 661.3624 | 1806.9187 | 1806.9187 | 0 | 0 | 947.1003 | 947.1003 | 201970174.9834 | 1430460251.3416 | 119569573.675 | 0 | 1752 | 64.6067 | 0 | 0 | 0 | 556.2585 | 237 | 3040 | 4611.9232 | 760 | 190 | 0.076307
2015 | 463.5487 | 900.6 | 200 | 800 | 0 | 100% | 100 | 179.7651 | 179.5651 | 179.5651 | 1 | 179.7651 | 100 | 328.1937 | 309.4618 | 309.4618 | 309.4618 | 18.7319 | 328.1937 | 120.4748 | 107.2186 | 107.2186 | 107.2186 | 13.2562 | 120.4748 | 0 | 0 | 0 | 0 | 0 | 0 | 0 | 0 | 0 | 643.9337 | 514.4721 | 514.4721 | 514.4721 | 129.4616 | 643.9337 | 3497.7694 | 3497.7694 | 743.9727 | 743.9727 | 1806.7729 | 1806.7729 | 0 | 0 | 947.0238 | 947.0238 | 205186813.5007 | 1430462103.7805 | 116351082.7189 | 0 | 1752 | 65.5159 | 0 | 0 | 0 | 625.7908 | 237 | 3040 | 4611.9232 | 760 | 190 | 0.074324
2016 | 515.0541 | 900.6 | 200 | 800 | 0 | 100% | 100 | 183.9623 | 183.7863 | 183.7863 | 1 | 183.9623 | 100 | 359.8894 | 339.3469 | 339.3469 | 339.3469 | 20.5425 | 359.8894 | 120.4665 | 107.2103 | 107.2103 | 107.2103 | 13.2562 | 120.4665 | 0 | 0 | 0 | 0 | 0 | 0 | 0 | 0 | 0 | 658.4106 | 525.9144 | 525.9144 | 525.9144 | 132.4962 | 658.4106 | 3580.1585 | 3580.1585 | 826.5729 | 826.5729 | 1806.6344 | 1806.6344 | 0 | 0 | 946.9512 | 946.9512 | 207798467.859 | 1430463589.982 | 113737942.159 | 0 | 1752 | 66.3797 | 0 | 0 | 0 | 695.3231 | 237 | 3040 | 4611.9232 | 760 | 190 | 0.072713
2017 | 566.5595 | 900.6 | 200 | 800 | 0 | 100% | 100 | 188.1582 | 188.0184 | 188.0184 | 1 | 188.1582 | 100 | 391.6468 | 369.2901 | 369.2901 | 369.2901 | 22.3567 | 391.6468 | 120.4585 | 107.2024 | 107.2024 | 107.2024 | 13.2562 | 120.4585 | 0 | 0 | 0 | 0 | 0 | 0 | 0 | 0 | 0 | 670.7509 | 535.6403 | 535.6403 | 535.6403 | 135.1106 | 670.7509 | 3662.5485 | 3662.5485 | 909.1639 | 909.1639 | 1806.5025 | 1806.5025 | 0 | 0 | 946.8821 | 946.8821 | 209862946.1922 | 1430464626.6204 | 111672427.1874 | 0 | 1752 | 67.2007 | 0 | 0 | 0 | 764.8554 | 237 | 3040 | 4611.9232 | 760 | 190 | 0.07144
2018 | 618.065 | 900.6 | 200 | 800 | 0 | 100% | 100 | 192.3649 | 192.2499 | 192.2499 | 1 | 192.3649 | 100 | 423.6985 | 399.5106 | 399.5106 | 399.5106 | 24.1879 | 423.6985 | 120.451 | 107.1949 | 107.1949 | 107.1949 | 13.2562 | 120.451 | 0 | 0 | 0 | 0 | 0 | 0 | 0 | 0 | 0 | 680.7904 | 543.5592 | 543.5592 | 543.5592 | 137.2312 | 680.7904 | 3744.9394 | 3744.9394 | 991.7462 | 991.7462 | 1806.3769 | 1806.3769 | 0 | 0 | 946.8163 | 946.8163 | 211507652.0609 | 1430465215.814 | 110027132.125 | 0 | 1752 | 67.9829 | 0 | 0 | 0 | 834.3877 | 237 | 3040 | 4611.9232 | 760 | 190 | 0.070427
2019 | 669.5704 | 900.6 | 200 | 800 | 0 | 100% | 100 | 196.5758 | 196.4806 | 196.4806 | 1 | 196.5758 | 100 | 455.8642 | 429.8384 | 429.8384 | 429.8384 | 26.0258 | 455.8642 | 120.4439 | 107.1877 | 107.1877 | 107.1877 | 13.2562 | 120.4439 | 0 | 0 | 0 | 0 | 0 | 0 | 0 | 0 | 0 | 689.3259 | 550.2882 | 550.2882 | 550.2882 | 139.0377 | 689.3259 | 3827.3311 | 3827.3311 | 1074.3205 | 1074.3205 | 1806.2571 | 1806.2571 | 0 | 0 | 946.7535 | 946.7535 | 212877851.1457 | 1430465482.6735 | 108656666.1807 | 0 | 1752 | 68.7283 | 0 | 0 | 0 | 903.92 | 237 | 3040 | 4611.9232 | 760 | 190 | 0.069582
2020 | 721.0758 | 900.6 | 200 | 800 | 0 | 100% | 100 | 200.789 | 200.7074 | 200.7074 | 1 | 200.789 | 100 | 488.057 | 460.1916 | 460.1916 | 460.1916 | 27.8654 | 488.057 | 120.4371 | 107.1809 | 107.1809 | 107.1809 | 13.2562 | 120.4371 | 0 | 0 | 0 | 0 | 0 | 0 | 0 | 0 | 0 | 696.8173 | 556.1894 | 556.1894 | 556.1894 | 140.6279 | 696.8173 | 3909.7236 | 3909.7236 | 1156.8872 | 1156.8872 | 1806.1428 | 1806.1428 | 0 | 0 | 946.6935 | 946.6935 | 214084758.9279 | 1430465749.5331 | 107449491.539 | 0 | 1752 | 69.44 | 0 | 0 | 0 | 973.4523 | 237 | 3040 | 4611.9232 | 760 | 190 | 0.068838
2021 | 772.5812 | 900.6 | 200 | 800 | 0 | 100% | 100 | 205.0079 | 204.9391 | 204.9391 | 1 | 205.0079 | 100 | 520.198 | 490.4958 | 490.4958 | 490.4958 | 29.7022 | 520.198 | 120.4306 | 107.1744 | 107.1744 | 107.1744 | 13.2562 | 120.4306 | 0 | 0 | 0 | 0 | 0 | 0 | 0 | 0 | 0 | 703.7038 | 561.6254 | 561.6254 | 561.6254 | 142.0784 | 703.7038 | 3992.1168 | 3992.1168 | 1239.447 | 1239.447 | 1806.0335 | 1806.0335 | 0 | 0 | 946.6363 | 946.6363 | 215160540.2908 | 1430466016.3926 | 106373443.3166 | 0 | 1752 | 70.12 | 0 | 0 | 0 | 1042.9846 | 237 | 3040 | 4611.9232 | 760 | 190 | 0.068175
2022 | 824.0866 | 900.6 | 200 | 800 | 0 | 100% | 100 | 209.2306 | 209.1737 | 209.1737 | 1 | 209.2306 | 100 | 552.2713 | 520.7361 | 520.7361 | 520.7361 | 31.5352 | 552.2713 | 120.4243 | 107.1682 | 107.1682 | 107.1682 | 13.2562 | 120.4243 | 0 | 0 | 0 | 0 | 0 | 0 | 0 | 0 | 0 | 710.1066 | 566.6871 | 566.6871 | 566.6871 | 143.4195 | 710.1066 | 4074.5106 | 4074.5106 | 1322.0003 | 1322.0003 | 1805.9289 | 1805.9289 | 0 | 0 | 946.5814 | 946.5814 | 216136524.4472 | 1430466123.161 | 105397352.3918 | 0 | 1752 | 70.7704 | 0 | 0 | 0 | 1112.5169 | 237 | 3040 | 4611.9232 | 760 | 190 | 0.067573
2023 | 875.592 | 900.6 | 200 | 800 | 0 | 100% | 100 | 213.4527 | 213.4082 | 213.4082 | 1 | 213.4527 | 100 | 584.3316 | 550.9639 | 550.9639 | 550.9639 | 33.3676 | 584.3316 | 120.4184 | 107.1622 | 107.1622 | 107.1622 | 13.2562 | 120.4184 | 0 | 0 | 0 | 0 | 0 | 0 | 0 | 0 | 0 | 715.8987 | 571.2586 | 571.2586 | 571.2586 | 144.6401 | 715.8987 | 4156.9051 | 4156.9051 | 1404.5474 | 1404.5474 | 1805.8288 | 1805.8288 | 0 | 0 | 946.5289 | 946.5289 | 216991269.003 | 1430466123.161 | 104542607.836 | 0 | 1752 | 71.3929 | 0 | 0 | 0 | 1182.0492 | 237 | 3040 | 4611.9232 | 760 | 190 | 0.067047
2024 | 927.0974 | 900.6 | 200 | 800 | 0 | 100% | 100 | 217.6761 | 217.6434 | 217.6434 | 1 | 217.6761 | 100 | 616.4323 | 581.2299 | 581.2299 | 581.2299 | 35.2025 | 616.4323 | 120.4127 | 107.1565 | 107.1565 | 107.1565 | 13.2562 | 120.4127 | 0 | 0 | 0 | 0 | 0 | 0 | 0 | 0 | 0 | 721.0665 | 575.3361 | 575.3361 | 575.3361 | 145.7304 | 721.0665 | 4239.3002 | 4239.3002 | 1487.0888 | 1487.0888 | 1805.7328 | 1805.7328 | 0 | 0 | 946.4786 | 946.4786 | 217732954.5819 | 1430466123.161 | 103800922.2571 | 0 | 1752 | 71.9895 | 0 | 0 | 0 | 1251.5815 | 237 | 3040 | 4611.9232 | 760 | 190 | 0.06659
2025 | 978.6028 | 900.6 | 200 | 800 | 0 | 100% | 100 | 221.9009 | 221.8777 | 221.8777 | 1 | 221.9009 | 100 | 648.5708 | 611.5312 | 611.5312 | 611.5312 | 37.0396 | 648.5708 | 120.4072 | 107.1511 | 107.1511 | 107.1511 | 13.2562 | 120.4072 | 0 | 0 | 0 | 0 | 0 | 0 | 0 | 0 | 0 | 725.6984 | 578.9903 | 578.9903 | 578.9903 | 146.7081 | 725.6984 | 4321.6958 | 4321.6958 | 1569.6248 | 1569.6248 | 1805.6407 | 1805.6407 | 0 | 0 | 946.4304 | 946.4304 | 218408276.4771 | 1430466123.161 | 103125600.3619 | 0 | 1752 | 72.5618 | 0 | 0 | 0 | 1321.1138 | 237 | 3040 | 4611.9232 | 760 | 190 | 0.066173
2026 | 1030.1083 | 900.6 | 200 | 800 | 0 | 100% | 100 | 226.1263 | 226.1119 | 226.1119 | 1 | 226.1263 | 100 | 680.6741 | 641.7993 | 641.7993 | 641.7993 | 38.8748 | 680.6741 | 120.402 | 107.1458 | 107.1458 | 107.1458 | 13.2562 | 120.402 | 0 | 0 | 0 | 0 | 0 | 0 | 0 | 0 | 0 | 730.0143 | 582.3942 | 582.3942 | 582.3942 | 147.62 | 730.0143 | 4404.092 | 4404.092 | 1652.1557 | 1652.1557 | 1805.5522 | 1805.5522 | 0 | 0 | 946.384 | 946.384 | 219034886.6989 | 1430466123.161 | 102498990.1401 | 0 | 1752 | 73.1111 | 0 | 0 | 0 | 1390.6462 | 237 | 3040 | 4611.9232 | 760 | 190 | 0.065787
2027 | 20.6022 | 950 | 200 | 800 | 0 | 100% | 98.2648 | 151.7316 | 151.7439 | 151.7439 | 1 | 151.7316 | 98.7328 | 137.1189 | 129.298 | 129.298 | 129.298 | 7.8209 | 137.1189 | 126.3416 | 112.4487 | 112.4487 | 112.4487 | 13.8929 | 126.3416 | 0 | 0 | 0 | 0 | 0 | 0 | 0 | 0 | 0 | 289.7263 | 232.8169 | 232.8169 | 232.8169 | 56.9094 | 289.7263 | 2888.0384 | 2888.0384 | 33.0892 | 33.0892 | 1907.246 | 1907.246 | 0 | 0 | 947.7033 | 947.7033 | 22570244.9038 | 1439776366.0433 | 267451822.1451 | 0 | 1729.7984 | 58.4526 | 0 | 0 | 0 | 27.8129 | 250 | 3040 | 4611.9232 | 760 | 190 | 0.16744
2028 | 51.5054 | 950 | 200 | 800 | 0 | 100% | 98.4703 | 153.8287 | 153.7193 | 153.7193 | 1 | 153.8287 | 98.976 | 142.3873 | 134.2654 | 134.2654 | 134.2654 | 8.1219 | 142.3873 | 126.3319 | 112.4393 | 112.4393 | 112.4393 | 13.8927 | 126.3319 | 0 | 0 | 0 | 0 | 0 | 0 | 0 | 0 | 0 | 320.5925 | 257.4911 | 257.4911 | 257.4911 | 63.1014 | 320.5925 | 2937.4656 | 2937.4656 | 82.7171 | 82.7171 | 1907.1119 | 1907.1119 | 0 | 0 | 947.6366 | 947.6366 | 54275927.7218 | 1439797250.4229 | 239986930.208 | 0 | 1734.0601 | 59.1448 | 0 | 0 | 0 | 69.5323 | 250 | 3040 | 4611.9232 | 760 | 190 | 0.15051
2029 | 154.5162 | 950 | 200 | 800 | 0 | 100% | 99.4064 | 160.9974 | 160.5432 | 160.5432 | 1 | 160.9974 | 99.6452 | 164.8109 | 155.408 | 155.408 | 155.408 | 9.4029 | 164.8109 | 126.3039 | 112.4116 | 112.4116 | 112.4116 | 13.8923 | 126.3039 | 0 | 0 | 0 | 0 | 0 | 0 | 0 | 0 | 0 | 453.0448 | 363.2106 | 363.2106 | 363.2106 | 89.8341 | 453.0448 | 3102.2275 | 3102.2275 | 248.0976 | 248.0976 | 1906.6986 | 1906.6986 | 0 | 0 | 947.4313 | 947.4313 | 139435279.0478 | 1439839777.594 | 166508654.2023 | 0 | 1745.7837 | 61.3081 | 0 | 0 | 0 | 208.5969 | 250 | 3040 | 4611.9232 | 760 | 190 | 0.10523
2030 | 206.0217 | 950 | 200 | 800 | 0 | 100% | 99.7146 | 164.7443 | 164.2341 | 164.2341 | 1 | 164.7443 | 99.8159 | 182.8387 | 172.4063 | 172.4063 | 172.4063 | 10.4324 | 182.8387 | 126.2917 | 112.3996 | 112.3996 | 112.3996 | 13.8922 | 126.2917 | 0 | 0 | 0 | 0 | 0 | 0 | 0 | 0 | 0 | 525.429 | 420.7951 | 420.7951 | 420.7951 | 104.6339 | 525.429 | 3184.6108 | 3184.6108 | 330.764 | 330.764 | 1906.5095 | 1906.5095 | 0 | 0 | 947.3373 | 947.3373 | 166234080.1472 | 1439851337.5181 | 142689378.6191 | 0 | 1748.7748 | 62.3464 | 0 | 0 | 0 | 278.1292 | 250 | 3040 | 4611.9232 | 760 | 190 | 0.090555
2031 | 257.5271 | 950 | 200 | 800 | 0 | 100% | 99.8288 | 168.6738 | 168.3494 | 168.3494 | 1 | 168.6738 | 99.8947 | 209.9236 | 197.9447 | 197.9447 | 197.9447 | 11.9789 | 209.9236 | 126.2804 | 112.3884 | 112.3884 | 112.3884 | 13.8921 | 126.2804 | 0 | 0 | 0 | 0 | 0 | 0 | 0 | 0 | 0 | 574.1558 | 459.3904 | 459.3904 | 459.3904 | 114.7654 | 574.1558 | 3266.9955 | 3266.9955 | 413.4162 | 413.4162 | 1906.3307 | 1906.3307 | 0 | 0 | 947.2485 | 947.2485 | 179409563.8228 | 1439859197.2952 | 130886700.2748 | 0 | 1750.1555 | 63.3501 | 0 | 0 | 0 | 347.6615 | 250 | 3040 | 4611.9232 | 760 | 190 | 0.083281
2032 | 309.0325 | 950 | 200 | 800 | 0 | 100% | 99.8858 | 172.7157 | 172.5117 | 172.5117 | 1 | 172.7157 | 99.9487 | 241.0292 | 227.2742 | 227.2742 | 227.2742 | 13.755 | 241.0292 | 126.27 | 112.378 | 112.378 | 112.378 | 13.892 | 126.27 | 0 | 0 | 0 | 0 | 0 | 0 | 0 | 0 | 0 | 604.9249 | 483.7031 | 483.7031 | 483.7031 | 121.2218 | 604.9249 | 3349.3814 | 3349.3814 | 496.0554 | 496.0554 | 1906.1616 | 1906.1616 | 0 | 0 | 947.1644 | 947.1644 | 186870739.8759 | 1439864170.7014 | 124366809.7356 | 0 | 1751.1017 | 64.3068 | 0 | 0 | 0 | 417.1938 | 250 | 3040 | 4611.9232 | 760 | 190 | 0.079263
2033 | 360.5379 | 950 | 200 | 800 | 0 | 100% | 99.9658 | 176.8001 | 176.6106 | 176.6106 | 1 | 176.8001 | 99.9907 | 273.0629 | 257.4786 | 257.4786 | 257.4786 | 15.5843 | 273.0629 | 126.2602 | 112.3682 | 112.3682 | 112.3682 | 13.892 | 126.2602 | 0 | 0 | 0 | 0 | 0 | 0 | 0 | 0 | 0 | 627.1117 | 501.2462 | 501.2462 | 501.2462 | 125.8655 | 627.1117 | 3431.7686 | 3431.7686 | 578.6826 | 578.6826 | 1906.0012 | 1906.0012 | 0 | 0 | 947.0847 | 947.0847 | 192189469.0057 | 1439867929.5003 | 119779277.5615 | 0 | 1751.8367 | 65.2177 | 0 | 0 | 0 | 486.7262 | 250 | 3040 | 4611.9232 | 760 | 190 | 0.076436
2034 | 412.0433 | 950 | 200 | 800 | 0 | 100% | 100 | 180.9246 | 180.7032 | 180.7032 | 1 | 180.9246 | 100 | 305.296 | 287.8707 | 287.8707 | 287.8707 | 17.4253 | 305.296 | 126.251 | 112.359 | 112.359 | 112.359 | 13.892 | 126.251 | 0 | 0 | 0 | 0 | 0 | 0 | 0 | 0 | 0 | 646.1988 | 516.3058 | 516.3058 | 516.3058 | 129.8931 | 646.1988 | 3514.1568 | 3514.1568 | 661.2988 | 661.2988 | 1905.8489 | 1905.8489 | 0 | 0 | 947.0091 | 947.0091 | 196215876.03 | 1439870978.2182 | 115913145.7518 | 0 | 1752 | 66.0933 | 0 | 0 | 0 | 556.2585 | 250 | 3040 | 4611.9232 | 760 | 190 | 0.074054
2035 | 463.5487 | 950 | 200 | 800 | 0 | 100% | 100 | 185.1052 | 184.9055 | 184.9055 | 1 | 185.1052 | 100 | 337.8184 | 318.5355 | 318.5355 | 318.5355 | 19.2829 | 337.8184 | 126.2422 | 112.3503 | 112.3503 | 112.3503 | 13.8919 | 126.2422 | 0 | 0 | 0 | 0 | 0 | 0 | 0 | 0 | 0 | 663.4971 | 529.9679 | 529.9679 | 529.9679 | 133.5292 | 663.4971 | 3596.5461 | 3596.5461 | 743.9046 | 743.9046 | 1905.7042 | 1905.7042 | 0 | 0 | 946.9372 | 946.9372 | 199318237.1742 | 1439873070.3429 | 112808692.4829 | 0 | 1752 | 66.9288 | 0 | 0 | 0 | 625.7908 | 250 | 3040 | 4611.9232 | 760 | 190 | 0.072141
2036 | 515.0541 | 950 | 200 | 800 | 0 | 100% | 100 | 189.3036 | 189.1295 | 189.1295 | 1 | 189.3036 | 100 | 370.4556 | 349.3083 | 349.3083 | 349.3083 | 21.1473 | 370.4556 | 126.234 | 112.3421 | 112.3421 | 112.3421 | 13.8919 | 126.234 | 0 | 0 | 0 | 0 | 0 | 0 | 0 | 0 | 0 | 678.4362 | 541.7759 | 541.7759 | 541.7759 | 136.6603 | 678.4362 | 3678.9362 | 3678.9362 | 826.501 | 826.501 | 1905.5665 | 1905.5665 | 0 | 0 | 946.8688 | 946.8688 | 201841909.5406 | 1439874628.0599 | 110283462.3996 | 0 | 1752 | 67.724 | 0 | 0 | 0 | 695.3231 | 250 | 3040 | 4611.9232 | 760 | 190 | 0.070584
2037 | 566.5595 | 950 | 200 | 800 | 0 | 100% | 100 | 193.5016 | 193.3624 | 193.3624 | 1 | 193.5016 | 100 | 403.2023 | 380.1842 | 380.1842 | 380.1842 | 23.0181 | 403.2023 | 126.2261 | 112.3342 | 112.3342 | 112.3342 | 13.8919 | 126.2261 | 0 | 0 | 0 | 0 | 0 | 0 | 0 | 0 | 0 | 691.0388 | 551.712 | 551.712 | 551.712 | 139.3268 | 691.0388 | 3761.3273 | 3761.3273 | 909.0885 | 909.0885 | 1905.4353 | 1905.4353 | 0 | 0 | 946.8036 | 946.8036 | 203826924.9681 | 1439875929.8343 | 108297145.1977 | 0 | 1752 | 68.4816 | 0 | 0 | 0 | 764.8554 | 250 | 3040 | 4611.9232 | 760 | 190 | 0.06936
2038 | 618.065 | 950 | 200 | 800 | 0 | 100% | 100 | 197.7115 | 197.5964 | 197.5964 | 1 | 197.7115 | 100 | 436.209 | 411.305 | 411.305 | 411.305 | 24.904 | 436.209 | 126.2187 | 112.3268 | 112.3268 | 112.3268 | 13.8919 | 126.2187 | 0 | 0 | 0 | 0 | 0 | 0 | 0 | 0 | 0 | 701.4308 | 559.9181 | 559.9181 | 559.9181 | 141.5127 | 701.4308 | 3843.7192 | 3843.7192 | 991.6677 | 991.6677 | 1905.3101 | 1905.3101 | 0 | 0 | 946.7413 | 946.7413 | 205425264.216 | 1439876855.9812 | 106697879.8028 | 0 | 1752 | 69.2044 | 0 | 0 | 0 | 834.3877 | 250 | 3040 | 4611.9232 | 760 | 190 | 0.068375
2039 | 669.5704 | 950 | 200 | 800 | 0 | 100% | 100 | 201.9227 | 201.8276 | 201.8276 | 1 | 201.9227 | 100 | 469.334 | 442.5373 | 442.5373 | 442.5373 | 26.7967 | 469.334 | 126.2116 | 112.3197 | 112.3197 | 112.3197 | 13.8919 | 126.2116 | 0 | 0 | 0 | 0 | 0 | 0 | 0 | 0 | 0 | 710.2245 | 566.8504 | 566.8504 | 566.8504 | 143.3741 | 710.2245 | 3926.1118 | 3926.1118 | 1074.2393 | 1074.2393 | 1905.1906 | 1905.1906 | 0 | 0 | 946.6819 | 946.6819 | 206751388.4065 | 1439877224.8131 | 105371386.7804 | 0 | 1752 | 69.8946 | 0 | 0 | 0 | 903.92 | 250 | 3040 | 4611.9232 | 760 | 190 | 0.067557
2040 | 721.0758 | 950 | 200 | 800 | 0 | 100% | 100 | 206.138 | 206.0561 | 206.0561 | 1 | 206.138 | 100 | 502.476 | 473.7854 | 473.7854 | 473.7854 | 28.6906 | 502.476 | 126.2048 | 112.3129 | 112.3129 | 112.3129 | 13.8919 | 126.2048 | 0 | 0 | 0 | 0 | 0 | 0 | 0 | 0 | 0 | 718.003 | 572.9845 | 572.9845 | 572.9845 | 145.0185 | 718.003 | 4008.5051 | 4008.5051 | 1156.8037 | 1156.8037 | 1905.0763 | 1905.0763 | 0 | 0 | 946.6252 | 946.6252 | 207927823.6144 | 1439877491.6726 | 104194684.713 | 0 | 1752 | 70.5548 | 0 | 0 | 0 | 973.4523 | 250 | 3040 | 4611.9232 | 760 | 190 | 0.066832
2041 | 772.5812 | 950 | 200 | 800 | 0 | 100% | 100 | 210.3592 | 210.2891 | 210.2891 | 1 | 210.3592 | 100 | 535.5462 | 504.9657 | 504.9657 | 504.9657 | 30.5805 | 535.5462 | 126.1983 | 112.3064 | 112.3064 | 112.3064 | 13.8919 | 126.1983 | 0 | 0 | 0 | 0 | 0 | 0 | 0 | 0 | 0 | 725.2105 | 578.6818 | 578.6818 | 578.6818 | 146.5287 | 725.2105 | 4090.8991 | 4090.8991 | 1239.3614 | 1239.3614 | 1904.9669 | 1904.9669 | 0 | 0 | 946.5708 | 946.5708 | 208989964.7752 | 1439877758.5321 | 103132276.6927 | 0 | 1752 | 71.1867 | 0 | 0 | 0 | 1042.9846 | 250 | 3040 | 4611.9232 | 760 | 190 | 0.066178
2042 | 824.0866 | 950 | 200 | 800 | 0 | 100% | 100 | 214.582 | 214.5243 | 214.5243 | 1 | 214.582 | 100 | 568.5404 | 536.0741 | 536.0741 | 536.0741 | 32.4662 | 568.5404 | 126.1921 | 112.3002 | 112.3002 | 112.3002 | 13.8919 | 126.1921 | 0 | 0 | 0 | 0 | 0 | 0 | 0 | 0 | 0 | 731.8952 | 583.9667 | 583.9667 | 583.9667 | 147.9286 | 731.8952 | 4173.2937 | 4173.2937 | 1321.9128 | 1321.9128 | 1904.8622 | 1904.8622 | 0 | 0 | 946.5188 | 946.5188 | 209943822.1716 | 1439878025.3917 | 102178152.4368 | 0 | 1752 | 71.7919 | 0 | 0 | 0 | 1112.5169 | 250 | 3040 | 4611.9232 | 760 | 190 | 0.06559
2043 | 875.592 | 950 | 200 | 800 | 0 | 100% | 100 | 218.805 | 218.7597 | 218.7597 | 1 | 218.805 | 100 | 601.5197 | 567.1685 | 567.1685 | 567.1685 | 34.3512 | 601.5197 | 126.1862 | 112.2943 | 112.2943 | 112.2943 | 13.8919 | 126.1862 | 0 | 0 | 0 | 0 | 0 | 0 | 0 | 0 | 0 | 737.9635 | 588.7595 | 588.7595 | 588.7595 | 149.2039 | 737.9635 | 4255.6889 | 4255.6889 | 1404.4583 | 1404.4583 | 1904.7617 | 1904.7617 | 0 | 0 | 946.4689 | 946.4689 | 210784394.3452 | 1439878090.725 | 101337514.9298 | 0 | 1752 | 72.3722 | 0 | 0 | 0 | 1182.0492 | 250 | 3040 | 4611.9232 | 760 | 190 | 0.065072
2044 | 927.0974 | 950 | 200 | 800 | 0 | 100% | 100 | 223.0291 | 222.9959 | 222.9959 | 1 | 223.0291 | 100 | 634.543 | 598.3042 | 598.3042 | 598.3042 | 36.2388 | 634.543 | 126.1805 | 112.2886 | 112.2886 | 112.2886 | 13.8919 | 126.1805 | 0 | 0 | 0 | 0 | 0 | 0 | 0 | 0 | 0 | 743.3723 | 593.0298 | 593.0298 | 593.0298 | 150.3425 | 743.3723 | 4338.0846 | 4338.0846 | 1486.9982 | 1486.9982 | 1904.6654 | 1904.6654 | 0 | 0 | 946.421 | 946.421 | 211510214.3252 | 1439878090.725 | 100611694.9498 | 0 | 1752 | 72.929 | 0 | 0 | 0 | 1251.5815 | 250 | 3040 | 4611.9232 | 760 | 190 | 0.064624
2045 | 978.6028 | 950 | 200 | 800 | 0 | 100% | 100 | 227.2533 | 227.2298 | 227.2298 | 1 | 227.2533 | 100 | 667.6169 | 629.4875 | 629.4875 | 629.4875 | 38.1294 | 667.6169 | 126.175 | 112.2832 | 112.2832 | 112.2832 | 13.8919 | 126.175 | 0 | 0 | 0 | 0 | 0 | 0 | 0 | 0 | 0 | 748.1723 | 596.8141 | 596.8141 | 596.8141 | 151.3582 | 748.1723 | 4420.4809 | 4420.4809 | 1569.533 | 1569.533 | 1904.5729 | 1904.5729 | 0 | 0 | 946.375 | 946.375 | 212165184.235 | 1439878090.725 | 99956725.04 | 0 | 1752 | 73.4639 | 0 | 0 | 0 | 1321.1138 | 250 | 3040 | 4611.9232 | 760 | 190 | 0.064221
2046 | 1030.1083 | 950 | 200 | 800 | 0 | 100% | 100 | 231.4795 | 231.4647 | 231.4647 | 1 | 231.4795 | 100 | 700.675 | 660.6558 | 660.6558 | 660.6558 | 40.0192 | 700.675 | 126.1698 | 112.2779 | 112.2779 | 112.2779 | 13.8919 | 126.1698 | 0 | 0 | 0 | 0 | 0 | 0 | 0 | 0 | 0 | 752.6219 | 600.3257 | 600.3257 | 600.3257 | 152.2962 | 752.6219 | 4502.8776 | 4502.8776 | 1652.0628 | 1652.0628 | 1904.4839 | 1904.4839 | 0 | 0 | 946.3308 | 946.3308 | 212769355.5553 | 1439878090.725 | 99352553.7197 | 0 | 1752 | 73.978 | 0 | 0 | 0 | 1390.6462 | 250 | 3040 | 4611.9232 | 760 | 190 | 0.063848
2047 | 20.6022 | 1003.2 | 200 | 800 | 0 | 100% | 98.4247 | 157.3408 | 157.3467 | 157.3467 | 1 | 157.3408 | 98.8405 | 142.2052 | 134.0931 | 134.0931 | 134.0931 | 8.1121 | 142.2052 | 132.5463 | 117.9692 | 117.9692 | 117.9692 | 14.5771 | 132.5463 | 0 | 0 | 0 | 0 | 0 | 0 | 0 | 0 | 0 | 296.363 | 238.0365 | 238.0365 | 238.0365 | 58.3265 | 296.363 | 2994.4005 | 2994.4005 | 33.0843 | 33.0843 | 2013.7534 | 2013.7534 | 0 | 0 | 947.5629 | 947.5629 | 21765980.122 | 1449040762.0024 | 260879377.6702 | 0 | 1731.6861 | 60.6194 | 0 | 0 | 0 | 27.8129 | 264 | 3040 | 4611.9232 | 760 | 190 | 0.16339
2048 | 51.5054 | 1003.2 | 200 | 800 | 0 | 100% | 98.6416 | 159.4557 | 159.3433 | 159.3433 | 1 | 159.4557 | 99.0711 | 146.851 | 138.4734 | 138.4734 | 138.4734 | 8.3777 | 146.851 | 132.5371 | 117.9602 | 117.9602 | 117.9602 | 14.5769 | 132.5371 | 0 | 0 | 0 | 0 | 0 | 0 | 0 | 0 | 0 | 328.1239 | 263.4288 | 263.4288 | 263.4288 | 64.6951 | 328.1239 | 3043.8291 | 3043.8291 | 82.7053 | 82.7053 | 2013.6225 | 2013.6225 | 0 | 0 | 947.5013 | 947.5013 | 52628483.774 | 1449058097.1237 | 234039011.4443 | 0 | 1735.7256 | 61.2408 | 0 | 0 | 0 | 69.5323 | 264 | 3040 | 4611.9232 | 760 | 190 | 0.14685
2049 | 154.5162 | 1003.2 | 200 | 800 | 0 | 100% | 99.5091 | 166.635 | 166.1742 | 166.1742 | 1 | 166.635 | 99.712 | 169.9379 | 160.2413 | 160.2413 | 160.2413 | 9.6966 | 169.9379 | 132.5099 | 117.9334 | 117.9334 | 117.9334 | 14.5765 | 132.5099 | 0 | 0 | 0 | 0 | 0 | 0 | 0 | 0 | 0 | 463.0058 | 371.0608 | 371.0608 | 371.0608 | 91.945 | 463.0058 | 3208.595 | 3208.595 | 248.0661 | 248.0661 | 2013.218 | 2013.218 | 0 | 0 | 947.3109 | 947.3109 | 135227990.1075 | 1449096107.0587 | 162630202.9615 | 0 | 1746.9543 | 63.1883 | 0 | 0 | 0 | 208.5969 | 264 | 3040 | 4611.9232 | 760 | 190 | 0.10284
2050 | 206.0217 | 1003.2 | 200 | 800 | 0 | 100% | 99.7603 | 170.4428 | 169.9314 | 169.9314 | 1 | 170.4428 | 99.8513 | 188.3765 | 177.6269 | 177.6269 | 177.6269 | 10.7496 | 188.3765 | 132.4981 | 117.9216 | 117.9216 | 117.9216 | 14.5764 | 132.4981 | 0 | 0 | 0 | 0 | 0 | 0 | 0 | 0 | 0 | 538.946 | 431.4953 | 431.4953 | 431.4953 | 107.4507 | 538.946 | 3290.9801 | 3290.9801 | 330.7243 | 330.7243 | 2013.0322 | 2013.0322 | 0 | 0 | 947.2236 | 947.2236 | 161353266.6163 | 1449106963.7873 | 138934032.6018 | 0 | 1749.3943 | 64.1378 | 0 | 0 | 0 | 278.1292 | 264 | 3040 | 4611.9232 | 760 | 190 | 0.08824
2051 | 257.5271 | 1003.2 | 200 | 800 | 0 | 100% | 99.8516 | 174.3943 | 174.0693 | 174.0693 | 1 | 174.3943 | 99.9152 | 216.1463 | 203.811 | 203.811 | 203.811 | 12.3353 | 216.1463 | 132.4871 | 117.9107 | 117.9107 | 117.9107 | 14.5763 | 132.4871 | 0 | 0 | 0 | 0 | 0 | 0 | 0 | 0 | 0 | 590.2641 | 472.1468 | 472.1468 | 472.1468 | 118.1173 | 590.2641 | 3373.3664 | 3373.3664 | 413.3692 | 413.3692 | 2012.8564 | 2012.8564 | 0 | 0 | 947.1408 | 947.1408 | 174233112.101 | 1449114176.9146 | 127167129.3765 | 0 | 1750.5144 | 65.0532 | 0 | 0 | 0 | 347.6615 | 264 | 3040 | 4611.9232 | 760 | 190 | 0.080989
2052 | 309.0325 | 1003.2 | 200 | 800 | 0 | 100% | 99.9087 | 178.4366 | 178.2381 | 178.2381 | 1 | 178.4366 | 99.9692 | 248.1664 | 234.0027 | 234.0027 | 234.0027 | 14.1638 | 248.1664 | 132.4769 | 117.9006 | 117.9006 | 117.9006 | 14.5763 | 132.4769 | 0 | 0 | 0 | 0 | 0 | 0 | 0 | 0 | 0 | 621.8758 | 497.1267 | 497.1267 | 497.1267 | 124.7491 | 621.8758 | 3455.7539 | 3455.7539 | 496.002 | 496.002 | 2012.6896 | 2012.6896 | 0 | 0 | 947.0623 | 947.0623 | 181471688.7797 | 1449117596.6308 | 120871863.5103 | 0 | 1751.4611 | 65.923 | 0 | 0 | 0 | 417.1938 | 264 | 3040 | 4611.9232 | 760 | 190 | 0.07711
2053 | 360.5379 | 1003.2 | 200 | 800 | 0 | 100% | 99.9658 | 182.5298 | 182.3003 | 182.3003 | 1 | 182.5298 | 99.9947 | 281.1463 | 265.0991 | 265.0991 | 265.0991 | 16.0472 | 281.1463 | 132.4674 | 117.8911 | 117.8911 | 117.8911 | 14.5763 | 132.4674 | 0 | 0 | 0 | 0 | 0 | 0 | 0 | 0 | 0 | 645.2043 | 515.5723 | 515.5723 | 515.5723 | 129.632 | 645.2043 | 3538.1424 | 3538.1424 | 578.6234 | 578.6234 | 2012.5312 | 2012.5312 | 0 | 0 | 946.9878 | 946.9878 | 186638137.4303 | 1449120953.1463 | 116148417.9798 | 0 | 1751.9075 | 66.7589 | 0 | 0 | 0 | 486.7262 | 264 | 3040 | 4611.9232 | 760 | 190 | 0.074199
2054 | 412.0433 | 1003.2 | 200 | 800 | 0 | 100% | 100 | 186.6788 | 186.4508 | 186.4508 | 1 | 186.6788 | 100 | 314.3967 | 296.4503 | 296.4503 | 296.4503 | 17.9464 | 314.3967 | 132.4583 | 117.882 | 117.882 | 117.882 | 14.5762 | 132.4583 | 0 | 0 | 0 | 0 | 0 | 0 | 0 | 0 | 0 | 665.847 | 531.8784 | 531.8784 | 531.8784 | 133.9686 | 665.847 | 3620.5319 | 3620.5319 | 661.2344 | 661.2344 | 2012.3806 | 2012.3806 | 0 | 0 | 946.9169 | 946.9169 | 190512654.0563 | 1449123926.9021 | 112363419.0415 | 0 | 1752 | 67.561 | 0 | 0 | 0 | 556.2585 | 264 | 3040 | 4611.9232 | 760 | 190 | 0.071866
2055 | 463.5487 | 1003.2 | 200 | 800 | 0 | 100% | 100 | 190.8658 | 190.6659 | 190.6659 | 1 | 190.8658 | 100 | 347.9299 | 328.0681 | 328.0681 | 328.0681 | 19.8618 | 347.9299 | 132.4497 | 117.8735 | 117.8735 | 117.8735 | 14.5762 | 132.4497 | 0 | 0 | 0 | 0 | 0 | 0 | 0 | 0 | 0 | 683.7896 | 546.058 | 546.058 | 546.058 | 137.7316 | 683.7896 | 3702.9224 | 3702.9224 | 743.8357 | 743.8357 | 2012.2372 | 2012.2372 | 0 | 0 | 946.8495 | 946.8495 | 193508485.9547 | 1449125954.2011 | 109365559.8442 | 0 | 1752 | 68.3265 | 0 | 0 | 0 | 625.7908 | 264 | 3040 | 4611.9232 | 760 | 190 | 0.070019
2056 | 515.0541 | 1003.2 | 200 | 800 | 0 | 100% | 100 | 195.0645 | 194.8907 | 194.8907 | 1 | 195.0645 | 100 | 381.5479 | 359.7656 | 359.7656 | 359.7656 | 21.7823 | 381.5479 | 132.4415 | 117.8653 | 117.8653 | 117.8653 | 14.5762 | 132.4415 | 0 | 0 | 0 | 0 | 0 | 0 | 0 | 0 | 0 | 699.2075 | 558.2431 | 558.2431 | 558.2431 | 140.9644 | 699.2075 | 3785.3137 | 3785.3137 | 826.428 | 826.428 | 2012.1005 | 2012.1005 | 0 | 0 | 946.7851 | 946.7851 | 195954530.798 | 1449127526.6657 | 106917942.5363 | 0 | 1752 | 69.0566 | 0 | 0 | 0 | 695.3231 | 264 | 3040 | 4611.9232 | 760 | 190 | 0.06851
2057 | 566.5595 | 1003.2 | 200 | 800 | 0 | 100% | 100 | 199.2681 | 199.1283 | 199.1283 | 1 | 199.2681 | 100 | 415.2978 | 391.5873 | 391.5873 | 391.5873 | 23.7105 | 415.2978 | 132.4338 | 117.8576 | 117.8576 | 117.8576 | 14.5762 | 132.4338 | 0 | 0 | 0 | 0 | 0 | 0 | 0 | 0 | 0 | 712.243 | 568.5378 | 568.5378 | 568.5378 | 143.7052 | 712.243 | 3867.7058 | 3867.7058 | 909.0119 | 909.0119 | 2011.9701 | 2011.9701 | 0 | 0 | 946.7238 | 946.7238 | 197876969.1207 | 1449128777.8369 | 104994253.0424 | 0 | 1752 | 69.7536 | 0 | 0 | 0 | 764.8554 | 264 | 3040 | 4611.9232 | 760 | 190 | 0.067325
2058 | 618.065 | 1003.2 | 200 | 800 | 0 | 100% | 100 | 203.4778 | 203.3629 | 203.3629 | 1 | 203.4778 | 100 | 449.2961 | 423.643 | 423.643 | 423.643 | 25.6531 | 449.2961 | 132.4264 | 117.8502 | 117.8502 | 117.8502 | 14.5762 | 132.4264 | 0 | 0 | 0 | 0 | 0 | 0 | 0 | 0 | 0 | 722.9675 | 577.0046 | 577.0046 | 577.0046 | 145.9629 | 722.9675 | 3950.0986 | 3950.0986 | 991.5879 | 991.5879 | 2011.8455 | 2011.8455 | 0 | 0 | 946.6652 | 946.6652 | 199423826.6797 | 1449129597.7526 | 103446575.5677 | 0 | 1752 | 70.4198 | 0 | 0 | 0 | 834.3877 | 264 | 3040 | 4611.9232 | 760 | 190 | 0.066371
2059 | 669.5704 | 1003.2 | 200 | 800 | 0 | 100% | 100 | 207.6879 | 207.593 | 207.593 | 1 | 207.6879 | 100 | 483.4313 | 455.8277 | 455.8277 | 455.8277 | 27.6036 | 483.4313 | 132.4193 | 117.8432 | 117.8432 | 117.8432 | 14.5762 | 132.4193 | 0 | 0 | 0 | 0 | 0 | 0 | 0 | 0 | 0 | 731.9839 | 584.1073 | 584.1073 | 584.1073 | 147.8767 | 731.9839 | 4032.4921 | 4032.4921 | 1074.1566 | 1074.1566 | 2011.7264 | 2011.7264 | 0 | 0 | 946.6091 | 946.6091 | 200705035.327 | 1449130079.804 | 102164884.869 | 0 | 1752 | 71.0572 | 0 | 0 | 0 | 903.92 | 264 | 3040 | 4611.9232 | 760 | 190 | 0.065581
2060 | 721.0758 | 1003.2 | 200 | 800 | 0 | 100% | 100 | 211.9043 | 211.8221 | 211.8221 | 1 | 211.9043 | 100 | 517.5714 | 488.0168 | 488.0168 | 488.0168 | 29.5546 | 517.5714 | 132.4126 | 117.8365 | 117.8365 | 117.8365 | 14.5762 | 132.4126 | 0 | 0 | 0 | 0 | 0 | 0 | 0 | 0 | 0 | 740.0287 | 590.4544 | 590.4544 | 590.4544 | 149.5743 | 740.0287 | 4114.8863 | 4114.8863 | 1156.7185 | 1156.7185 | 2011.6124 | 2011.6124 | 0 | 0 | 946.5554 | 946.5554 | 201851038.2675 | 1449130133.5544 | 101018828.1781 | 0 | 1752 | 71.6679 | 0 | 0 | 0 | 973.4523 | 264 | 3040 | 4611.9232 | 760 | 190 | 0.064875
2061 | 772.5812 | 1003.2 | 200 | 800 | 0 | 100% | 100 | 216.1249 | 216.054 | 216.054 | 1 | 216.1249 | 100 | 551.619 | 520.1186 | 520.1186 | 520.1186 | 31.5004 | 551.619 | 132.4062 | 117.8301 | 117.8301 | 117.8301 | 14.5762 | 132.4062 | 0 | 0 | 0 | 0 | 0 | 0 | 0 | 0 | 0 | 747.5035 | 596.3602 | 596.3602 | 596.3602 | 151.1432 | 747.5035 | 4197.2811 | 4197.2811 | 1239.2739 | 1239.2739 | 2011.5031 | 2011.5031 | 0 | 0 | 946.504 | 946.504 | 202892313.0075 | 1449130133.5544 | 99977553.4381 | 0 | 1752 | 72.2533 | 0 | 0 | 0 | 1042.9846 | 264 | 3040 | 4611.9232 | 760 | 190 | 0.064233
2062 | 824.0866 | 1003.2 | 200 | 800 | 0 | 100% | 100 | 220.347 | 220.2884 | 220.2884 | 1 | 220.347 | 100 | 585.5795 | 552.1381 | 552.1381 | 552.1381 | 33.4414 | 585.5795 | 132.4001 | 117.8239 | 117.8239 | 117.8239 | 14.5762 | 132.4001 | 0 | 0 | 0 | 0 | 0 | 0 | 0 | 0 | 0 | 754.4589 | 601.8566 | 601.8566 | 601.8566 | 152.6024 | 754.4589 | 4279.6764 | 4279.6764 | 1321.8233 | 1321.8233 | 2011.3984 | 2011.3984 | 0 | 0 | 946.4547 | 946.4547 | 203828901.7846 | 1449130133.5544 | 99040964.661 | 0 | 1752 | 72.815 | 0 | 0 | 0 | 1112.5169 | 264 | 3040 | 4611.9232 | 760 | 190 | 0.063656
2063 | 875.592 | 1003.2 | 200 | 800 | 0 | 100% | 100 | 224.5714 | 224.5256 | 224.5256 | 1 | 224.5714 | 100 | 619.53 | 584.1481 | 584.1481 | 584.1481 | 35.3819 | 619.53 | 132.3942 | 117.818 | 117.818 | 117.818 | 14.5762 | 132.3942 | 0 | 0 | 0 | 0 | 0 | 0 | 0 | 0 | 0 | 760.7967 | 606.8673 | 606.8673 | 606.8673 | 153.9294 | 760.7967 | 4362.0723 | 4362.0723 | 1404.3671 | 1404.3671 | 2011.2978 | 2011.2978 | 0 | 0 | 946.4074 | 946.4074 | 204648080.7528 | 1449130133.5544 | 98221785.6928 | 0 | 1752 | 73.3544 | 0 | 0 | 0 | 1182.0492 | 264 | 3040 | 4611.9232 | 760 | 190 | 0.063151
2064 | 927.0974 | 1003.2 | 200 | 800 | 0 | 100% | 100 | 228.797 | 228.7632 | 228.7632 | 1 | 228.797 | 100 | 653.527 | 616.2019 | 616.2019 | 616.2019 | 37.3252 | 653.527 | 132.3885 | 117.8124 | 117.8124 | 117.8124 | 14.5762 | 132.3885 | 0 | 0 | 0 | 0 | 0 | 0 | 0 | 0 | 0 | 766.4505 | 611.3364 | 611.3364 | 611.3364 | 155.1141 | 766.4505 | 4444.4687 | 4444.4687 | 1486.9055 | 1486.9055 | 2011.2012 | 2011.2012 | 0 | 0 | 946.362 | 946.362 | 205359180.3844 | 1449130133.5544 | 97510686.0612 | 0 | 1752 | 73.8727 | 0 | 0 | 0 | 1251.5815 | 264 | 3040 | 4611.9232 | 760 | 190 | 0.062713
2065 | 978.6028 | 1003.2 | 200 | 800 | 0 | 100% | 100 | 233.0212 | 232.9974 | 232.9974 | 1 | 233.0212 | 100 | 687.5748 | 648.3034 | 648.3034 | 648.3034 | 39.2715 | 687.5748 | 132.3831 | 117.8069 | 117.8069 | 117.8069 | 14.5762 | 132.3831 | 0 | 0 | 0 | 0 | 0 | 0 | 0 | 0 | 0 | 771.4505 | 615.2785 | 615.2785 | 615.2785 | 156.172 | 771.4505 | 4526.8655 | 4526.8655 | 1569.4389 | 1569.4389 | 2011.1084 | 2011.1084 | 0 | 0 | 946.3183 | 946.3183 | 205995836.7353 | 1449130133.5544 | 96874029.7103 | 0 | 1752 | 74.3713 | 0 | 0 | 0 | 1321.1138 | 264 | 3040 | 4611.9232 | 760 | 190 | 0.062321
2066 | 1030.1083 | 1003.2 | 200 | 800 | 0 | 100% | 100 | 237.2469 | 237.2317 | 237.2317 | 1 | 237.2469 | 100 | 721.6032 | 680.3864 | 680.3864 | 680.3864 | 41.2168 | 721.6032 | 132.3779 | 117.8017 | 117.8017 | 117.8017 | 14.5762 | 132.3779 | 0 | 0 | 0 | 0 | 0 | 0 | 0 | 0 | 0 | 776.085 | 618.9342 | 618.9342 | 618.9342 | 157.1508 | 776.085 | 4609.2629 | 4609.2629 | 1651.9676 | 1651.9676 | 2011.019 | 2011.019 | 0 | 0 | 946.2763 | 946.2763 | 206593264.1922 | 1449130133.5544 | 96276602.2534 | 0 | 1752 | 74.8511 | 0 | 0 | 0 | 1390.6462 | 264 | 3040 | 4611.9232 | 760 | 190 | 0.061953
2067 | 206.0217 | 201.4 | 200 | 800 | 7 | 77.95% | 100 | 99.1964 | 98.3556 | 98.3556 | 1 | 99.1964 | 100 | 104.3796 | 98.4409 | 98.4409 | 98.4409 | 5.9388 | 104.3796 | 43.7243 | 38.9275 | 38.9275 | 38.9275 | 4.7968 | 43.7243 | 221.8825 | 153.0438 | 153.0438 | 198.9075 | 22.975 | 176.0188 | 45.8636 | 45.8636 | 221.8825 | 91.9837 | 75.4058 | 75.4058 | 75.4058 | 16.5779 | 91.9837 | 1610.1992 | 1610.1992 | 331.7641 | 331.7641 | 405.4021 | 405.4021 | 682.0732 | 682.0732 | 190.9598 | 190.9598 | 293543686.5885 | 884041093.9624 | 188051389.6328 | 386363831.2394 | 1752 | 2.9726 | 4321578.4426 | 255155.6226 | 320.7858 | 278.1292 | 53 | 608 | 922.3846 | 152 | 38 | 0.58138
2068 | 206.0217 | 22.8 | 200 | 800 | 7 | 33.73% | 100 | 101.659 | 101.5861 | 101.5861 | 1 | 101.659 | 100 | 125.5508 | 118.4204 | 118.4204 | 118.4204 | 7.1304 | 125.5508 | 43.7992 | 39.0024 | 39.0024 | 39.0024 | 4.7968 | 43.7992 | 107.3948 | 51.7529 | 51.7529 | 92.2056 | 15.1892 | 66.9421 | 40.4528 | 40.4528 | 107.3948 | 73.0408 | 59.9978 | 59.9978 | 59.9978 | 13.043 | 73.0408 | 1253.0997 | 1253.0997 | 332.4029 | 332.4029 | 45.9829 | 45.9829 | 683.3864 | 683.3864 | 191.3274 | 191.3274 | 248522859.0703 | 100080123.8448 | 242310872.8256 | 1161086144.2593 | 1752 | 0.050371 | 11460433.2121 | 676649.5183 | 850.6949 | 278.1292 | 6 | 608 | 922.3846 | 152 | 38 | 0.74789
2069 | 257.5271 | 22.8 | 200 | 800 | 7 | 40.1% | 100 | 102.6232 | 102.3842 | 102.3842 | 1 | 102.6232 | 100 | 115.7532 | 109.1759 | 109.1759 | 109.1759 | 6.5773 | 115.7532 | 43.7782 | 38.9814 | 38.9814 | 38.9814 | 4.7968 | 43.7782 | 113.064 | 57.0022 | 57.0022 | 97.5294 | 15.5345 | 72.5367 | 40.5273 | 40.5273 | 113.064 | 65.6467 | 53.8517 | 53.8517 | 53.8517 | 11.795 | 65.6467 | 1335.4802 | 1335.4802 | 415.2796 | 415.2796 | 45.9582 | 45.9582 | 683.0181 | 683.0181 | 191.2243 | 191.2243 | 335047919.0649 | 100080123.8448 | 267365543.543 | 1049506413.5473 | 1752 | 0.92795 | 10376519.9868 | 612652.8658 | 770.2372 | 347.6615 | 6 | 608 | 922.3846 | 152 | 38 | 0.82502
2070 | 309.0325 | 22.8 | 200 | 800 | 7 | 45.11% | 100 | 104.2145 | 103.8594 | 103.8594 | 1 | 104.2145 | 100 | 112.9375 | 106.5174 | 106.5174 | 106.5174 | 6.4202 | 112.9375 | 43.7597 | 38.9629 | 38.9629 | 38.9629 | 4.7968 | 43.7597 | 118.4808 | 62.0258 | 62.0258 | 102.6175 | 15.8633 | 77.8891 | 40.5917 | 40.5917 | 118.4808 | 61.9665 | 50.7444 | 50.7444 | 50.7444 | 11.2221 | 61.9665 | 1417.8641 | 1417.8641 | 498.0995 | 498.0995 | 45.9364 | 45.9364 | 682.6945 | 682.6945 | 191.1337 | 191.1337 | 409465870.4947 | 100080123.8448 | 280793223.818 | 961660781.8425 | 1752 | 3.1581 | 9525884.9369 | 562429.4767 | 707.0956 | 417.1938 | 6 | 608 | 922.3846 | 152 | 38 | 0.86611
2071 | 360.5379 | 22.8 | 200 | 800 | 7 | 49.06% | 100 | 106.3461 | 105.9155 | 105.9155 | 1 | 106.3461 | 100 | 114.5172 | 108.0047 | 108.0047 | 108.0047 | 6.5125 | 114.5172 | 43.7434 | 38.9466 | 38.9466 | 38.9466 | 4.7968 | 43.7434 | 123.4771 | 66.6748 | 66.6748 | 107.3095 | 16.1676 | 82.8423 | 40.6348 | 40.6348 | 123.4771 | 59.4888 | 48.6429 | 48.6429 | 48.6429 | 10.8459 | 59.4888 | 1500.2508 | 1500.2508 | 580.8722 | 580.8722 | 45.9171 | 45.9171 | 682.408 | 682.408 | 191.0535 | 191.0535 | 468941638.9171 | 100080123.8448 | 290465983.5273 | 892512295.4507 | 1752 | 6.2668 | 8850950.0089 | 522579.8143 | 656.9959 | 486.7262 | 6 | 608 | 922.3846 | 152 | 38 | 0.89563
2072 | 412.0433 | 22.8 | 200 | 800 | 7 | 52.35% | 100 | 108.8344 | 108.343 | 108.343 | 1 | 108.8344 | 100 | 117.9217 | 111.2131 | 111.2131 | 111.2131 | 6.7085 | 117.9217 | 43.7288 | 38.932 | 38.932 | 38.932 | 4.7968 | 43.7288 | 128.1887 | 71.0757 | 71.0757 | 111.7318 | 16.4569 | 87.5326 | 40.6561 | 40.6561 | 128.1887 | 57.7125 | 47.1307 | 47.1307 | 47.1307 | 10.5818 | 57.7125 | 1582.6399 | 1582.6399 | 663.6054 | 663.6054 | 45.8999 | 45.8999 | 682.1525 | 682.1525 | 190.982 | 190.982 | 519385525.0528 | 100080123.8448 | 297751431.7716 | 834782919.8761 | 1752 | 9.7282 | 8282626.6391 | 489024.736 | 614.8099 | 556.2585 | 6 | 608 | 922.3846 | 152 | 38 | 0.9178
2073 | 463.5487 | 22.8 | 200 | 800 | 7 | 55.16% | 100 | 111.5578 | 111.0163 | 111.0163 | 1 | 111.5578 | 100 | 122.2067 | 115.2522 | 115.2522 | 115.2522 | 6.9545 | 122.2067 | 43.7157 | 38.9189 | 38.9189 | 38.9189 | 4.7968 | 43.7157 | 132.7609 | 75.3469 | 75.3469 | 116.0238 | 16.737 | 92.0839 | 40.677 | 40.677 | 132.7609 | 56.2334 | 45.859 | 45.859 | 45.859 | 10.3744 | 56.2334 | 1665.031 | 1665.031 | 746.3053 | 746.3053 | 45.8845 | 45.8845 | 681.9234 | 681.9234 | 190.9178 | 190.9178 | 562479577.2916 | 100080123.8448 | 303789870.2277 | 785650428.6359 | 1752 | 13.3113 | 7793123.4398 | 460123.3762 | 578.4747 | 625.7908 | 6 | 608 | 922.3846 | 152 | 38 | 0.93612
2074 | 515.0541 | 22.8 | 200 | 800 | 7 | 57.27% | 100 | 114.523 | 113.9614 | 113.9614 | 1 | 114.523 | 100 | 127.6292 | 120.364 | 120.364 | 120.364 | 7.2651 | 127.6292 | 43.7039 | 38.9071 | 38.9071 | 38.9071 | 4.7968 | 43.7039 | 136.7186 | 79.1555 | 79.1555 | 119.7343 | 16.9842 | 96.1397 | 40.5789 | 40.5789 | 136.7186 | 55.122 | 44.8943 | 44.8943 | 44.8943 | 10.2277 | 55.122 | 1747.4238 | 1747.4238 | 828.9767 | 828.9767 | 45.8706 | 45.8706 | 681.7166 | 681.7166 | 190.8599 | 190.8599 | 595124750.4681 | 100080123.8448 | 308251757.9345 | 748543343.1902 | 1752 | 17.0985 | 7402933.7074 | 437085.7048 | 549.5113 | 695.3231 | 6 | 608 | 922.3846 | 152 | 38 | 0.9498
2075 | 566.5595 | 22.8 | 200 | 800 | 7 | 58.92% | 100 | 117.8079 | 117.241 | 117.241 | 1 | 117.8079 | 100 | 134.1061 | 126.4703 | 126.4703 | 126.4703 | 7.6358 | 134.1061 | 43.6932 | 38.8964 | 38.8964 | 38.8964 | 4.7968 | 43.6932 | 140.0677 | 82.3495 | 82.3495 | 122.876 | 17.1917 | 99.5411 | 40.5266 | 40.5266 | 140.0677 | 54.4325 | 44.3009 | 44.3009 | 44.3009 | 10.1316 | 54.4325 | 1829.8181 | 1829.8181 | 911.6236 | 911.6236 | 45.858 | 45.858 | 681.5291 | 681.5291 | 190.8075 | 190.8075 | 620971028.99 | 100080123.8448 | 311147568.4586 | 719801305.5145 | 1752 | 20.8843 | 7114249.5546 | 420041.149 | 528.0826 | 764.8554 | 6 | 608 | 922.3846 | 152 | 38 | 0.95872
2076 | 618.065 | 22.8 | 200 | 800 | 7 | 60.24% | 100 | 121.2799 | 120.7091 | 120.7091 | 1 | 121.2799 | 100 | 141.168 | 133.1282 | 133.1282 | 133.1282 | 8.0398 | 141.168 | 43.6835 | 38.8867 | 38.8867 | 38.8867 | 4.7968 | 43.6835 | 142.95 | 85.0903 | 85.0903 | 125.5797 | 17.3703 | 102.4606 | 40.4894 | 40.4894 | 142.95 | 53.9038 | 43.8368 | 43.8368 | 43.8368 | 10.067 | 53.9038 | 1912.2137 | 1912.2137 | 994.2492 | 994.2492 | 45.8465 | 45.8465 | 681.3583 | 681.3583 | 190.7596 | 190.7596 | 642182163.8356 | 100080123.8448 | 313175140.8277 | 696562538.3881 | 1752 | 24.522 | 6881345.9325 | 406290.0001 | 510.7945 | 834.3877 | 6 | 608 | 922.3846 | 152 | 38 | 0.96497
2077 | 669.5704 | 22.8 | 200 | 800 | 7 | 61.32% | 100 | 124.9132 | 124.3435 | 124.3435 | 1 | 124.9132 | 100 | 148.609 | 140.1436 | 140.1436 | 140.1436 | 8.4654 | 148.609 | 43.6746 | 38.8778 | 38.8778 | 38.8778 | 4.7968 | 43.6746 | 145.5321 | 87.4876 | 87.4876 | 128.0048 | 17.5272 | 105.0148 | 40.5173 | 40.5173 | 145.5321 | 53.5065 | 43.4883 | 43.4883 | 43.4883 | 10.0181 | 53.5065 | 1994.6104 | 1994.6104 | 1076.8564 | 1076.8564 | 45.836 | 45.836 | 681.2021 | 681.2021 | 190.7159 | 190.7159 | 659646224.0838 | 100080123.8448 | 314675028.3477 | 677598623.7236 | 1752 | 27.9716 | 6700251.6472 | 395597.7899 | 497.352 | 903.92 | 6 | 608 | 922.3846 | 152 | 38 | 0.96959
2078 | 721.0758 | 22.8 | 200 | 800 | 7 | 62.22% | 100 | 128.6223 | 128.0564 | 128.0564 | 1 | 128.6223 | 100 | 156.3293 | 147.4223 | 147.4223 | 147.4223 | 8.907 | 156.3293 | 43.6664 | 38.8696 | 38.8696 | 38.8696 | 4.7968 | 43.6664 | 147.7134 | 89.5787 | 89.5787 | 130.0501 | 17.6633 | 107.242 | 40.4715 | 40.4715 | 147.7134 | 53.2135 | 43.2295 | 43.2295 | 43.2295 | 9.9839 | 53.2135 | 2077.0081 | 2077.0081 | 1159.4473 | 1159.4473 | 45.8263 | 45.8263 | 681.0587 | 681.0587 | 190.6757 | 190.6757 | 674346541.2442 | 100080123.8448 | 315726958.3141 | 661846376.5968 | 1752 | 31.2076 | 6526925.2294 | 385364.2119 | 484.4862 | 973.4523 | 6 | 608 | 922.3846 | 152 | 38 | 0.97283
2079 | 772.5812 | 22.8 | 200 | 800 | 7 | 63.01% | 100 | 132.4014 | 131.8414 | 131.8414 | 1 | 132.4014 | 100 | 164.1837 | 154.8275 | 154.8275 | 154.8275 | 9.3562 | 164.1837 | 43.6588 | 38.862 | 38.862 | 38.862 | 4.7968 | 43.6588 | 149.6445 | 91.4465 | 91.4465 | 131.8588 | 17.7858 | 109.2323 | 40.4123 | 40.4123 | 149.6445 | 53.0041 | 43.042 | 43.042 | 43.042 | 9.9621 | 53.0041 | 2159.4066 | 2159.4066 | 1242.0239 | 1242.0239 | 45.8174 | 45.8174 | 680.9265 | 680.9265 | 190.6387 | 190.6387 | 687467191.1367 | 100080123.8448 | 316423080.0132 | 648029655.3166 | 1752.0001 | 34.2147 | 6393013.8256 | 377457.7842 | 474.5461 | 1042.9846 | 6 | 608 | 922.3846 | 152 | 38 | 0.97498
2080 | 824.0866 | 22.8 | 200 | 800 | 7 | 63.71% | 100 | 136.2573 | 135.7085 | 135.7085 | 1 | 136.2573 | 100 | 172.0708 | 162.2635 | 162.2635 | 162.2635 | 9.8073 | 172.0708 | 43.6519 | 38.8551 | 38.8551 | 38.8551 | 4.7968 | 43.6519 | 151.471 | 93.1549 | 93.1549 | 133.5724 | 17.8986 | 111.0535 | 40.4175 | 40.4175 | 151.471 | 52.8599 | 42.9089 | 42.9089 | 42.9089 | 9.951 | 52.8599 | 2241.8059 | 2241.8059 | 1324.5878 | 1324.5878 | 45.8092 | 45.8092 | 680.8044 | 680.8044 | 190.6045 | 190.6045 | 699323053.533 | 100080123.8448 | 316710961.3582 | 635885861.264 | 1752 | 37.0112 | 6273615.737 | 370408.2549 | 465.6833 | 1112.5169 | 6 | 608 | 922.3846 | 152 | 38 | 0.97586
2081 | 875.592 | 22.8 | 200 | 800 | 7 | 64.29% | 100 | 140.1645 | 139.6266 | 139.6266 | 1 | 140.1645 | 100 | 180.0631 | 169.7987 | 169.7987 | 169.7987 | 10.2644 | 180.0631 | 43.6454 | 38.8486 | 38.8486 | 38.8486 | 4.7968 | 43.6454 | 153.104 | 94.6821 | 94.6821 | 135.1061 | 17.9979 | 112.68 | 40.424 | 40.424 | 153.104 | 52.7616 | 42.8147 | 42.8147 | 42.8147 | 9.9469 | 52.7616 | 2324.2059 | 2324.2059 | 1407.1404 | 1407.1404 | 45.8016 | 45.8016 | 680.6911 | 680.6911 | 190.5728 | 190.5728 | 709551422.7133 | 100080123.8448 | 316781433.5326 | 625587019.9093 | 1752 | 39.6142 | 6171229.1615 | 364363.1233 | 458.0833 | 1182.0492 | 6 | 608 | 922.3846 | 152 | 38 | 0.97608
2082 | 927.0974 | 22.8 | 200 | 800 | 7 | 64.83% | 100 | 144.0961 | 143.5695 | 143.5695 | 1 | 144.0961 | 100 | 188.1071 | 177.3825 | 177.3825 | 177.3825 | 10.7246 | 188.1071 | 43.6394 | 38.8426 | 38.8426 | 38.8426 | 4.7968 | 43.6394 | 154.5728 | 96.0837 | 96.0837 | 136.4833 | 18.0895 | 114.1732 | 40.3996 | 40.3996 | 154.5728 | 52.6797 | 42.7344 | 42.7344 | 42.7344 | 9.9454 | 52.6797 | 2406.6065 | 2406.6065 | 1489.6829 | 1489.6829 | 45.7945 | 45.7945 | 680.5858 | 680.5858 | 190.5433 | 190.5433 | 718897247.6535 | 100080123.8448 | 316834828.8757 | 616187750.6999 | 1752 | 42.0316 | 6070371.3047 | 358408.2507 | 450.5968 | 1251.5815 | 6 | 608 | 922.3846 | 152 | 38 | 0.97625
2083 | 978.6028 | 22.8 | 200 | 800 | 7 | 65.3% | 100 | 148.0533 | 147.5318 | 147.5318 | 1 | 148.0533 | 100 | 196.1552 | 184.9703 | 184.9703 | 184.9703 | 11.1849 | 196.1552 | 43.6338 | 38.837 | 38.837 | 38.837 | 4.7968 | 43.6338 | 155.9492 | 97.4015 | 97.4015 | 137.7721 | 18.177 | 115.5785 | 40.3706 | 40.3706 | 155.9492 | 52.6142 | 42.6696 | 42.6696 | 42.6696 | 9.9446 | 52.6142 | 2489.0077 | 2489.0077 | 1572.2163 | 1572.2163 | 45.7879 | 45.7879 | 680.4876 | 680.4876 | 190.5159 | 190.5159 | 727179916.7754 | 100080123.8448 | 316869110.7972 | 607870898.9679 | 1752.0001 | 44.2834 | 5989817.6019 | 353652.1805 | 444.6173 | 1321.1138 | 6 | 608 | 922.3846 | 152 | 38 | 0.97635
2084 | 1030.1083 | 22.8 | 200 | 800 | 7 | 65.73% | 100 | 152.0437 | 151.5277 | 151.5277 | 1 | 152.0437 | 100 | 204.2573 | 192.6089 | 192.6089 | 192.6089 | 11.6484 | 204.2573 | 43.6285 | 38.8318 | 38.8318 | 38.8318 | 4.7968 | 43.6285 | 157.2277 | 98.6136 | 98.6136 | 138.971 | 18.2567 | 116.8702 | 40.3575 | 40.3575 | 157.2277 | 52.5585 | 42.6141 | 42.6141 | 42.6141 | 9.9444 | 52.5585 | 2571.4093 | 2571.4093 | 1654.7415 | 1654.7415 | 45.7817 | 45.7817 | 680.3959 | 680.3959 | 190.4902 | 190.4902 | 734661117.2018 | 100080123.8448 | 316886458.1394 | 600372259.6049 | 1752 | 46.3767 | 5914063.1169 | 349179.4669 | 438.9942 | 1390.6462 | 6 | 608 | 922.3846 | 152 | 38 | 0.9764
2085 | 154.5162 | 53.2 | 200 | 800 | 7 | 34.45% | 100 | 100.2542 | 100.2692 | 100.2692 | 1 | 100.2542 | 100 | 122.1946 | 115.2559 | 115.2559 | 115.2559 | 6.9387 | 122.1946 | 43.8052 | 39.0084 | 39.0084 | 39.0084 | 4.7968 | 43.8052 | 108.2876 | 52.5468 | 52.5468 | 93.0388 | 15.2489 | 67.7956 | 40.492 | 40.492 | 108.2876 | 99.1584 | 81.4791 | 81.4791 | 81.4791 | 17.6794 | 99.1584 | 1231.4991 | 1231.4991 | 249.3405 | 249.3405 | 107.3101 | 107.3101 | 683.4916 | 683.4916 | 191.3569 | 191.3569 | 190497600.4741 | 233520288.9712 | 179604549.2054 | 1148377561.3493 | 1752 | 1.2167e-18 | 11342933.1364 | 669712.052 | 841.973 | 208.5969 | 14 | 608 | 922.3846 | 152 | 38 | 0.55456
2086 | 206.0217 | 53.2 | 200 | 800 | 7 | 41.38% | 100 | 101.081 | 100.9045 | 100.9045 | 1 | 101.081 | 100 | 120.3937 | 113.5536 | 113.5536 | 113.5536 | 6.8401 | 120.3937 | 43.7834 | 38.9867 | 38.9867 | 38.9867 | 4.7968 | 43.7834 | 114.6452 | 58.3727 | 58.3727 | 99.0181 | 15.6271 | 73.9998 | 40.6454 | 40.6454 | 114.6452 | 76.0389 | 62.4568 | 62.4568 | 62.4568 | 13.5822 | 76.0389 | 1313.8785 | 1313.8785 | 332.2684 | 332.2684 | 107.2501 | 107.2501 | 683.11 | 683.11 | 191.25 | 191.25 | 258128876.8563 | 233520288.9712 | 233379411.5612 | 1026971547.4932 | 1752.0001 | 0.09348 | 10181940.8265 | 601164.4786 | 755.7938 | 278.1292 | 14 | 608 | 922.3846 | 152 | 38 | 0.72046
2087 | 257.5271 | 53.2 | 200 | 800 | 7 | 47.58% | 100 | 102.1365 | 101.788 | 101.788 | 1 | 102.1365 | 100 | 114.4496 | 107.9442 | 107.9442 | 107.9442 | 6.5054 | 114.4496 | 43.7643 | 38.9676 | 38.9676 | 38.9676 | 4.7968 | 43.7643 | 121.7517 | 64.9423 | 64.9423 | 105.6965 | 16.0552 | 80.9975 | 40.7543 | 40.7543 | 121.7517 | 67.1382 | 55.0761 | 55.0761 | 55.0761 | 12.062 | 67.1382 | 1396.2616 | 1396.2616 | 415.1321 | 415.1321 | 107.1976 | 107.1976 | 682.7755 | 682.7755 | 191.1564 | 191.1564 | 338368894.3633 | 233520288.9712 | 261728098.3987 | 918382757.0897 | 1752 | 1.1003 | 9131060.6913 | 539118.1733 | 677.7882 | 347.6615 | 14 | 608 | 922.3846 | 152 | 38 | 0.80764
2088 | 309.0325 | 53.2 | 200 | 800 | 7 | 52.44% | 100 | 103.7843 | 103.3052 | 103.3052 | 1 | 103.7843 | 100 | 113.2594 | 106.8191 | 106.8191 | 106.8191 | 6.4404 | 113.2594 | 43.7475 | 38.9507 | 38.9507 | 38.9507 | 4.7968 | 43.7475 | 128.5831 | 71.3224 | 71.3224 | 112.112 | 16.4711 | 87.7935 | 40.7897 | 40.7897 | 128.5831 | 62.8502 | 51.474 | 51.474 | 51.474 | 11.3763 | 62.8502 | 1478.6476 | 1478.6476 | 497.9429 | 497.9429 | 107.1512 | 107.1512 | 682.4799 | 682.4799 | 191.0736 | 191.0736 | 407958191.9789 | 233520288.9712 | 277253542.1171 | 833267923.4157 | 1751.9999 | 3.4508 | 8292670.1332 | 489617.7263 | 615.5555 | 417.1938 | 14 | 608 | 922.3846 | 152 | 38 | 0.85519
2089 | 360.5379 | 53.2 | 200 | 800 | 7 | 56.26% | 100 | 105.9758 | 105.4063 | 105.4063 | 1 | 105.9758 | 100 | 115.5966 | 109.021 | 109.021 | 109.021 | 6.5757 | 115.5966 | 43.7325 | 38.9357 | 38.9357 | 38.9357 | 4.7968 | 43.7325 | 135.0378 | 77.3317 | 77.3317 | 118.1718 | 16.866 | 94.1977 | 40.8401 | 40.8401 | 135.0378 | 60.1118 | 49.1586 | 49.1586 | 49.1586 | 10.9532 | 60.1118 | 1561.0361 | 1561.0361 | 580.7095 | 580.7095 | 107.1099 | 107.1099 | 682.2168 | 682.2168 | 191 | 191 | 464385915.9111 | 233520288.9712 | 287811609.0673 | 766282186.0504 | 1752 | 6.651 | 7635957.2559 | 450843.9344 | 566.8084 | 486.7262 | 14 | 608 | 922.3846 | 152 | 38 | 0.88744
2090 | 412.0433 | 53.2 | 200 | 800 | 7 | 59.29% | 100 | 108.5473 | 107.9147 | 107.9147 | 1 | 108.5473 | 100 | 119.875 | 113.0538 | 113.0538 | 113.0538 | 6.8213 | 119.875 | 43.719 | 38.9222 | 38.9222 | 38.9222 | 4.7968 | 43.719 | 140.9993 | 82.9298 | 82.9298 | 123.7674 | 17.2318 | 100.1616 | 40.8376 | 40.8376 | 140.9993 | 58.1851 | 47.5201 | 47.5201 | 47.5201 | 10.665 | 58.1851 | 1643.4268 | 1643.4268 | 663.4387 | 663.4387 | 107.0729 | 107.0729 | 681.9811 | 681.9811 | 190.934 | 190.934 | 509716862.1346 | 233520288.9712 | 295599125.3618 | 713163641.0685 | 1751.9999 | 10.2915 | 7101018.2996 | 419259.9462 | 527.1005 | 556.2585 | 14 | 608 | 922.3846 | 152 | 38 | 0.91115
2091 | 463.5487 | 53.2 | 200 | 800 | 7 | 61.78% | 100 | 111.3937 | 110.7077 | 110.7077 | 1 | 111.3937 | 100 | 125.3089 | 118.1764 | 118.1764 | 118.1764 | 7.1326 | 125.3089 | 43.7069 | 38.9101 | 38.9101 | 38.9101 | 4.7968 | 43.7069 | 146.5295 | 88.1516 | 88.1516 | 128.9565 | 17.5731 | 105.7247 | 40.8048 | 40.8048 | 146.5295 | 56.6248 | 46.178 | 46.178 | 46.178 | 10.4469 | 56.6248 | 1725.8192 | 1725.8192 | 746.1362 | 746.1362 | 107.0396 | 107.0396 | 681.7688 | 681.7688 | 190.8746 | 190.8746 | 547055093.3362 | 233520288.9712 | 301874117.24 | 669550500.4526 | 1752 | 14.0566 | 6654800.2989 | 392914.241 | 493.9782 | 625.7908 | 14 | 608 | 922.3846 | 152 | 38 | 0.93021
2092 | 515.0541 | 53.2 | 200 | 800 | 7 | 63.65% | 100 | 114.5084 | 113.8107 | 113.8107 | 1 | 114.5084 | 100 | 131.8797 | 124.3712 | 124.3712 | 124.3712 | 7.5086 | 131.8797 | 43.6959 | 38.8991 | 38.8991 | 38.8991 | 4.7968 | 43.6959 | 151.3406 | 92.7499 | 92.7499 | 133.4694 | 17.8712 | 110.6211 | 40.7195 | 40.7195 | 151.3406 | 55.4022 | 45.1225 | 45.1225 | 45.1225 | 10.2797 | 55.4022 | 1808.2131 | 1808.2131 | 828.8064 | 828.8064 | 107.0094 | 107.0094 | 681.5766 | 681.5766 | 190.8207 | 190.8207 | 574919863.7791 | 233520288.9712 | 306726047.3478 | 636833799.902 | 1752 | 17.9511 | 6321106.88 | 373212.2378 | 469.2086 | 695.3231 | 14 | 608 | 922.3846 | 152 | 38 | 0.9451
2093 | 566.5595 | 53.2 | 200 | 800 | 7 | 65.13% | 100 | 117.8717 | 117.1637 | 117.1637 | 1 | 117.8717 | 100 | 139.1718 | 131.2461 | 131.2461 | 131.2461 | 7.9256 | 139.1718 | 43.6859 | 38.8892 | 38.8892 | 38.8892 | 4.7968 | 43.6859 | 155.4548 | 96.6808 | 96.6808 | 137.3276 | 18.1272 | 114.8079 | 40.6468 | 40.6468 | 155.4548 | 54.5995 | 44.4246 | 44.4246 | 44.4246 | 10.1749 | 54.5995 | 1890.6084 | 1890.6084 | 911.453 | 911.453 | 106.9819 | 106.9819 | 681.4016 | 681.4016 | 190.7718 | 190.7718 | 597577645.3189 | 233520288.9712 | 309903216.382 | 610998849.3278 | 1752 | 21.7594 | 6059610.5467 | 357772.9115 | 449.798 | 764.8554 | 14 | 608 | 922.3846 | 152 | 38 | 0.95489
2094 | 618.065 | 53.2 | 200 | 800 | 7 | 66.33% | 100 | 121.4405 | 120.7258 | 120.7258 | 1 | 121.4405 | 100 | 146.926 | 138.5569 | 138.5569 | 138.5569 | 8.3691 | 146.926 | 43.6768 | 38.88 | 38.88 | 38.88 | 4.7968 | 43.6768 | 159.1193 | 100.1182 | 100.1182 | 140.7669 | 18.3523 | 118.4705 | 40.6488 | 40.6488 | 159.1193 | 54.097 | 43.9984 | 43.9984 | 43.9984 | 10.0986 | 54.097 | 1973.0048 | 1973.0048 | 994.0792 | 994.0792 | 106.9568 | 106.9568 | 681.2418 | 681.2418 | 190.727 | 190.727 | 616421394.3828 | 233520288.9712 | 312228566.8965 | 589829729.6255 | 1752 | 25.3857 | 5845488.2038 | 345130.6512 | 433.9039 | 834.3877 | 14 | 608 | 922.3846 | 152 | 38 | 0.96205
2095 | 669.5704 | 53.2 | 200 | 800 | 7 | 67.32% | 100 | 125.0864 | 124.3704 | 124.3704 | 1 | 125.0864 | 100 | 154.973 | 146.1438 | 146.1438 | 146.1438 | 8.8293 | 154.973 | 43.6685 | 38.8717 | 38.8717 | 38.8717 | 4.7968 | 43.6685 | 162.2706 | 103.153 | 103.153 | 143.7206 | 18.55 | 121.7029 | 40.5676 | 40.5676 | 162.2706 | 53.6695 | 43.6262 | 43.6262 | 43.6262 | 10.0433 | 53.6695 | 2055.4022 | 2055.4022 | 1076.6873 | 1076.6873 | 106.9338 | 106.9338 | 681.0952 | 681.0952 | 190.686 | 190.686 | 631937625.5263 | 233520288.9712 | 313933276.2239 | 572608809.2786 | 1752 | 28.8078 | 5663562.2712 | 334389.3387 | 420.3998 | 903.92 | 14 | 608 | 922.3846 | 152 | 38 | 0.96731
2096 | 721.0758 | 53.2 | 200 | 800 | 7 | 68.12% | 100 | 128.857 | 128.1419 | 128.1419 | 1 | 128.857 | 100 | 163.3654 | 154.0562 | 154.0562 | 154.0562 | 9.3091 | 163.3654 | 43.6607 | 38.864 | 38.864 | 38.864 | 4.7968 | 43.6607 | 165.0191 | 105.7591 | 105.7591 | 146.299 | 18.7201 | 124.4792 | 40.5399 | 40.5399 | 165.0191 | 53.3424 | 43.3411 | 43.3411 | 43.3411 | 10.0013 | 53.3424 | 2137.8005 | 2137.8005 | 1159.2796 | 1159.2796 | 106.9126 | 106.9126 | 680.9602 | 680.9602 | 190.6482 | 190.6482 | 644795968.4343 | 233520288.9712 | 315221446.5853 | 558462219.0545 | 1751.9999 | 32.0112 | 5523790.592 | 326136.9072 | 410.0247 | 973.4523 | 14 | 608 | 922.3846 | 152 | 38 | 0.97127
2097 | 772.5812 | 53.2 | 200 | 800 | 7 | 68.83% | 100 | 132.7041 | 131.9907 | 131.9907 | 1 | 132.7041 | 100 | 171.8637 | 162.0686 | 162.0686 | 162.0686 | 9.7951 | 171.8637 | 43.6536 | 38.8568 | 38.8568 | 38.8568 | 4.7968 | 43.6536 | 167.5176 | 108.0972 | 108.0972 | 148.6447 | 18.8728 | 126.97 | 40.5476 | 40.5476 | 167.5176 | 53.0963 | 43.1239 | 43.1239 | 43.1239 | 9.9724 | 53.0963 | 2220.1997 | 2220.1997 | 1241.8579 | 1241.8579 | 106.893 | 106.893 | 680.8355 | 680.8355 | 190.6133 | 190.6133 | 656196886.3167 | 233520288.9712 | 316115032.0264 | 546167792.6857 | 1752 | 34.9862 | 5404339.1818 | 319084.2298 | 401.1579 | 1042.9846 | 14 | 608 | 922.3846 | 152 | 38 | 0.97403
2098 | 824.0866 | 53.2 | 200 | 800 | 7 | 69.44% | 100 | 136.5941 | 135.8876 | 135.8876 | 1 | 136.5941 | 100 | 180.3726 | 170.0909 | 170.0909 | 170.0909 | 10.2817 | 180.3726 | 43.647 | 38.8503 | 38.8503 | 38.8503 | 4.7968 | 43.647 | 169.7802 | 110.2304 | 110.2304 | 150.7679 | 19.0122 | 129.2426 | 40.5375 | 40.5375 | 169.7802 | 52.9348 | 42.9775 | 42.9775 | 42.9775 | 9.9573 | 52.9348 | 2302.5995 | 2302.5995 | 1324.4237 | 1324.4237 | 106.8749 | 106.8749 | 680.72 | 680.72 | 190.5809 | 190.5809 | 666580738.2042 | 233520288.9712 | 316537144.1808 | 535361893.9514 | 1752.0001 | 37.7466 | 5295644.0515 | 312666.627 | 393.0896 | 1112.5169 | 14 | 608 | 922.3846 | 152 | 38 | 0.97533
2099 | 875.592 | 53.2 | 200 | 800 | 7 | 69.98% | 100 | 140.5228 | 139.8237 | 139.8237 | 1 | 140.5228 | 100 | 188.9261 | 178.1553 | 178.1553 | 178.1553 | 10.7709 | 188.9261 | 43.6409 | 38.8441 | 38.8441 | 38.8441 | 4.7968 | 43.6409 | 171.819 | 112.1645 | 112.1645 | 152.6787 | 19.1402 | 131.3047 | 40.5142 | 40.5142 | 171.819 | 52.8261 | 42.8749 | 42.8749 | 42.8749 | 9.9512 | 52.8261 | 2384.9999 | 2384.9999 | 1406.9783 | 1406.9783 | 106.8581 | 106.8581 | 680.6127 | 680.6127 | 190.5509 | 190.5509 | 675862901.8734 | 233520288.9712 | 316705055.3887 | 525911704.1711 | 1752 | 40.3125 | 5200495.2004 | 307048.8268 | 386.0268 | 1182.0492 | 14 | 608 | 922.3846 | 152 | 38 | 0.97585
2100 | 927.0974 | 53.2 | 200 | 800 | 7 | 70.47% | 100 | 144.4874 | 143.7963 | 143.7963 | 1 | 144.4874 | 100 | 197.5144 | 186.2523 | 186.2523 | 186.2523 | 11.262 | 197.5144 | 43.6352 | 38.8384 | 38.8384 | 38.8384 | 4.7968 | 43.6352 | 173.7176 | 113.9544 | 113.9544 | 154.4591 | 19.2585 | 133.2129 | 40.5047 | 40.5047 | 173.7176 | 52.7377 | 42.7905 | 42.7905 | 42.7905 | 9.9472 | 52.7377 | 2467.4009 | 2467.4009 | 1489.5229 | 1489.5229 | 106.8424 | 106.8424 | 680.5127 | 680.5127 | 190.5229 | 190.5229 | 684222486.9604 | 233520288.9712 | 316808332.3783 | 517448891.6902 | 1752 | 42.6899 | 5115058.0617 | 302004.4277 | 379.6849 | 1251.5815 | 14 | 608 | 922.3846 | 152 | 38 | 0.97616
2101 | 978.6028 | 53.2 | 200 | 800 | 7 | 70.88% | 100 | 148.4796 | 147.7938 | 147.7938 | 1 | 148.4796 | 100 | 206.1534 | 194.3972 | 194.3972 | 194.3972 | 11.7561 | 206.1534 | 43.6299 | 38.8331 | 38.8331 | 38.8331 | 4.7968 | 43.6299 | 175.4546 | 115.5983 | 115.5983 | 156.089 | 19.3656 | 134.9639 | 40.4907 | 40.4907 | 175.4546 | 52.6673 | 42.7222 | 42.7222 | 42.7222 | 9.945 | 52.6673 | 2549.8024 | 2549.8024 | 1572.0586 | 1572.0586 | 106.8277 | 106.8277 | 680.4194 | 680.4194 | 190.4968 | 190.4968 | 691521451.3238 | 233520288.9712 | 316862739.1904 | 510095429.3936 | 1751.9999 | 44.9059 | 5039200.2636 | 297525.6143 | 374.0541 | 1321.1138 | 14 | 608 | 922.3846 | 152 | 38 | 0.97633
2102 | 1030.1083 | 53.2 | 200 | 800 | 7 | 71.25% | 100 | 152.4949 | 151.8105 | 151.8105 | 1 | 152.4949 | 100 | 214.8628 | 202.6085 | 202.6085 | 202.6085 | 12.2543 | 214.8628 | 43.6249 | 38.8281 | 38.8281 | 38.8281 | 4.7968 | 43.6249 | 177.0127 | 117.0892 | 117.0892 | 157.5502 | 19.4626 | 136.5518 | 40.4609 | 40.4609 | 177.0127 | 52.6119 | 42.6672 | 42.6672 | 42.6672 | 9.9447 | 52.6119 | 2632.2044 | 2632.2044 | 1654.5861 | 1654.5861 | 106.814 | 106.814 | 680.332 | 680.332 | 190.4723 | 190.4723 | 697879314.9474 | 233520288.9712 | 316881359.5208 | 503719036.5606 | 1752 | 46.9739 | 4971748.9831 | 293543.1403 | 369.0473 | 1390.6462 | 14 | 608 | 922.3846 | 152 | 38 | 0.97639
2103 | 103.0108 | 102.6 | 200 | 800 | 7 | 40.94% | 100 | 98.4778 | 98.5141 | 98.5141 | 1 | 98.4778 | 100 | 102.5361 | 96.713 | 96.713 | 96.713 | 5.8231 | 102.5361 | 43.8006 | 39.0039 | 39.0039 | 39.0039 | 4.7968 | 43.8006 | 115.8602 | 58.5713 | 58.5713 | 99.9859 | 15.8743 | 74.4457 | 41.4146 | 41.4146 | 115.8602 | 150.8519 | 123.8592 | 123.8592 | 123.8592 | 26.9927 | 150.8519 | 1247.8843 | 1247.8843 | 166.2075 | 166.2075 | 206.9308 | 206.9308 | 683.4115 | 683.4115 | 191.3345 | 191.3345 | 150585232.1404 | 450360557.3016 | 116276162.7139 | 1034778047.844 | 1752 | 0.00075383 | 10449707.8726 | 616974.0417 | 775.6699 | 139.0646 | 27 | 608 | 922.3846 | 152 | 38 | 0.35973
2104 | 154.5162 | 102.6 | 200 | 800 | 7 | 47.42% | 100 | 99.2781 | 99.1567 | 99.1567 | 1 | 99.2781 | 100 | 109.9306 | 103.6844 | 103.6844 | 103.6844 | 6.2462 | 109.9306 | 43.7794 | 38.9827 | 38.9827 | 38.9827 | 4.7968 | 43.7794 | 122.7461 | 65.3031 | 65.3031 | 106.5356 | 16.2105 | 81.5136 | 41.2325 | 41.2325 | 122.7461 | 104.6754 | 85.9697 | 85.9697 | 85.9697 | 18.7057 | 104.6754 | 1330.2645 | 1330.2645 | 249.1758 | 249.1758 | 206.8183 | 206.8183 | 683.04 | 683.04 | 191.2304 | 191.2304 | 210873174.0978 | 450360557.3016 | 169484006.4767 | 921282262.1239 | 1752 | 0.0061209 | 9274295.3915 | 547575.0692 | 688.4204 | 208.5969 | 27 | 608 | 922.3846 | 152 | 38 | 0.52355
2105 | 206.0217 | 102.6 | 200 | 800 | 7 | 53.98% | 100 | 100.1275 | 99.7537 | 99.7537 | 1 | 100.1275 | 100 | 111.8557 | 105.4972 | 105.4972 | 105.4972 | 6.3585 | 111.8557 | 43.7608 | 38.964 | 38.964 | 38.964 | 4.7968 | 43.7608 | 131.9568 | 74.005 | 74.005 | 115.2248 | 16.732 | 90.737 | 41.2198 | 41.2198 | 131.9568 | 81.0642 | 66.5631 | 66.5631 | 66.5631 | 14.5011 | 81.0642 | 1412.6482 | 1412.6482 | 332.0757 | 332.0757 | 206.7196 | 206.7196 | 682.7138 | 682.7138 | 191.1391 | 191.1391 | 276506736.964 | 450360557.3016 | 218924716.1855 | 806207989.5489 | 1752 | 0.26776 | 8103695.1456 | 478460.2218 | 601.528 | 278.1292 | 27 | 608 | 922.3846 | 152 | 38 | 0.67578
2106 | 257.5271 | 102.6 | 200 | 800 | 7 | 59.83% | 100 | 101.3311 | 100.721 | 100.721 | 1 | 101.3311 | 100 | 111.8315 | 105.4718 | 105.4718 | 105.4718 | 6.3596 | 111.8315 | 43.7444 | 38.9476 | 38.9476 | 38.9476 | 4.7968 | 43.7444 | 142.9039 | 84.1724 | 84.1724 | 125.5316 | 17.3723 | 101.5447 | 41.3592 | 41.3592 | 142.9039 | 69.6213 | 57.1013 | 57.1013 | 57.1013 | 12.52 | 69.6213 | 1495.0348 | 1495.0348 | 414.9191 | 414.9191 | 206.6322 | 206.6322 | 682.4251 | 682.4251 | 191.0583 | 191.0583 | 345107423.0849 | 450360557.3016 | 252768265.1791 | 703763754.4344 | 1752 | 1.4807 | 7107059.5867 | 419616.6373 | 527.5489 | 347.6615 | 27 | 608 | 922.3846 | 152 | 38 | 0.78001
2107 | 309.0325 | 102.6 | 200 | 800 | 7 | 64.37% | 100 | 103.1196 | 102.3386 | 102.3386 | 1 | 103.1196 | 100 | 113.5283 | 107.0699 | 107.0699 | 107.0699 | 6.4584 | 113.5283 | 43.7297 | 38.9329 | 38.9329 | 38.9329 | 4.7968 | 43.7297 | 153.8823 | 94.4483 | 94.4483 | 135.8567 | 18.0255 | 112.4738 | 41.4084 | 41.4084 | 153.8823 | 64.3336 | 52.697 | 52.697 | 52.697 | 11.6367 | 64.3336 | 1577.4237 | 1577.4237 | 497.7153 | 497.7153 | 206.5543 | 206.5543 | 682.1679 | 682.1679 | 190.9863 | 190.9863 | 405875516.0129 | 450360557.3016 | 271554986.133 | 624208940.5525 | 1752 | 4.011 | 6304121.6759 | 372209.3935 | 467.9478 | 417.1938 | 27 | 608 | 922.3846 | 152 | 38 | 0.83762
2108 | 360.5379 | 102.6 | 200 | 800 | 7 | 67.76% | 100 | 105.4598 | 104.5713 | 104.5713 | 1 | 105.4598 | 100 | 118.0397 | 111.3225 | 111.3225 | 111.3225 | 6.7172 | 118.0397 | 43.7165 | 38.9197 | 38.9197 | 38.9197 | 4.7968 | 43.7165 | 164.0375 | 104.0354 | 104.0354 | 145.3962 | 18.6413 | 122.6767 | 41.3608 | 41.3608 | 164.0375 | 61.1894 | 50.0501 | 50.0501 | 50.0501 | 11.1393 | 61.1894 | 1659.8147 | 1659.8147 | 580.4714 | 580.4714 | 206.4844 | 206.4844 | 681.9372 | 681.9372 | 190.9217 | 190.9217 | 453386899.7593 | 450360557.3016 | 283351557.6434 | 564900985.2957 | 1752 | 7.5015 | 5698569.4628 | 336456.2413 | 422.9983 | 486.7262 | 27 | 608 | 922.3846 | 152 | 38 | 0.87368
2109 | 412.0433 | 102.6 | 200 | 800 | 7 | 70.28% | 100 | 108.2153 | 107.2762 | 107.2762 | 1 | 108.2153 | 100 | 124.3555 | 117.2768 | 117.2768 | 117.2768 | 7.0787 | 124.3555 | 43.7046 | 38.9078 | 38.9078 | 38.9078 | 4.7968 | 43.7046 | 173.2204 | 112.7714 | 112.7714 | 154.0211 | 19.1993 | 131.9707 | 41.2497 | 41.2497 | 173.2204 | 59.0477 | 48.2315 | 48.2315 | 48.2315 | 10.8162 | 59.0477 | 1742.2075 | 1742.2075 | 663.1935 | 663.1935 | 206.4214 | 206.4214 | 681.7291 | 681.7291 | 190.8634 | 190.8634 | 489181288.9995 | 450360557.3016 | 291678263.2961 | 520779914.9051 | 1752 | 11.4516 | 5234073.3148 | 309031.3535 | 388.5193 | 556.2585 | 27 | 608 | 922.3846 | 152 | 38 | 0.89891
2110 | 463.5487 | 102.6 | 200 | 800 | 7 | 72.27% | 100 | 111.275 | 110.2729 | 110.2729 | 1 | 111.275 | 100 | 131.8783 | 124.3695 | 124.3695 | 124.3695 | 7.5089 | 131.8783 | 43.6939 | 38.8971 | 38.8971 | 38.8971 | 4.7968 | 43.6939 | 181.4382 | 120.6276 | 120.6276 | 161.7348 | 19.7034 | 140.331 | 41.1071 | 41.1071 | 181.4382 | 57.3819 | 46.8016 | 46.8016 | 46.8016 | 10.5802 | 57.3819 | 1824.6017 | 1824.6017 | 745.8863 | 745.8863 | 206.3643 | 206.3643 | 681.5405 | 681.5405 | 190.8106 | 190.8106 | 517618656.9811 | 450360557.3016 | 298201851.6506 | 485818934.0667 | 1752 | 15.4577 | 4869803.3986 | 287524.0458 | 361.48 | 625.7908 | 27 | 608 | 922.3846 | 152 | 38 | 0.91901
2111 | 515.0541 | 102.6 | 200 | 800 | 7 | 73.79% | 100 | 114.6069 | 113.5744 | 113.5744 | 1 | 114.6069 | 100 | 140.2485 | 132.2612 | 132.2612 | 132.2612 | 7.9873 | 140.2485 | 43.6841 | 38.8873 | 38.8873 | 38.8873 | 4.7968 | 43.6841 | 188.7894 | 127.5876 | 127.5876 | 168.6377 | 20.1517 | 147.7392 | 41.0502 | 41.0502 | 188.7894 | 56.0983 | 45.6986 | 45.6986 | 45.6986 | 10.3996 | 56.0983 | 1906.9972 | 1906.9972 | 828.5536 | 828.5536 | 206.3123 | 206.3123 | 681.3687 | 681.3687 | 190.7625 | 190.7625 | 539036067.1546 | 450360557.3016 | 303424373.3824 | 459178981.9929 | 1752 | 19.4443 | 4590174.5812 | 271014.1372 | 340.7234 | 695.3231 | 27 | 608 | 922.3846 | 152 | 38 | 0.93511
2112 | 566.5595 | 102.6 | 200 | 800 | 7 | 75.02% | 100 | 118.116 | 117.0627 | 117.0627 | 1 | 118.116 | 100 | 149.0723 | 140.5806 | 140.5806 | 140.5806 | 8.4917 | 149.0723 | 43.6751 | 38.8783 | 38.8783 | 38.8783 | 4.7968 | 43.6751 | 195.2678 | 133.7554 | 133.7554 | 174.7165 | 20.5513 | 154.3068 | 40.9611 | 40.9611 | 195.2678 | 55.1912 | 44.921 | 44.921 | 44.921 | 10.2702 | 55.1912 | 1989.3938 | 1989.3938 | 911.1989 | 911.1989 | 206.2647 | 206.2647 | 681.2116 | 681.2116 | 190.7186 | 190.7186 | 556769564.5905 | 450360557.3016 | 307145056.132 | 437725046.2608 | 1752.0002 | 23.2646 | 4365377.9888 | 257741.6454 | 324.037 | 764.8554 | 27 | 608 | 922.3846 | 152 | 38 | 0.94658
2113 | 618.065 | 102.6 | 200 | 800 | 7 | 76% | 100 | 121.7669 | 120.7038 | 120.7038 | 1 | 121.7669 | 100 | 158.1695 | 149.1578 | 149.1578 | 149.1578 | 9.0117 | 158.1695 | 43.6669 | 38.8701 | 38.8701 | 38.8701 | 4.7968 | 43.6669 | 200.9964 | 139.2 | 139.2 | 180.09 | 20.9064 | 160.1064 | 40.89 | 40.89 | 200.9964 | 54.5625 | 44.3788 | 44.3788 | 44.3788 | 10.1836 | 54.5625 | 2071.7914 | 2071.7914 | 993.8247 | 993.8247 | 206.2211 | 206.2211 | 681.0674 | 681.0674 | 190.6782 | 190.6782 | 571483051.7174 | 450360557.3016 | 309647012.896 | 420509344.9812 | 1752 | 26.8751 | 4198343.523 | 247879.5583 | 311.6383 | 834.3877 | 27 | 608 | 922.3846 | 152 | 38 | 0.95429
2114 | 669.5704 | 102.6 | 200 | 800 | 7 | 76.81% | 100 | 125.5606 | 124.4832 | 124.4832 | 1 | 125.5606 | 100 | 167.5796 | 158.03 | 158.03 | 158.03 | 9.5496 | 167.5796 | 43.6593 | 38.8625 | 38.8625 | 38.8625 | 4.7968 | 43.6593 | 206.1751 | 144.0263 | 144.0263 | 184.9549 | 21.2202 | 165.2465 | 40.9286 | 40.9286 | 206.1751 | 54.1334 | 44.0215 | 44.0215 | 44.0215 | 10.1119 | 54.1334 | 2154.1899 | 2154.1899 | 1076.4335 | 1076.4335 | 206.1809 | 206.1809 | 680.9346 | 680.9346 | 190.641 | 190.641 | 583526383.1367 | 450360557.3016 | 311835324.4908 | 406277735.0709 | 1752 | 30.2441 | 4056053.74 | 239478.4524 | 301.0762 | 903.92 | 27 | 608 | 922.3846 | 152 | 38 | 0.96103
2115 | 721.0758 | 102.6 | 200 | 800 | 7 | 77.5% | 100 | 129.3997 | 128.3046 | 128.3046 | 1 | 129.3997 | 100 | 177.2123 | 167.1121 | 167.1121 | 167.1121 | 10.1002 | 177.2123 | 43.6523 | 38.8555 | 38.8555 | 38.8555 | 4.7968 | 43.6523 | 210.7149 | 148.3254 | 148.3254 | 189.2151 | 21.4998 | 169.8252 | 40.8897 | 40.8897 | 210.7149 | 53.7187 | 43.6668 | 43.6668 | 43.6668 | 10.0519 | 53.7187 | 2236.5892 | 2236.5892 | 1159.027 | 1159.027 | 206.1437 | 206.1437 | 680.8118 | 680.8118 | 190.6066 | 190.6066 | 593813290.1511 | 450360557.3016 | 313702398.2264 | 394123754.321 | 1752 | 33.3714 | 3929834.1195 | 232026.1647 | 291.7071 | 973.4523 | 27 | 608 | 922.3846 | 152 | 38 | 0.96679
2116 | 772.5812 | 102.6 | 200 | 800 | 7 | 78.08% | 100 | 133.2988 | 132.1967 | 132.1967 | 1 | 133.2988 | 100 | 186.9171 | 176.2621 | 176.2621 | 176.2621 | 10.6551 | 186.9171 | 43.6458 | 38.849 | 38.849 | 38.849 | 4.7968 | 43.6458 | 214.7861 | 152.1758 | 152.1758 | 193.0349 | 21.7512 | 173.927 | 40.8591 | 40.8591 | 214.7861 | 53.4109 | 43.4001 | 43.4001 | 43.4001 | 10.0108 | 53.4109 | 2318.9891 | 2318.9891 | 1241.6071 | 1241.6071 | 206.1092 | 206.1092 | 680.698 | 680.698 | 190.5748 | 190.5748 | 602627021.1464 | 450360557.3016 | 314962303.3893 | 384050060.0742 | 1751.9999 | 36.282 | 3828340.5068 | 226033.7556 | 284.1734 | 1042.9846 | 27 | 608 | 922.3846 | 152 | 38 | 0.97068
2117 | 824.0866 | 102.6 | 200 | 800 | 7 | 78.61% | 100 | 137.2335 | 136.1242 | 136.1242 | 1 | 137.2335 | 100 | 196.5581 | 185.3519 | 185.3519 | 185.3519 | 11.2063 | 196.5581 | 43.6397 | 38.843 | 38.843 | 38.843 | 4.7968 | 43.6397 | 218.5977 | 155.7857 | 155.7857 | 196.6063 | 21.9913 | 177.7771 | 40.8206 | 40.8206 | 218.5977 | 53.1893 | 43.2059 | 43.2059 | 43.2059 | 9.9833 | 53.1893 | 2401.3897 | 2401.3897 | 1324.1751 | 1324.1751 | 206.0772 | 206.0772 | 680.5922 | 680.5922 | 190.5452 | 190.5452 | 611134527.1042 | 450360557.3016 | 315765191.9048 | 374739680.2281 | 1752 | 38.9698 | 3727844.1216 | 220100.2251 | 276.7136 | 1112.5169 | 27 | 608 | 922.3846 | 152 | 38 | 0.97316
2118 | 875.592 | 102.6 | 200 | 800 | 7 | 79.06% | 100 | 141.203 | 140.0923 | 140.0923 | 1 | 141.203 | 100 | 206.2377 | 194.478 | 194.478 | 194.478 | 11.7597 | 206.2377 | 43.6341 | 38.8373 | 38.8373 | 38.8373 | 4.7968 | 43.6341 | 222.042 | 159.0669 | 159.0669 | 199.8346 | 22.2074 | 181.2743 | 40.7677 | 40.7677 | 222.042 | 53.0312 | 43.0653 | 43.0653 | 43.0653 | 9.9659 | 53.0312 | 2483.7908 | 2483.7908 | 1406.7323 | 1406.7323 | 206.0473 | 206.0473 | 680.4936 | 680.4936 | 190.5176 | 190.5176 | 618468099.7788 | 450360557.3016 | 316273339.5907 | 366898003.3289 | 1752 | 41.4644 | 3647660.0884 | 215365.981 | 270.7616 | 1182.0492 | 27 | 608 | 922.3846 | 152 | 38 | 0.97473
2119 | 927.0974 | 102.6 | 200 | 800 | 7 | 79.43% | 100 | 145.2153 | 144.1078 | 144.1078 | 1 | 145.2153 | 100 | 216.0353 | 203.7153 | 203.7153 | 203.7153 | 12.32 | 216.0353 | 43.6289 | 38.8321 | 38.8321 | 38.8321 | 4.7968 | 43.6289 | 225.0952 | 161.9576 | 161.9576 | 202.7 | 22.3952 | 184.3528 | 40.7424 | 40.7424 | 225.0952 | 52.9109 | 42.9555 | 42.9555 | 42.9555 | 9.9553 | 52.9109 | 2566.1924 | 2566.1924 | 1489.2796 | 1489.2796 | 206.0195 | 206.0195 | 680.4016 | 680.4016 | 190.4918 | 190.4918 | 624764069.4627 | 450360557.3016 | 316546460.0359 | 360328913.1998 | 1752 | 43.7876 | 3581368.6515 | 211451.9869 | 265.8409 | 1251.5815 | 27 | 608 | 922.3846 | 152 | 38 | 0.97557
2120 | 978.6028 | 102.6 | 200 | 800 | 7 | 79.75% | 100 | 149.2608 | 148.1562 | 148.1562 | 1 | 149.2608 | 100 | 225.9346 | 213.0485 | 213.0485 | 213.0485 | 12.886 | 225.9346 | 43.6239 | 38.8272 | 38.8272 | 38.8272 | 4.7968 | 43.6239 | 227.7904 | 164.5046 | 164.5046 | 205.2299 | 22.5606 | 187.0651 | 40.7253 | 40.7253 | 227.7904 | 52.8231 | 42.873 | 42.873 | 42.873 | 9.9501 | 52.8231 | 2648.5945 | 2648.5945 | 1571.8182 | 1571.8182 | 205.9934 | 205.9934 | 680.3153 | 680.3153 | 190.4676 | 190.4676 | 630181583.3575 | 450360557.3016 | 316677670.9502 | 354780188.3907 | 1752 | 45.9508 | 3523144.4336 | 208014.2993 | 261.519 | 1321.1138 | 27 | 608 | 922.3846 | 152 | 38 | 0.97598
2121 | 1030.1083 | 102.6 | 200 | 800 | 7 | 80.03% | 100 | 153.3289 | 152.2208 | 152.2208 | 1 | 153.3289 | 100 | 235.8841 | 222.4291 | 222.4291 | 222.4291 | 13.455 | 235.8841 | 43.6193 | 38.8225 | 38.8225 | 38.8225 | 4.7968 | 43.6193 | 230.2414 | 166.8219 | 166.8219 | 207.5292 | 22.7122 | 189.5341 | 40.7073 | 40.7073 | 230.2414 | 52.7578 | 42.8108 | 42.8108 | 42.8108 | 9.947 | 52.7578 | 2730.9969 | 2730.9969 | 1654.3487 | 1654.3487 | 205.9689 | 205.9689 | 680.2344 | 680.2344 | 190.445 | 190.445 | 634955279.4924 | 450360557.3016 | 316804756.6696 | 349879406.5364 | 1752 | 47.966 | 3473988.4974 | 205112.0232 | 257.8702 | 1390.6462 | 27 | 608 | 922.3846 | 152 | 38 | 0.97637
2122 | 51.5054 | 152 | 200 | 800 | 7 | 49.53% | 100 | 96.906 | 96.8316 | 96.8316 | 1 | 96.906 | 100 | 87.1566 | 82.2064 | 82.2064 | 82.2064 | 4.9502 | 87.1566 | 43.7962 | 38.9994 | 38.9994 | 38.9994 | 4.7968 | 43.7962 | 130.8287 | 68.8391 | 68.8391 | 113.3968 | 17.4318 | 86.2709 | 44.5577 | 44.5577 | 130.8287 | 152.1817 | 124.9285 | 124.9285 | 124.9285 | 27.2532 | 152.1817 | 1264.2697 | 1264.2697 | 83.0943 | 83.0943 | 306.5292 | 306.5292 | 683.3335 | 683.3335 | 191.3126 | 191.3126 | 88834515.0703 | 667200825.632 | 111689094.2645 | 884275565.0332 | 1752 | 0.0045553 | 9609730.1583 | 567379.8854 | 713.3193 | 69.5323 | 40 | 608 | 922.3846 | 152 | 38 | 0.3457
2123 | 154.5162 | 152 | 200 | 800 | 7 | 60.82% | 100 | 98.3874 | 98.0508 | 98.0508 | 1 | 98.3874 | 100 | 100.3347 | 94.6307 | 94.6307 | 94.6307 | 5.704 | 100.3347 | 43.7574 | 38.9606 | 38.9606 | 38.9606 | 4.7968 | 43.7574 | 148.4219 | 87.2812 | 87.2812 | 130.3791 | 18.0428 | 105.324 | 43.0978 | 43.0978 | 148.4219 | 104.7378 | 85.988 | 85.988 | 85.988 | 18.7498 | 104.7378 | 1429.0349 | 1429.0349 | 249.0348 | 249.0348 | 306.2242 | 306.2242 | 682.6536 | 682.6536 | 191.1223 | 191.1223 | 230522302.3596 | 667200825.632 | 167856520.0626 | 686420351.9458 | 1752 | 0.1159 | 7210491.0299 | 425723.4602 | 535.2265 | 208.5969 | 40 | 608 | 922.3846 | 152 | 38 | 0.51856
2124 | 206.0217 | 152 | 200 | 800 | 7 | 66.7% | 100 | 99.3332 | 98.6799 | 98.6799 | 1 | 99.3332 | 100 | 105.3157 | 99.3262 | 99.3262 | 99.3262 | 5.9895 | 105.3157 | 43.7413 | 38.9445 | 38.9445 | 38.9445 | 4.7968 | 43.7413 | 163.2843 | 101.6349 | 101.6349 | 144.4463 | 18.838 | 120.4729 | 42.8114 | 42.8114 | 163.2843 | 84.4534 | 69.3174 | 69.3174 | 69.3174 | 15.136 | 84.4534 | 1511.422 | 1511.422 | 331.9093 | 331.9093 | 306.0978 | 306.0978 | 682.3716 | 682.3716 | 191.0433 | 191.0433 | 292224954.0229 | 667200825.632 | 209155649.8265 | 583418600.3973 | 1752 | 0.71455 | 6091044.8165 | 359628.8609 | 452.1313 | 278.1292 | 40 | 608 | 922.3846 | 152 | 38 | 0.6459
2125 | 257.5271 | 152 | 200 | 800 | 7 | 71.83% | 100 | 100.7391 | 99.7627 | 99.7627 | 1 | 100.7391 | 100 | 109.8191 | 103.5713 | 103.5713 | 103.5713 | 6.2478 | 109.8191 | 43.7269 | 38.9302 | 38.9302 | 38.9302 | 4.7968 | 43.7269 | 181.6619 | 118.9903 | 118.9903 | 161.7599 | 19.9019 | 138.8923 | 42.7696 | 42.7696 | 181.6619 | 72.691 | 59.6049 | 59.6049 | 59.6049 | 13.0861 | 72.691 | 1593.8114 | 1593.8114 | 414.7336 | 414.7336 | 305.9849 | 305.9849 | 682.12 | 682.12 | 190.9729 | 190.9729 | 349530854.716 | 667200825.632 | 241768918.8446 | 493499434.7119 | 1752 | 2.4055 | 5152613.5949 | 304221.7901 | 382.4726 | 347.6615 | 40 | 608 | 922.3846 | 152 | 38 | 0.74601
2126 | 309.0325 | 152 | 200 | 800 | 7 | 75.78% | 100 | 102.6734 | 101.4806 | 101.4806 | 1 | 102.6734 | 100 | 115.5235 | 108.9491 | 108.9491 | 108.9491 | 6.5744 | 115.5235 | 43.714 | 38.9173 | 38.9173 | 38.9173 | 4.7968 | 43.714 | 201.1304 | 137.5725 | 137.5725 | 180.0885 | 21.0419 | 158.6144 | 42.516 | 42.516 | 201.1304 | 66.1848 | 54.2137 | 54.2137 | 54.2137 | 11.9711 | 66.1848 | 1676.2028 | 1676.2028 | 497.5155 | 497.5155 | 305.8835 | 305.8835 | 681.8941 | 681.8941 | 190.9096 | 190.9096 | 396836798.1516 | 667200825.632 | 263706752.9983 | 424255623.2181 | 1752 | 5.2637 | 4387180.8448 | 259028.9346 | 325.6554 | 417.1938 | 40 | 608 | 922.3846 | 152 | 38 | 0.81361
2127 | 360.5379 | 152 | 200 | 800 | 7 | 78.64% | 100 | 105.2485 | 103.9243 | 103.9243 | 1 | 105.2485 | 100 | 122.8814 | 115.8862 | 115.8862 | 115.8862 | 6.9951 | 122.8814 | 43.7024 | 38.9056 | 38.9056 | 38.9056 | 4.7968 | 43.7024 | 220.0465 | 155.4101 | 155.4101 | 197.8858 | 22.1606 | 177.5708 | 42.4757 | 42.4757 | 220.0465 | 62.477 | 51.1129 | 51.1129 | 51.1129 | 11.3641 | 62.477 | 1758.5958 | 1758.5958 | 580.2611 | 580.2611 | 305.792 | 305.792 | 681.6901 | 681.6901 | 190.8525 | 190.8525 | 433125411.1388 | 667200825.632 | 277365831.0214 | 374307932.2078 | 1752 | 9.0038 | 3877378.7489 | 228929.0827 | 287.8134 | 486.7262 | 40 | 608 | 922.3846 | 152 | 38 | 0.8557
2128 | 412.0433 | 152 | 200 | 800 | 7 | 80.71% | 100 | 108.2091 | 106.7978 | 106.7978 | 1 | 108.2091 | 100 | 131.6356 | 124.1402 | 124.1402 | 124.1402 | 7.4954 | 131.6356 | 43.6918 | 38.8951 | 38.8951 | 38.8951 | 4.7968 | 43.6918 | 237.1279 | 171.7209 | 171.7209 | 213.9392 | 23.1887 | 194.9096 | 42.2183 | 42.2183 | 237.1279 | 60.0898 | 49.0971 | 49.0971 | 49.0971 | 10.9927 | 60.0898 | 1840.9903 | 1840.9903 | 662.9755 | 662.9755 | 305.709 | 305.709 | 681.505 | 681.505 | 190.8007 | 190.8007 | 460531300.9822 | 667200825.632 | 286352077.9509 | 337915819.9373 | 1752 | 13.1128 | 3473511.7174 | 205083.8731 | 257.8348 | 556.2585 | 40 | 608 | 922.3846 | 152 | 38 | 0.88339
2129 | 463.5487 | 152 | 200 | 800 | 7 | 82.28% | 100 | 111.4687 | 109.9672 | 109.9672 | 1 | 111.4687 | 100 | 141.3242 | 133.2752 | 133.2752 | 133.2752 | 8.0489 | 141.3242 | 43.6822 | 38.8854 | 38.8854 | 38.8854 | 4.7968 | 43.6822 | 252.4831 | 186.4122 | 186.4122 | 228.3727 | 24.1104 | 210.5226 | 41.9605 | 41.9605 | 252.4831 | 58.388 | 47.6457 | 47.6457 | 47.6457 | 10.7423 | 58.388 | 1923.386 | 1923.386 | 745.6629 | 745.6629 | 305.6333 | 305.6333 | 681.3363 | 681.3363 | 190.7535 | 190.7535 | 481456066.4083 | 667200825.632 | 292936753.5633 | 310406354.3964 | 1752 | 17.2203 | 3158550.9771 | 186487.889 | 234.4556 | 625.7908 | 40 | 608 | 922.3846 | 152 | 38 | 0.90368
2130 | 515.0541 | 152 | 200 | 800 | 7 | 83.44% | 100 | 114.9419 | 113.41 | 113.41 | 1 | 114.9419 | 100 | 151.7575 | 143.1125 | 143.1125 | 143.1125 | 8.645 | 151.7575 | 43.6734 | 38.8766 | 38.8766 | 38.8766 | 4.7968 | 43.6734 | 265.9563 | 199.3914 | 199.3914 | 241.0388 | 24.9175 | 224.309 | 41.6474 | 41.6474 | 265.9563 | 57.1133 | 46.5557 | 46.5557 | 46.5557 | 10.5576 | 57.1133 | 2005.7829 | 2005.7829 | 828.3266 | 828.3266 | 305.5641 | 305.5641 | 681.182 | 681.182 | 190.7103 | 190.7103 | 496790286.7519 | 667200825.632 | 297931392.3676 | 290077495.2485 | 1752 | 21.2492 | 2941945.7285 | 173699.0324 | 218.3773 | 695.3231 | 40 | 608 | 922.3846 | 152 | 38 | 0.91908
2131 | 566.5595 | 152 | 200 | 800 | 7 | 84.41% | 100 | 118.615 | 117.0021 | 117.0021 | 1 | 118.615 | 100 | 162.4947 | 153.2362 | 153.2362 | 153.2362 | 9.2585 | 162.4947 | 43.6653 | 38.8685 | 38.8685 | 38.8685 | 4.7968 | 43.6653 | 278.3589 | 211.1006 | 211.1006 | 252.6923 | 25.6666 | 236.7672 | 41.5917 | 41.5917 | 278.3589 | 56.2043 | 45.7798 | 45.7798 | 45.7798 | 10.4245 | 56.2043 | 2088.1807 | 2088.1807 | 910.9695 | 910.9695 | 305.5005 | 305.5005 | 681.0401 | 681.0401 | 190.6706 | 190.6706 | 509853978.6904 | 667200825.632 | 301751396.3816 | 273193718.5384 | 1751.9999 | 25.0324 | 2771534.7825 | 163637.5904 | 205.7279 | 764.8554 | 40 | 608 | 922.3846 | 152 | 38 | 0.93085
2132 | 618.065 | 152 | 200 | 800 | 7 | 85.19% | 100 | 122.3677 | 120.7188 | 120.7188 | 1 | 122.3677 | 100 | 173.3419 | 163.4636 | 163.4636 | 163.4636 | 9.8783 | 173.3419 | 43.6578 | 38.8611 | 38.8611 | 38.8611 | 4.7968 | 43.6578 | 289.8587 | 222.0451 | 222.0451 | 263.497 | 26.3617 | 248.4068 | 41.4519 | 41.4519 | 289.8587 | 55.5097 | 45.189 | 45.189 | 45.189 | 10.3207 | 55.5097 | 2170.5793 | 2170.5793 | 993.5941 | 993.5941 | 305.4418 | 305.4418 | 680.9094 | 680.9094 | 190.634 | 190.634 | 520623650.4415 | 667200825.632 | 304700380.2972 | 259475110.5256 | 1752 | 28.5711 | 2614585.1191 | 154370.9325 | 194.0777 | 834.3877 | 40 | 608 | 922.3846 | 152 | 38 | 0.93994
2133 | 669.5704 | 152 | 200 | 800 | 7 | 85.84% | 100 | 126.2115 | 124.5345 | 124.5345 | 1 | 126.2115 | 100 | 184.3842 | 173.8749 | 173.8749 | 173.8749 | 10.5094 | 184.3842 | 43.6509 | 38.8542 | 38.8542 | 38.8542 | 4.7968 | 43.6509 | 300.3174 | 231.9664 | 231.9664 | 273.3205 | 26.9969 | 258.9633 | 41.3541 | 41.3541 | 300.3174 | 54.9712 | 44.7317 | 44.7317 | 44.7317 | 10.2395 | 54.9712 | 2252.9787 | 2252.9787 | 1076.2025 | 1076.2025 | 305.3876 | 305.3876 | 680.7885 | 680.7885 | 190.6001 | 190.6001 | 529667921.9222 | 667200825.632 | 306984881.673 | 248146370.7728 | 1752 | 31.8596 | 2501846.0954 | 147714.5693 | 185.7092 | 903.92 | 40 | 608 | 922.3846 | 152 | 38 | 0.94698
2134 | 721.0758 | 152 | 200 | 800 | 7 | 86.42% | 100 | 130.1405 | 128.3829 | 128.3829 | 1 | 130.1405 | 100 | 195.5159 | 184.3703 | 184.3703 | 184.3703 | 11.1456 | 195.5159 | 43.6445 | 38.8478 | 38.8478 | 38.8478 | 4.7968 | 43.6445 | 310.2263 | 241.2496 | 241.2496 | 282.6282 | 27.5981 | 268.8477 | 41.3786 | 41.3786 | 310.2263 | 54.5904 | 44.4201 | 44.4201 | 44.4201 | 10.1703 | 54.5904 | 2335.3788 | 2335.3788 | 1158.7964 | 1158.7964 | 305.3373 | 305.3373 | 680.6764 | 680.6764 | 190.5687 | 190.5687 | 537614529.4143 | 667200825.632 | 309252960.4892 | 237931686.893 | 1752 | 34.8948 | 2402868.073 | 141870.6862 | 178.3622 | 973.4523 | 40 | 608 | 922.3846 | 152 | 38 | 0.95397
2135 | 772.5812 | 152 | 200 | 800 | 7 | 86.9% | 100 | 134.0884 | 132.3171 | 132.3171 | 1 | 134.0884 | 100 | 206.6491 | 194.8672 | 194.8672 | 194.8672 | 11.7819 | 206.6491 | 43.6386 | 38.8418 | 38.8418 | 38.8418 | 4.7968 | 43.6386 | 319.5057 | 250.001 | 250.001 | 291.3409 | 28.1649 | 278.1659 | 41.3399 | 41.3399 | 319.5057 | 54.2216 | 44.1065 | 44.1065 | 44.1065 | 10.1151 | 54.2216 | 2417.7795 | 2417.7795 | 1241.3774 | 1241.3774 | 305.2905 | 305.2905 | 680.5721 | 680.5721 | 190.5395 | 190.5395 | 544556255.6978 | 667200825.632 | 310757100.8412 | 229485759.3388 | 1751.9999 | 37.703 | 2308455.6123 | 136296.3641 | 171.354 | 1042.9846 | 40 | 608 | 922.3846 | 152 | 38 | 0.95861
2136 | 824.0866 | 152 | 200 | 800 | 7 | 87.29% | 100 | 138.0674 | 136.3045 | 136.3045 | 1 | 138.0674 | 100 | 217.8607 | 205.4379 | 205.4379 | 205.4379 | 12.4228 | 217.8607 | 43.633 | 38.8363 | 38.8363 | 38.8363 | 4.7968 | 43.633 | 327.7714 | 257.8849 | 257.8849 | 299.1028 | 28.6686 | 286.5535 | 41.2179 | 41.2179 | 327.7714 | 53.9404 | 43.8649 | 43.8649 | 43.8649 | 10.0755 | 53.9404 | 2500.1807 | 2500.1807 | 1323.9467 | 1323.9467 | 305.2469 | 305.2469 | 680.4748 | 680.4748 | 190.5123 | 190.5123 | 550422637.3023 | 667200825.632 | 311781359.7487 | 222595177.317 | 1752 | 40.3179 | 2235728.9265 | 132002.4185 | 165.9556 | 1112.5169 | 40 | 608 | 922.3846 | 152 | 38 | 0.96177
2137 | 875.592 | 152 | 200 | 800 | 7 | 87.65% | 100 | 142.0871 | 140.2846 | 140.2846 | 1 | 142.0871 | 100 | 229.2055 | 216.1342 | 216.1342 | 216.1342 | 13.0714 | 229.2055 | 43.6279 | 38.8311 | 38.8311 | 38.8311 | 4.7968 | 43.6279 | 335.1166 | 264.8872 | 264.8872 | 305.9983 | 29.1184 | 294.0055 | 41.1111 | 41.1111 | 335.1166 | 53.7124 | 43.6673 | 43.6673 | 43.6673 | 10.0451 | 53.7124 | 2582.5824 | 2582.5824 | 1406.5055 | 1406.5055 | 305.2061 | 305.2061 | 680.384 | 680.384 | 190.4868 | 190.4868 | 555639040.0204 | 667200825.632 | 312773377.7958 | 216386623.4684 | 1751.9999 | 42.7345 | 2164659.2514 | 127806.3065 | 160.6802 | 1182.0492 | 40 | 608 | 922.3846 | 152 | 38 | 0.96483
2138 | 927.0974 | 152 | 200 | 800 | 7 | 87.95% | 100 | 146.1371 | 144.3183 | 144.3183 | 1 | 146.1371 | 100 | 240.6067 | 226.8836 | 226.8836 | 226.8836 | 13.7232 | 240.6067 | 43.623 | 38.8262 | 38.8262 | 38.8262 | 4.7968 | 43.623 | 341.7648 | 271.2199 | 271.2199 | 312.2329 | 29.5318 | 300.7517 | 41.013 | 41.013 | 341.7648 | 53.534 | 43.5113 | 43.5113 | 43.5113 | 10.0227 | 53.534 | 2664.9845 | 2664.9845 | 1489.0548 | 1489.0548 | 305.1679 | 305.1679 | 680.2988 | 680.2988 | 190.463 | 190.463 | 560231056.4178 | 667200825.632 | 313408050.2015 | 211160067.7487 | 1752 | 44.9834 | 2108893.8228 | 124513.7913 | 156.5408 | 1251.5815 | 40 | 608 | 922.3846 | 152 | 38 | 0.96679
2139 | 978.6028 | 152 | 200 | 800 | 7 | 88.19% | 100 | 150.2202 | 148.3955 | 148.3955 | 1 | 150.2202 | 100 | 252.057 | 237.6792 | 237.6792 | 237.6792 | 14.3778 | 252.057 | 43.6184 | 38.8217 | 38.8217 | 38.8217 | 4.7968 | 43.6184 | 347.7202 | 276.848 | 276.848 | 317.8204 | 29.8998 | 306.7478 | 40.9724 | 40.9724 | 347.7202 | 53.4089 | 43.3997 | 43.3997 | 43.3997 | 10.0092 | 53.4089 | 2747.3871 | 2747.3871 | 1571.5954 | 1571.5954 | 305.1321 | 305.1321 | 680.2189 | 680.2189 | 190.4406 | 190.4406 | 564204129.3334 | 667200825.632 | 313771122.0784 | 206823860.0981 | 1751.9999 | 47.0764 | 2066642.2327 | 122019.1633 | 153.4045 | 1321.1138 | 40 | 608 | 922.3846 | 152 | 38 | 0.96791
2140 | 1030.1083 | 152 | 200 | 800 | 7 | 88.41% | 100 | 154.3322 | 152.4924 | 152.4924 | 1 | 154.3322 | 100 | 263.5697 | 248.5336 | 248.5336 | 248.5336 | 15.0361 | 263.5697 | 43.6142 | 38.8174 | 38.8174 | 38.8174 | 4.7968 | 43.6142 | 353.0451 | 281.8258 | 281.8258 | 322.8172 | 30.2279 | 312.0537 | 40.9914 | 40.9914 | 353.0451 | 53.3186 | 43.3169 | 43.3169 | 43.3169 | 10.0017 | 53.3186 | 2829.79 | 2829.79 | 1654.1282 | 1654.1282 | 305.0984 | 305.0984 | 680.1438 | 680.1438 | 190.4196 | 190.4196 | 567743471.674 | 667200825.632 | 314008371.825 | 203047265.8331 | 1751.9999 | 49.0269 | 2030155.5961 | 119864.9109 | 150.6961 | 1390.6462 | 40 | 608 | 922.3846 | 152 | 38 | 0.96865
2141 | 20.6022 | 201.4 | 200 | 800 | 7 | 61.13% | 100 | 95.7467 | 95.6779 | 95.6779 | 1 | 95.7467 | 100 | 83.8873 | 79.1213 | 79.1213 | 79.1213 | 4.766 | 83.8873 | 43.7835 | 38.9867 | 38.9867 | 38.9867 | 4.7968 | 43.7835 | 159.7886 | 89.4511 | 89.4511 | 139.5062 | 20.2824 | 109.7335 | 50.0552 | 50.0552 | 159.7886 | 113.3867 | 93.0589 | 93.0589 | 93.0589 | 20.3278 | 113.3867 | 1313.6075 | 1313.6075 | 33.2269 | 33.2269 | 406.0191 | 406.0191 | 683.1111 | 683.1111 | 191.2504 | 191.2504 | 37008638.8711 | 884041093.9624 | 149986507.1386 | 680963763.4318 | 1752 | 0.0066964 | 8331863.82 | 491931.8089 | 618.4647 | 27.8129 | 53 | 608 | 922.3846 | 152 | 38 | 0.46362
2142 | 51.5054 | 201.4 | 200 | 800 | 7 | 63.85% | 100 | 96.1091 | 95.9525 | 95.9525 | 1 | 96.1091 | 100 | 85.1163 | 80.2791 | 80.2791 | 80.2791 | 4.8372 | 85.1163 | 43.7718 | 38.975 | 38.975 | 38.975 | 4.7968 | 43.7718 | 165.2998 | 95.8742 | 95.8742 | 144.9478 | 20.352 | 116.2261 | 49.0737 | 49.0737 | 165.2998 | 118.2543 | 97.043 | 97.043 | 97.043 | 21.2113 | 118.2543 | 1363.0369 | 1363.0369 | 83.0422 | 83.0422 | 405.8967 | 405.8967 | 682.9053 | 682.9053 | 191.1927 | 191.1927 | 91150146.8941 | 884041093.9624 | 143520695.6841 | 633288085.6008 | 1752 | 0.037671 | 7586395.7837 | 447917.7146 | 563.1295 | 69.5323 | 53 | 608 | 922.3846 | 152 | 38 | 0.44378
2143 | 154.5162 | 201.4 | 200 | 800 | 7 | 73.63% | 100 | 97.8337 | 97.2324 | 97.2324 | 1 | 97.8337 | 100 | 96.3791 | 90.8974 | 90.8974 | 90.8974 | 5.4817 | 96.3791 | 43.7383 | 38.9415 | 38.9415 | 38.9415 | 4.7968 | 43.7383 | 197.6272 | 129.0392 | 129.0392 | 175.933 | 21.6942 | 150.7333 | 46.8938 | 46.8938 | 197.6272 | 103.9023 | 85.2211 | 85.2211 | 85.2211 | 18.6812 | 103.9023 | 1527.8093 | 1527.8093 | 248.9129 | 248.9129 | 405.5484 | 405.5484 | 682.3193 | 682.3193 | 191.0287 | 191.0287 | 239458895.2635 | 884041093.9624 | 166473979.9532 | 462026033.2307 | 1752 | 1.1521 | 5271212.5401 | 311224.1361 | 391.2761 | 208.5969 | 53 | 608 | 922.3846 | 152 | 38 | 0.51489
2144 | 206.0217 | 201.4 | 200 | 800 | 7 | 77.95% | 100 | 99.1964 | 98.3556 | 98.3556 | 1 | 99.1964 | 100 | 104.3796 | 98.4409 | 98.4409 | 98.4409 | 5.9388 | 104.3796 | 43.7243 | 38.9275 | 38.9275 | 38.9275 | 4.7968 | 43.7243 | 221.8825 | 153.0438 | 153.0438 | 198.9075 | 22.975 | 176.0188 | 45.8636 | 45.8636 | 221.8825 | 91.9837 | 75.4058 | 75.4058 | 75.4058 | 16.5779 | 91.9837 | 1610.1992 | 1610.1992 | 331.7641 | 331.7641 | 405.4021 | 405.4021 | 682.0732 | 682.0732 | 190.9598 | 190.9598 | 293543686.5885 | 884041093.9624 | 188051389.6328 | 386363831.2394 | 1752 | 2.9726 | 4321578.4426 | 255155.6226 | 320.7858 | 278.1292 | 53 | 608 | 922.3846 | 152 | 38 | 0.58138
2145 | 257.5271 | 201.4 | 200 | 800 | 7 | 81.65% | 100 | 101.1492 | 99.9691 | 99.9691 | 1 | 101.1492 | 100 | 112.8286 | 106.4071 | 106.4071 | 106.4071 | 6.4214 | 112.8286 | 43.7116 | 38.9149 | 38.9149 | 38.9149 | 4.7968 | 43.7116 | 252.1516 | 181.98 | 181.98 | 227.4735 | 24.6782 | 206.6582 | 45.4934 | 45.4934 | 252.1516 | 83.0321 | 67.9965 | 67.9965 | 67.9965 | 15.0356 | 83.0321 | 1692.5909 | 1692.5909 | 414.5706 | 414.5706 | 405.2706 | 405.2706 | 681.8519 | 681.8519 | 190.8978 | 190.8978 | 338182481.4047 | 884041093.9624 | 208359112.7432 | 321417362.3137 | 1752.0001 | 5.6515 | 3544589.8542 | 209280.4847 | 263.1109 | 347.6615 | 53 | 608 | 922.3846 | 152 | 38 | 0.64395
2146 | 309.0325 | 201.4 | 200 | 800 | 7 | 84.48% | 100 | 103.566 | 102.2055 | 102.2055 | 1 | 103.566 | 100 | 122.035 | 115.0877 | 115.0877 | 115.0877 | 6.9473 | 122.035 | 43.7002 | 38.9034 | 38.9034 | 38.9034 | 4.7968 | 43.7002 | 285.4555 | 213.8575 | 213.8575 | 258.8315 | 26.624 | 240.4814 | 44.9741 | 44.9741 | 285.4555 | 77.294 | 63.2257 | 63.2257 | 63.2257 | 14.0683 | 77.294 | 1774.9842 | 1774.9842 | 497.3388 | 497.3388 | 405.1517 | 405.1517 | 681.6519 | 681.6519 | 190.8418 | 190.8418 | 373806850.3212 | 884041093.9624 | 222157653.1173 | 271994351.4982 | 1751.9999 | 9.1698 | 2976707.8019 | 175751.4627 | 220.9576 | 417.1938 | 53 | 608 | 922.3846 | 152 | 38 | 0.68648
2147 | 360.5379 | 201.4 | 200 | 800 | 7 | 86.47% | 100 | 106.4563 | 105.0521 | 105.0521 | 1 | 106.4563 | 100 | 132.7553 | 125.1957 | 125.1957 | 125.1957 | 7.5595 | 132.7553 | 43.6899 | 38.8931 | 38.8931 | 38.8931 | 4.7968 | 43.6899 | 318.0189 | 245.1091 | 245.1091 | 289.497 | 28.5219 | 273.631 | 44.3879 | 44.3879 | 318.0189 | 73.5552 | 60.1039 | 60.1039 | 60.1039 | 13.4513 | 73.5552 | 1857.379 | 1857.379 | 580.074 | 580.074 | 405.0438 | 405.0438 | 681.4702 | 681.4702 | 190.791 | 190.791 | 399066799.9599 | 884041093.9624 | 231801917.9581 | 237090189.8949 | 1752 | 13.1676 | 2558477.9664 | 151058.2411 | 189.9129 | 486.7262 | 53 | 608 | 922.3846 | 152 | 38 | 0.7162
2148 | 412.0433 | 201.4 | 200 | 800 | 7 | 87.95% | 100 | 109.6903 | 108.2036 | 108.2036 | 1 | 109.6903 | 100 | 144.3958 | 136.1715 | 136.1715 | 136.1715 | 8.2243 | 144.3958 | 43.6804 | 38.8836 | 38.8836 | 38.8836 | 4.7968 | 43.6804 | 348.7018 | 274.5937 | 274.5937 | 318.3827 | 30.3191 | 304.9128 | 43.789 | 43.789 | 348.7018 | 71.0711 | 58.0173 | 58.0173 | 58.0173 | 13.0537 | 71.0711 | 1939.7749 | 1939.7749 | 662.7805 | 662.7805 | 404.9453 | 404.9453 | 681.3046 | 681.3046 | 190.7446 | 190.7446 | 418335315.977 | 884041093.9624 | 238565213.5098 | 211058376.5507 | 1752 | 17.2444 | 2241056.4037 | 132316.9646 | 166.3511 | 556.2585 | 53 | 608 | 922.3846 | 152 | 38 | 0.73704
2149 | 463.5487 | 201.4 | 200 | 800 | 7 | 88.92% | 100 | 113.2415 | 111.8012 | 111.8012 | 1 | 113.2415 | 100 | 156.8228 | 147.8889 | 147.8889 | 147.8889 | 8.9339 | 156.8228 | 43.6717 | 38.875 | 38.875 | 38.875 | 4.7968 | 43.6717 | 374.1113 | 298.9612 | 298.9612 | 342.3102 | 31.8011 | 330.7624 | 43.3489 | 43.3489 | 374.1113 | 69.7538 | 56.8879 | 56.8879 | 56.8879 | 12.8659 | 69.7538 | 2022.172 | 2022.172 | 745.462 | 745.462 | 404.8551 | 404.8551 | 681.1528 | 681.1528 | 190.7021 | 190.7021 | 432432938.0347 | 884041093.9624 | 241435007.682 | 194090960.3209 | 1752 | 21.3469 | 2048543.3983 | 120950.5678 | 152.061 | 625.7908 | 53 | 608 | 922.3846 | 152 | 38 | 0.74589
2150 | 515.0541 | 201.4 | 200 | 800 | 7 | 89.68% | 100 | 116.945 | 115.506 | 115.506 | 1 | 116.945 | 100 | 169.5635 | 159.9019 | 159.9019 | 159.9019 | 9.6616 | 169.5635 | 43.6638 | 38.867 | 38.867 | 38.867 | 4.7968 | 43.6638 | 396.9674 | 320.8852 | 320.8852 | 363.8219 | 33.1455 | 354.0307 | 42.9367 | 42.9367 | 396.9674 | 68.8472 | 56.101 | 56.101 | 56.101 | 12.7462 | 68.8472 | 2104.57 | 2104.57 | 828.1215 | 828.1215 | 404.7722 | 404.7722 | 681.0133 | 681.0133 | 190.663 | 190.663 | 443830099.5153 | 884041093.9624 | 243376373.6954 | 180752432.8269 | 1752 | 25.2002 | 1885451.7568 | 111321.2738 | 139.9549 | 695.3231 | 53 | 608 | 922.3846 | 152 | 38 | 0.75187
2151 | 566.5595 | 201.4 | 200 | 800 | 7 | 90.29% | 100 | 120.7637 | 119.314 | 119.314 | 1 | 120.7637 | 100 | 182.3785 | 171.9849 | 171.9849 | 171.9849 | 10.3936 | 182.3785 | 43.6564 | 38.8597 | 38.8597 | 38.8597 | 4.7968 | 43.6564 | 417.7277 | 340.7507 | 340.7507 | 383.3563 | 34.3714 | 375.1221 | 42.6056 | 42.6056 | 417.7277 | 68.308 | 55.6251 | 55.6251 | 55.6251 | 12.6829 | 68.308 | 2186.9688 | 2186.9688 | 910.7615 | 910.7615 | 404.6957 | 404.6957 | 680.8846 | 680.8846 | 190.627 | 190.627 | 453447882.3161 | 884041093.9624 | 244427573.3969 | 170083459.8797 | 1752 | 28.7925 | 1764122.7588 | 104157.7393 | 130.9488 | 764.8554 | 53 | 608 | 922.3846 | 152 | 38 | 0.75511
2152 | 618.065 | 201.4 | 200 | 800 | 7 | 90.85% | 100 | 124.6535 | 123.076 | 123.076 | 1 | 124.6535 | 100 | 195.2401 | 184.1117 | 184.1117 | 184.1117 | 11.1285 | 195.2401 | 43.6496 | 38.8529 | 38.8529 | 38.8529 | 4.7968 | 43.6496 | 437.8001 | 359.8762 | 359.8762 | 402.2314 | 35.5687 | 395.4449 | 42.3552 | 42.3552 | 437.8001 | 67.873 | 55.2448 | 55.2448 | 55.2448 | 12.6282 | 67.873 | 2269.3683 | 2269.3683 | 993.3842 | 993.3842 | 404.6249 | 404.6249 | 680.7655 | 680.7655 | 190.5937 | 190.5937 | 461625499.1793 | 884041093.9624 | 245939219.6607 | 160394154.0938 | 1752 | 32.0839 | 1651382.9436 | 97501.3294 | 122.5803 | 834.3877 | 53 | 608 | 922.3846 | 152 | 38 | 0.75977
2153 | 669.5704 | 201.4 | 200 | 800 | 7 | 91.27% | 100 | 128.5757 | 127.0608 | 127.0608 | 1 | 128.5757 | 100 | 208.2125 | 196.3428 | 196.3428 | 196.3428 | 11.8697 | 208.2125 | 43.6433 | 38.8465 | 38.8465 | 38.8465 | 4.7968 | 43.6433 | 457.13 | 378.4348 | 378.4348 | 420.4176 | 36.7124 | 415.1472 | 41.9828 | 41.9828 | 457.13 | 67.4487 | 54.8798 | 54.8798 | 54.8798 | 12.5689 | 67.4487 | 2351.7685 | 2351.7685 | 1075.9915 | 1075.9915 | 404.5592 | 404.5592 | 680.655 | 680.655 | 190.5627 | 190.5627 | 468281553.616 | 884041093.9624 | 246813433.3952 | 152863919.0265 | 1752 | 35.1453 | 1560679.1507 | 92145.9753 | 115.8474 | 903.92 | 53 | 608 | 922.3846 | 152 | 38 | 0.76247
2154 | 721.0758 | 201.4 | 200 | 800 | 7 | 91.63% | 100 | 132.5786 | 131.0541 | 131.0541 | 1 | 132.5786 | 100 | 221.4259 | 208.8011 | 208.8011 | 208.8011 | 12.6247 | 221.4259 | 43.6375 | 38.8407 | 38.8407 | 38.8407 | 4.7968 | 43.6375 | 473.8319 | 394.3129 | 394.3129 | 436.1198 | 37.7121 | 432.0249 | 41.8069 | 41.8069 | 473.8319 | 67.161 | 54.6271 | 54.6271 | 54.6271 | 12.5339 | 67.161 | 2434.1693 | 2434.1693 | 1158.5851 | 1158.5851 | 404.4981 | 404.4981 | 680.5522 | 680.5522 | 190.5339 | 190.5339 | 473847207.3078 | 884041093.9624 | 247461334.8803 | 146650350.051 | 1752 | 37.9834 | 1495268.9274 | 88284.0099 | 110.9921 | 973.4523 | 53 | 608 | 922.3846 | 152 | 38 | 0.76447
2155 | 772.5812 | 201.4 | 200 | 800 | 7 | 91.91% | 100 | 136.6228 | 135.1472 | 135.1472 | 1 | 136.6228 | 100 | 234.6899 | 221.3072 | 221.3072 | 221.3072 | 13.3828 | 234.6899 | 43.632 | 38.8352 | 38.8352 | 38.8352 | 4.7968 | 43.632 | 488.7539 | 408.4882 | 408.4882 | 450.1451 | 38.6089 | 447.097 | 41.6569 | 41.6569 | 488.7539 | 66.9916 | 54.474 | 54.474 | 54.474 | 12.5176 | 66.9916 | 2516.5706 | 2516.5706 | 1241.1662 | 1241.1662 | 404.4411 | 404.4411 | 680.4563 | 680.4563 | 190.5071 | 190.5071 | 478759636.0754 | 884041093.9624 | 247478867.748 | 141720314.7264 | 1751.9999 | 40.6093 | 1436684.5431 | 84825.0573 | 106.6435 | 1042.9846 | 53 | 608 | 922.3846 | 152 | 38 | 0.76453
2156 | 824.0866 | 201.4 | 200 | 800 | 7 | 92.17% | 100 | 140.7062 | 139.1596 | 139.1596 | 1 | 140.7062 | 100 | 248.0517 | 233.9052 | 233.9052 | 233.9052 | 14.1465 | 248.0517 | 43.6269 | 38.8301 | 38.8301 | 38.8301 | 4.7968 | 43.6269 | 501.7538 | 420.7934 | 420.7934 | 462.3606 | 39.3932 | 460.1866 | 41.5673 | 41.5673 | 501.7538 | 66.9103 | 54.3953 | 54.3953 | 54.3953 | 12.515 | 66.9103 | 2598.9724 | 2598.9724 | 1323.7361 | 1323.7361 | 404.3878 | 404.3878 | 680.3666 | 680.3666 | 190.482 | 190.482 | 482938453.1982 | 884041093.9624 | 247766339.3543 | 137254113.4852 | 1752 | 43.0349 | 1389383.3699 | 82032.2906 | 103.1323 | 1112.5169 | 53 | 608 | 922.3846 | 152 | 38 | 0.76542
2157 | 875.592 | 201.4 | 200 | 800 | 7 | 92.39% | 100 | 144.7943 | 143.2286 | 143.2286 | 1 | 144.7943 | 100 | 261.3971 | 246.4878 | 246.4878 | 246.4878 | 14.9093 | 261.3971 | 43.6221 | 38.8253 | 38.8253 | 38.8253 | 4.7968 | 43.6221 | 514.7061 | 433.0958 | 433.0958 | 474.5325 | 40.1736 | 473.2693 | 41.4367 | 41.4367 | 514.7061 | 66.784 | 54.28 | 54.28 | 54.28 | 12.504 | 66.784 | 2681.3746 | 2681.3746 | 1406.2958 | 1406.2958 | 404.3378 | 404.3378 | 680.2825 | 680.2825 | 190.4584 | 190.4584 | 486627334.8103 | 884041093.9624 | 248042910.1366 | 133288611.2666 | 1752 | 45.2749 | 1343729.2923 | 79336.7721 | 99.7435 | 1182.0492 | 53 | 608 | 922.3846 | 152 | 38 | 0.76627
2158 | 927.0974 | 201.4 | 200 | 800 | 7 | 92.59% | 100 | 148.9007 | 147.2843 | 147.2843 | 1 | 148.9007 | 100 | 274.8426 | 259.1647 | 259.1647 | 259.1647 | 15.6779 | 274.8426 | 43.6176 | 38.8208 | 38.8208 | 38.8208 | 4.7968 | 43.6176 | 526.212 | 444.0642 | 444.0642 | 485.3514 | 40.8606 | 484.9248 | 41.2873 | 41.2873 | 526.212 | 66.6809 | 54.1839 | 54.1839 | 54.1839 | 12.497 | 66.6809 | 2763.7772 | 2763.7772 | 1488.8464 | 1488.8464 | 404.2909 | 404.2909 | 680.2036 | 680.2036 | 190.4364 | 190.4364 | 489825114.3946 | 884041093.9624 | 248342321.6612 | 129791374.8495 | 1751.9999 | 47.3544 | 1302293.0081 | 76890.2816 | 96.6677 | 1251.5815 | 53 | 608 | 922.3846 | 152 | 38 | 0.7672
2159 | 978.6028 | 201.4 | 200 | 800 | 7 | 92.73% | 100 | 153.0293 | 151.4835 | 151.4835 | 1 | 153.0293 | 100 | 288.4092 | 271.9558 | 271.9558 | 271.9558 | 16.4535 | 288.4092 | 43.6133 | 38.8165 | 38.8165 | 38.8165 | 4.7968 | 43.6133 | 535.9871 | 453.4044 | 453.4044 | 494.5355 | 41.4516 | 494.856 | 41.1311 | 41.1311 | 535.9871 | 66.6247 | 54.128 | 54.128 | 54.128 | 12.4967 | 66.6247 | 2846.1802 | 2846.1802 | 1571.3885 | 1571.3885 | 404.2468 | 404.2468 | 680.1294 | 680.1294 | 190.4156 | 190.4156 | 492428322.8387 | 884041093.9624 | 248118195.3312 | 127412387.8677 | 1752 | 49.3033 | 1272742.1108 | 75145.5307 | 94.4742 | 1321.1138 | 53 | 608 | 922.3846 | 152 | 38 | 0.76651
2160 | 1030.1083 | 201.4 | 200 | 800 | 7 | 92.86% | 100 | 157.1708 | 155.6257 | 155.6257 | 1 | 157.1708 | 100 | 302.0444 | 284.8114 | 284.8114 | 284.8114 | 17.233 | 302.0444 | 43.6093 | 38.8126 | 38.8126 | 38.8126 | 4.7968 | 43.6093 | 544.5408 | 461.6153 | 461.6153 | 502.5651 | 41.9756 | 503.5909 | 40.9498 | 40.9498 | 544.5408 | 66.5908 | 54.091 | 54.091 | 54.091 | 12.4998 | 66.5908 | 2928.5835 | 2928.5835 | 1653.923 | 1653.923 | 404.2052 | 404.2052 | 680.0594 | 680.0594 | 190.396 | 190.396 | 494796924.6851 | 884041093.9624 | 248035792.09 | 125126192.2108 | 1752 | 51.1129 | 1246578.3668 | 73600.765 | 92.5321 | 1390.6462 | 53 | 608 | 922.3846 | 152 | 38 | 0.76626
2161 | 20.6022 | 250.8 | 200 | 800 | 7 | 72.28% | 100 | 95.1516 | 94.9903 | 94.9903 | 1 | 95.1516 | 100 | 86.3572 | 81.4482 | 81.4482 | 81.4482 | 4.909 | 86.3572 | 45.7108 | 40.7002 | 40.7002 | 40.7002 | 5.0105 | 45.7108 | 202.2156 | 125.0267 | 125.0267 | 178.6576 | 23.558 | 148.5847 | 53.6309 | 53.6309 | 202.2156 | 95.9912 | 78.6432 | 78.6432 | 78.6432 | 17.348 | 95.9912 | 1412.3771 | 1412.3771 | 33.2076 | 33.2076 | 505.3153 | 505.3153 | 682.7148 | 682.7148 | 191.1394 | 191.1394 | 35961471.56 | 1053983919.6265 | 176406135.985 | 485648472.8285 | 1752 | 0.80409 | 6378496.5371 | 376600.6511 | 473.4685 | 27.8129 | 66 | 608 | 922.3846 | 152 | 38 | 0.54617
2162 | 51.5054 | 250.8 | 200 | 800 | 7 | 74.69% | 100 | 95.7089 | 95.4547 | 95.4547 | 1 | 95.7089 | 100 | 88.5465 | 83.5118 | 83.5118 | 83.5118 | 5.0347 | 88.5465 | 45.6922 | 40.6825 | 40.6825 | 40.6825 | 5.0096 | 45.6922 | 213.0674 | 136.4627 | 136.4627 | 189.1172 | 23.9502 | 160.4129 | 52.6545 | 52.6545 | 213.0674 | 100.8332 | 82.5558 | 82.5558 | 82.5558 | 18.2774 | 100.8332 | 1461.8087 | 1461.8087 | 82.9975 | 82.9975 | 505.184 | 505.184 | 682.5375 | 682.5375 | 191.0898 | 191.0898 | 87512395.4629 | 1054122007.2288 | 166850780.7008 | 443514816.6074 | 1752 | 1.3218 | 5710042.9601 | 337133.6621 | 423.85 | 69.5323 | 66 | 608 | 922.3846 | 152 | 38 | 0.51673
2163 | 154.5162 | 250.8 | 200 | 800 | 7 | 82.15% | 100 | 98.547 | 97.7709 | 97.7709 | 1 | 98.547 | 100 | 101.4329 | 95.6614 | 95.6614 | 95.6614 | 5.7715 | 101.4329 | 45.6658 | 40.6557 | 40.6557 | 40.6557 | 5.0101 | 45.6658 | 266.3814 | 189.9473 | 189.9473 | 239.8876 | 26.4938 | 216.4411 | 49.9403 | 49.9403 | 266.3814 | 106.404 | 86.9349 | 86.9349 | 86.9349 | 19.4691 | 106.404 | 1626.587 | 1626.587 | 248.8063 | 248.8063 | 504.8064 | 504.8064 | 682.0273 | 682.0273 | 190.9469 | 190.9469 | 227469101.3141 | 1054021146.5644 | 157809556.0784 | 312700169.936 | 1752 | 4.9674 | 3802710.2718 | 224520.4894 | 282.2709 | 208.5969 | 66 | 608 | 922.3846 | 152 | 38 | 0.48887
2164 | 206.0217 | 250.8 | 200 | 800 | 7 | 85.3% | 100 | 100.5386 | 99.4689 | 99.4689 | 1 | 100.5386 | 100 | 110.9187 | 104.6056 | 104.6056 | 104.6056 | 6.3131 | 110.9187 | 45.6498 | 40.6401 | 40.6401 | 40.6401 | 5.0097 | 45.6498 | 305.7187 | 228.2169 | 228.2169 | 277.0991 | 28.6196 | 256.8364 | 48.8822 | 48.8822 | 305.7187 | 102.1763 | 83.3698 | 83.3698 | 83.3698 | 18.8066 | 102.1763 | 1708.979 | 1708.979 | 331.6363 | 331.6363 | 504.646 | 504.646 | 681.8105 | 681.8105 | 190.8862 | 190.8862 | 275667014.7423 | 1054176204.1193 | 164542127.2054 | 257614623.0096 | 1752 | 7.7354 | 3067896.1339 | 181135.4251 | 227.7264 | 278.1292 | 66 | 608 | 922.3846 | 152 | 38 | 0.50961
2165 | 257.5271 | 250.8 | 200 | 800 | 7 | 87.78% | 100 | 102.9978 | 101.7565 | 101.7565 | 1 | 102.9978 | 100 | 122.0063 | 115.0603 | 115.0603 | 115.0603 | 6.9461 | 122.0063 | 45.6356 | 40.6262 | 40.6262 | 40.6262 | 5.0095 | 45.6356 | 352.163 | 273.0292 | 273.0292 | 320.8927 | 31.2703 | 304.2994 | 47.8635 | 47.8635 | 352.163 | 97.3615 | 79.3582 | 79.3582 | 79.3582 | 18.0033 | 97.3615 | 1791.3727 | 1791.3727 | 414.4262 | 414.4262 | 504.5008 | 504.5008 | 681.6144 | 681.6144 | 190.8313 | 190.8313 | 311853836.4316 | 1054138144.8597 | 171956423.7101 | 214051534.237 | 1751.9999 | 11.1794 | 2493291.5629 | 147209.4906 | 185.0742 | 347.6615 | 66 | 608 | 922.3846 | 152 | 38 | 0.53246
2166 | 309.0325 | 250.8 | 200 | 800 | 7 | 89.61% | 100 | 105.9238 | 104.504 | 104.504 | 1 | 105.9238 | 100 | 134.3651 | 126.7135 | 126.7135 | 126.7135 | 7.6515 | 134.3651 | 45.6216 | 40.6125 | 40.6125 | 40.6125 | 5.0091 | 45.6216 | 400.1976 | 319.2372 | 319.2372 | 366.1539 | 34.0437 | 353.2809 | 46.9167 | 46.9167 | 400.1976 | 94.1014 | 76.6112 | 76.6112 | 76.6112 | 17.4902 | 94.1014 | 1873.7677 | 1873.7677 | 497.1814 | 497.1814 | 504.3688 | 504.3688 | 681.4361 | 681.4361 | 190.7814 | 190.7814 | 338220909.1266 | 1054300169.8305 | 177445907.4328 | 182033063.184 | 1752 | 15.0212 | 2073475.7561 | 122422.6297 | 153.9117 | 417.1938 | 66 | 608 | 922.3846 | 152 | 38 | 0.54937
2167 | 360.5379 | 250.8 | 200 | 800 | 7 | 90.87% | 100 | 109.2454 | 107.7993 | 107.7993 | 1 | 109.2454 | 100 | 147.8643 | 139.4421 | 139.4421 | 139.4421 | 8.4222 | 147.8643 | 45.6062 | 40.5977 | 40.5977 | 40.5977 | 5.0085 | 45.6062 | 445.8501 | 362.9486 | 362.9486 | 409.1686 | 36.6815 | 399.6301 | 46.22 | 46.22 | 445.8501 | 92.1753 | 74.975 | 74.975 | 74.975 | 17.2002 | 92.1753 | 1956.1639 | 1956.1639 | 579.9064 | 579.9064 | 504.2484 | 504.2484 | 681.2733 | 681.2733 | 190.7358 | 190.7358 | 357529496.8047 | 1054375084.5122 | 180162897.1884 | 159932618.57 | 1752.0001 | 19.0527 | 1795973.4765 | 106038.2767 | 133.3131 | 486.7262 | 66 | 608 | 922.3846 | 152 | 38 | 0.55775
2168 | 412.0433 | 250.8 | 200 | 800 | 7 | 91.81% | 100 | 112.7608 | 111.2702 | 111.2702 | 1 | 112.7608 | 100 | 162.0076 | 152.778 | 152.778 | 152.778 | 9.2297 | 162.0076 | 45.5971 | 40.5887 | 40.5887 | 40.5887 | 5.0084 | 45.5971 | 487.9574 | 403.7072 | 403.7072 | 448.8044 | 39.153 | 442.8601 | 45.0973 | 45.0973 | 487.9574 | 90.8959 | 73.8725 | 73.8725 | 73.8725 | 17.0234 | 90.8959 | 2038.5611 | 2038.5611 | 662.605 | 662.605 | 504.1379 | 504.1379 | 681.1241 | 681.1241 | 190.6941 | 190.6941 | 372077262.2627 | 1054375313.836 | 181996194.3344 | 143551306.7274 | 1752.0001 | 22.9443 | 1569268.7625 | 92653.1251 | 116.485 | 556.2585 | 66 | 608 | 922.3846 | 152 | 38 | 0.56339
2169 | 463.5487 | 250.8 | 200 | 800 | 7 | 92.45% | 100 | 116.5128 | 115.0449 | 115.0449 | 1 | 116.5128 | 100 | 176.8132 | 166.7381 | 166.7381 | 166.7381 | 10.0751 | 176.8132 | 45.589 | 40.5806 | 40.5806 | 40.5806 | 5.0085 | 45.589 | 524.2883 | 438.4686 | 438.4686 | 483.0228 | 41.2655 | 479.7341 | 44.5542 | 44.5542 | 524.2883 | 90.2148 | 73.2597 | 73.2597 | 73.2597 | 16.955 | 90.2148 | 2120.9593 | 2120.9593 | 745.2804 | 745.2804 | 504.0364 | 504.0364 | 680.9869 | 680.9869 | 190.6556 | 190.6556 | 382971986.6821 | 1054399119.5481 | 182414125.6916 | 132214786.8224 | 1752 | 26.6878 | 1431198.4814 | 84501.148 | 106.2362 | 625.7908 | 66 | 608 | 922.3846 | 152 | 38 | 0.56468
2170 | 515.0541 | 250.8 | 200 | 800 | 7 | 92.97% | 100 | 120.3733 | 118.84 | 118.84 | 1 | 120.3733 | 100 | 191.8352 | 180.9022 | 180.9022 | 180.9022 | 10.9329 | 191.8352 | 45.5806 | 40.5722 | 40.5722 | 40.5722 | 5.0084 | 45.5806 | 557.0611 | 469.7741 | 469.7741 | 513.8929 | 43.1682 | 512.9423 | 44.1188 | 44.1188 | 557.0611 | 89.8346 | 72.8964 | 72.8964 | 72.8964 | 16.9382 | 89.8346 | 2203.3582 | 2203.3582 | 827.9353 | 827.9353 | 503.9426 | 503.9426 | 680.8602 | 680.8602 | 190.6202 | 190.6202 | 391832802.8968 | 1054328933.4755 | 182753127.7859 | 123085130.1039 | 1752 | 30.1684 | 1318418.334 | 77842.3568 | 97.8647 | 695.3231 | 66 | 608 | 922.3846 | 152 | 38 | 0.56573
2171 | 566.5595 | 250.8 | 200 | 800 | 7 | 93.41% | 100 | 124.2855 | 122.6879 | 122.6879 | 1 | 124.2855 | 100 | 206.9083 | 195.1144 | 195.1144 | 195.1144 | 11.7939 | 206.9083 | 45.5738 | 40.5654 | 40.5654 | 40.5654 | 5.0084 | 45.5738 | 588.4123 | 499.8746 | 499.8746 | 543.406 | 45.0064 | 544.881 | 43.5313 | 43.5313 | 588.4123 | 89.5418 | 72.6201 | 72.6201 | 72.6201 | 16.9217 | 89.5418 | 2285.7579 | 2285.7579 | 910.5719 | 910.5719 | 503.8558 | 503.8558 | 680.7429 | 680.7429 | 190.5873 | 190.5873 | 399084884.909 | 1054394576.9304 | 183074993.9662 | 115445544.1944 | 1752 | 33.3766 | 1218056.2454 | 71916.7554 | 90.4149 | 764.8554 | 66 | 608 | 922.3846 | 152 | 38 | 0.56672
2172 | 618.065 | 250.8 | 200 | 800 | 7 | 93.73% | 100 | 128.2667 | 126.7407 | 126.7407 | 1 | 128.2667 | 100 | 222.2141 | 209.5459 | 209.5459 | 209.5459 | 12.6683 | 222.2141 | 45.5668 | 40.5585 | 40.5585 | 40.5585 | 5.0083 | 45.5668 | 615.7066 | 526.1132 | 526.1132 | 569.1037 | 46.603 | 572.7162 | 42.9905 | 42.9905 | 615.7066 | 89.4319 | 72.5 | 72.5 | 72.5 | 16.9319 | 89.4319 | 2368.1582 | 2368.1582 | 993.1923 | 993.1923 | 503.7752 | 503.7752 | 680.634 | 680.634 | 190.5568 | 190.5568 | 404921135.0554 | 1054398721.1727 | 182756402.4224 | 109923695.246 | 1752 | 36.3654 | 1148903.896 | 67833.8465 | 85.2818 | 834.3877 | 66 | 608 | 922.3846 | 152 | 38 | 0.56574
2173 | 669.5704 | 250.8 | 200 | 800 | 7 | 93.97% | 100 | 132.3025 | 130.8443 | 130.8443 | 1 | 132.3025 | 100 | 237.6724 | 224.121 | 224.121 | 224.121 | 13.5514 | 237.6724 | 45.5601 | 40.5519 | 40.5519 | 40.5519 | 5.0083 | 45.5601 | 639.1797 | 548.6828 | 548.6828 | 591.2098 | 47.97 | 596.6528 | 42.527 | 42.527 | 639.1797 | 89.4826 | 72.5165 | 72.5165 | 72.5165 | 16.9661 | 89.4826 | 2450.5591 | 2450.5591 | 1075.798 | 1075.798 | 503.7001 | 503.7001 | 680.5326 | 680.5326 | 190.5285 | 190.5285 | 409809143.983 | 1054389491.2781 | 182202152.1151 | 105599212.6238 | 1752 | 39.1298 | 1091123.238 | 64422.3477 | 80.9928 | 903.92 | 66 | 608 | 922.3846 | 152 | 38 | 0.56403
2174 | 721.0758 | 250.8 | 200 | 800 | 7 | 94.19% | 100 | 136.3755 | 134.8733 | 134.8733 | 1 | 136.3755 | 100 | 253.2443 | 238.8031 | 238.8031 | 238.8031 | 14.4412 | 253.2443 | 45.5542 | 40.546 | 40.546 | 40.546 | 5.0082 | 45.5542 | 659.9892 | 568.6698 | 568.6698 | 610.7955 | 49.1937 | 617.8635 | 42.1257 | 42.1257 | 659.9892 | 89.5746 | 72.5703 | 72.5703 | 72.5703 | 17.0042 | 89.5746 | 2532.9605 | 2532.9605 | 1158.3906 | 1158.3906 | 503.6301 | 503.6301 | 680.438 | 680.438 | 190.502 | 190.502 | 413986032.3338 | 1054406752.1578 | 181888623.4102 | 101718597.6778 | 1752 | 41.6757 | 1040739.6035 | 61447.5857 | 77.2529 | 973.4523 | 66 | 608 | 922.3846 | 152 | 38 | 0.56306
2175 | 772.5812 | 250.8 | 200 | 800 | 7 | 94.37% | 100 | 140.4796 | 138.9833 | 138.9833 | 1 | 140.4796 | 100 | 268.8727 | 253.5384 | 253.5384 | 253.5384 | 15.3343 | 268.8727 | 45.5484 | 40.5402 | 40.5402 | 40.5402 | 5.0082 | 45.5484 | 679.1145 | 586.9154 | 586.9154 | 628.7801 | 50.3343 | 637.2497 | 41.8647 | 41.8647 | 679.1145 | 89.6743 | 72.6328 | 72.6328 | 72.6328 | 17.0415 | 89.6743 | 2615.3624 | 2615.3624 | 1240.9713 | 1240.9713 | 503.5645 | 503.5645 | 680.3494 | 680.3494 | 190.4772 | 190.4772 | 417548878.9745 | 1054418400.0847 | 181477505.41 | 98555215.5308 | 1752 | 44.0412 | 1004105.7988 | 59284.6442 | 74.5336 | 1042.9846 | 66 | 608 | 922.3846 | 152 | 38 | 0.5618
2176 | 824.0866 | 250.8 | 200 | 800 | 7 | 94.54% | 100 | 144.6087 | 143.057 | 143.057 | 1 | 144.6087 | 100 | 284.5649 | 268.3338 | 268.3338 | 268.3338 | 16.2311 | 284.5649 | 45.5423 | 40.5343 | 40.5343 | 40.5343 | 5.008 | 45.5423 | 696.4651 | 603.3784 | 603.3784 | 645.0821 | 51.383 | 654.7614 | 41.7037 | 41.7037 | 696.4651 | 89.7932 | 72.7136 | 72.7136 | 72.7136 | 17.0796 | 89.7932 | 2697.7647 | 2697.7647 | 1323.5412 | 1323.5412 | 503.5031 | 503.5031 | 680.2664 | 680.2664 | 190.4539 | 190.4539 | 420632180.4447 | 1054448336.446 | 181231372.0694 | 95688111.0399 | 1752 | 46.2247 | 970871.0128 | 57322.3883 | 72.0666 | 1112.5169 | 66 | 608 | 922.3846 | 152 | 38 | 0.56104
2177 | 875.592 | 250.8 | 200 | 800 | 7 | 94.67% | 100 | 148.7519 | 147.2025 | 147.2025 | 1 | 148.7519 | 100 | 300.2479 | 283.1205 | 283.1205 | 283.1205 | 17.1275 | 300.2479 | 45.5374 | 40.5294 | 40.5294 | 40.5294 | 5.008 | 45.5374 | 711.9345 | 618.0707 | 618.0707 | 659.6218 | 52.3128 | 670.3835 | 41.5511 | 41.5511 | 711.9345 | 89.9552 | 72.829 | 72.829 | 72.829 | 17.1262 | 89.9552 | 2780.1674 | 2780.1674 | 1406.1014 | 1406.1014 | 503.4454 | 503.4454 | 680.1885 | 680.1885 | 190.4321 | 190.4321 | 423379818.4419 | 1054426141.6483 | 180784501.666 | 93409472.7284 | 1751.9999 | 48.2545 | 944973.0787 | 55793.3166 | 70.1443 | 1182.0492 | 66 | 608 | 922.3846 | 152 | 38 | 0.55966
2178 | 927.0974 | 250.8 | 200 | 800 | 7 | 94.8% | 100 | 152.9014 | 151.2591 | 151.2591 | 1 | 152.9014 | 100 | 315.9731 | 297.9467 | 297.9467 | 297.9467 | 18.0263 | 315.9731 | 45.5331 | 40.5251 | 40.5251 | 40.5251 | 5.008 | 45.5331 | 726.6343 | 632.0665 | 632.0665 | 673.4387 | 53.1956 | 685.2621 | 41.3722 | 41.3722 | 726.6343 | 90.0567 | 72.8966 | 72.8966 | 72.8966 | 17.1601 | 90.0567 | 2862.5705 | 2862.5705 | 1488.6527 | 1488.6527 | 503.3911 | 503.3911 | 680.1151 | 680.1151 | 190.4116 | 190.4116 | 425818413.9793 | 1054436083.3185 | 180673382.3487 | 91072141.512 | 1752 | 50.1363 | 915609.1355 | 54059.6039 | 67.9646 | 1251.5815 | 66 | 608 | 922.3846 | 152 | 38 | 0.55932
2179 | 978.6028 | 250.8 | 200 | 800 | 7 | 94.9% | 100 | 157.0621 | 155.4352 | 155.4352 | 1 | 157.0621 | 100 | 331.833 | 312.9001 | 312.9001 | 312.9001 | 18.933 | 331.833 | 45.529 | 40.521 | 40.521 | 40.521 | 5.008 | 45.529 | 739.331 | 644.1912 | 644.1912 | 685.3747 | 53.9563 | 698.1475 | 41.1835 | 41.1835 | 739.331 | 90.1355 | 72.946 | 72.946 | 72.946 | 17.1895 | 90.1355 | 2944.9738 | 2944.9738 | 1571.1958 | 1571.1958 | 503.3399 | 503.3399 | 680.0459 | 680.0459 | 190.3922 | 190.3922 | 427774377.2853 | 1054439339.4663 | 180371227.3005 | 89415055.9479 | 1752 | 51.8939 | 894466.6201 | 52811.3027 | 66.3952 | 1321.1138 | 66 | 608 | 922.3846 | 152 | 38 | 0.55839
2180 | 1030.1083 | 250.8 | 200 | 800 | 7 | 94.96% | 100 | 161.2364 | 159.6721 | 159.6721 | 1 | 161.2364 | 100 | 347.7768 | 327.9324 | 327.9324 | 327.9324 | 19.8445 | 347.7768 | 45.5248 | 40.5168 | 40.5168 | 40.5168 | 5.008 | 45.5248 | 749.6739 | 654.0795 | 654.0795 | 695.101 | 54.5728 | 708.6523 | 41.0215 | 41.0215 | 749.6739 | 90.2628 | 73.0346 | 73.0346 | 73.0346 | 17.2282 | 90.2628 | 3027.3775 | 3027.3775 | 1653.7314 | 1653.7314 | 503.2916 | 503.2916 | 679.9806 | 679.9806 | 190.3739 | 190.3739 | 429493377.4285 | 1054445574.916 | 179833372.4248 | 88227675.2307 | 1752 | 53.5416 | 881874.0881 | 52067.8116 | 65.4605 | 1390.6462 | 66 | 608 | 922.3846 | 152 | 38 | 0.55673
2181 | 20.6022 | 300.2 | 200 | 800 | 7 | 77.83% | 100 | 96.3607 | 96.0975 | 96.0975 | 1 | 96.3607 | 100 | 90.3534 | 85.2148 | 85.2148 | 85.2148 | 5.1386 | 90.3534 | 50.6447 | 45.0908 | 45.0908 | 45.0908 | 5.5538 | 50.6447 | 233.9518 | 155.7865 | 155.7865 | 208.6441 | 25.3077 | 181.0943 | 52.8576 | 52.8576 | 233.9518 | 87.6492 | 71.5794 | 71.5794 | 71.5794 | 16.0697 | 87.6492 | 1511.1509 | 1511.1509 | 33.191 | 33.191 | 604.5438 | 604.5438 | 682.3725 | 682.3725 | 191.0436 | 191.0436 | 34356302.6971 | 1138063108.5904 | 191193372.0082 | 388387216.7044 | 1752 | 5.0448 | 5032277.5298 | 297116.8806 | 373.5402 | 27.8129 | 79 | 608 | 922.3846 | 152 | 38 | 0.59173
2182 | 51.5054 | 300.2 | 200 | 800 | 7 | 80.12% | 100 | 97.1888 | 96.7922 | 96.7922 | 1 | 97.1888 | 100 | 92.6139 | 87.3456 | 87.3456 | 87.3456 | 5.2683 | 92.6139 | 50.6287 | 45.0755 | 45.0755 | 45.0755 | 5.5532 | 50.6287 | 251.2531 | 172.9182 | 172.9182 | 225.0668 | 26.1863 | 199.1045 | 52.1486 | 52.1486 | 251.2531 | 91.7955 | 74.9406 | 74.9406 | 74.9406 | 16.8549 | 91.7955 | 1560.5843 | 1560.5843 | 82.9587 | 82.9587 | 604.4071 | 604.4071 | 682.2182 | 682.2182 | 191.0004 | 191.0004 | 83697243.6897 | 1138193348.1186 | 181794610.3718 | 348314797.8198 | 1752 | 6.0528 | 4449046.0645 | 262681.5951 | 330.2476 | 69.5323 | 79 | 608 | 922.3846 | 152 | 38 | 0.56277
2183 | 154.5162 | 300.2 | 200 | 800 | 7 | 86.56% | 100 | 100.8946 | 100 | 100 | 1 | 100.8946 | 100 | 105.6882 | 99.6725 | 99.6725 | 99.6725 | 6.0157 | 105.6882 | 50.5957 | 45.0429 | 45.0429 | 45.0429 | 5.5528 | 50.5957 | 331.7457 | 251.505 | 251.505 | 301.2665 | 30.4792 | 281.9842 | 49.7615 | 49.7615 | 331.7457 | 102.7595 | 83.696 | 83.696 | 83.696 | 19.0635 | 102.7595 | 1725.3673 | 1725.3673 | 248.7125 | 248.7125 | 604.01 | 604.01 | 681.7699 | 681.7699 | 190.8749 | 190.8749 | 218147945.9109 | 1138307203.6009 | 160137768.7561 | 235407148.5595 | 1752.0001 | 10.9194 | 2857722.1768 | 168726.2862 | 212.1254 | 208.5969 | 79 | 608 | 922.3846 | 152 | 38 | 0.49605
2184 | 206.0217 | 300.2 | 200 | 800 | 7 | 88.99% | 100 | 103.3934 | 102.197 | 102.197 | 1 | 103.3934 | 100 | 116.0489 | 109.4416 | 109.4416 | 109.4416 | 6.6072 | 116.0489 | 50.5856 | 45.0325 | 45.0325 | 45.0325 | 5.5531 | 50.5856 | 386.1171 | 303.7713 | 303.7713 | 352.59 | 33.5271 | 337.2984 | 48.8187 | 48.8187 | 386.1171 | 104.324 | 84.8313 | 84.8313 | 84.8313 | 19.4927 | 104.324 | 1807.7612 | 1807.7612 | 331.5231 | 331.5231 | 603.8396 | 603.8396 | 681.5776 | 681.5776 | 190.821 | 190.821 | 263289238.5005 | 1138214415.6151 | 157616308.1625 | 192880039.4268 | 1752 | 14.1269 | 2281330.7117 | 134694.8495 | 169.3406 | 278.1292 | 79 | 608 | 922.3846 | 152 | 38 | 0.48828
2185 | 257.5271 | 300.2 | 200 | 800 | 7 | 90.95% | 100 | 106.1971 | 104.7761 | 104.7761 | 1 | 106.1971 | 100 | 128.8609 | 121.5225 | 121.5225 | 121.5225 | 7.3384 | 128.8609 | 50.5685 | 45.016 | 45.016 | 45.016 | 5.5525 | 50.5685 | 451.6721 | 366.7537 | 366.7537 | 414.3571 | 37.315 | 404.0687 | 47.6034 | 47.6034 | 451.6721 | 102.3176 | 83.0846 | 83.0846 | 83.0846 | 19.233 | 102.3176 | 1890.1565 | 1890.1565 | 414.2974 | 414.2974 | 603.6845 | 603.6845 | 681.4025 | 681.4025 | 190.772 | 190.772 | 294662309.8016 | 1138332412.8512 | 160445290.8064 | 158559892.3316 | 1751.9999 | 17.5896 | 1837470.1055 | 108488.3301 | 136.3933 | 347.6615 | 79 | 608 | 922.3846 | 152 | 38 | 0.49699
2186 | 309.0325 | 300.2 | 200 | 800 | 7 | 92.25% | 100 | 109.4714 | 107.8917 | 107.8917 | 1 | 109.4714 | 100 | 143.5431 | 135.3667 | 135.3667 | 135.3667 | 8.1764 | 143.5431 | 50.5568 | 45.0044 | 45.0044 | 45.0044 | 5.5524 | 50.5568 | 513.1127 | 425.765 | 425.765 | 472.2425 | 40.8701 | 466.6352 | 46.4775 | 46.4775 | 513.1127 | 101.3668 | 82.2233 | 82.2233 | 82.2233 | 19.1435 | 101.3668 | 1972.5529 | 1972.5529 | 497.0402 | 497.0402 | 603.5428 | 603.5428 | 681.2426 | 681.2426 | 190.7272 | 190.7272 | 316225816.5265 | 1138354613.9143 | 161573165.0256 | 135846404.5336 | 1752 | 21.3201 | 1528403.7792 | 90240.3654 | 113.4517 | 417.1938 | 79 | 608 | 922.3846 | 152 | 38 | 0.50047
2187 | 360.5379 | 300.2 | 200 | 800 | 7 | 93.14% | 100 | 113.0011 | 111.4849 | 111.4849 | 1 | 113.0011 | 100 | 159.022 | 149.962 | 149.962 | 149.962 | 9.0599 | 159.022 | 50.5449 | 44.9928 | 44.9928 | 44.9928 | 5.5521 | 50.5449 | 572.125 | 482.4575 | 482.4575 | 527.8157 | 44.3092 | 526.7667 | 45.3582 | 45.3582 | 572.125 | 100.7971 | 81.6896 | 81.6896 | 81.6896 | 19.1075 | 100.7971 | 2054.9503 | 2054.9503 | 579.7554 | 579.7554 | 603.4129 | 603.4129 | 681.0959 | 681.0959 | 190.6862 | 190.6862 | 331967653.7551 | 1138465307.6657 | 161466729.4998 | 120100309.0794 | 1752 | 25.022 | 1313861.6535 | 77573.3202 | 97.5265 | 486.7262 | 79 | 608 | 922.3846 | 152 | 38 | 0.50014
2188 | 412.0433 | 300.2 | 200 | 800 | 7 | 93.79% | 100 | 116.755 | 115.1544 | 115.1544 | 1 | 116.755 | 100 | 175.2148 | 165.2305 | 165.2305 | 165.2305 | 9.9843 | 175.2148 | 50.5344 | 44.9824 | 44.9824 | 44.9824 | 5.5519 | 50.5344 | 622.6618 | 530.8686 | 530.8686 | 575.3931 | 47.2687 | 578.1374 | 44.5244 | 44.5244 | 622.6618 | 100.8722 | 81.6849 | 81.6849 | 81.6849 | 19.1873 | 100.8722 | 2137.3486 | 2137.3486 | 662.4462 | 662.4462 | 603.2932 | 603.2932 | 680.9609 | 680.9609 | 190.6484 | 190.6484 | 343700910.8294 | 1138513341.6798 | 160965979.1918 | 108819768.2989 | 1752 | 28.5772 | 1175770.6511 | 69420.1196 | 87.2761 | 556.2585 | 79 | 608 | 922.3846 | 152 | 38 | 0.4986
2189 | 463.5487 | 300.2 | 200 | 800 | 7 | 94.24% | 100 | 120.6448 | 119.1303 | 119.1303 | 1 | 120.6448 | 100 | 191.8906 | 180.9542 | 180.9542 | 180.9542 | 10.9365 | 191.8906 | 50.5254 | 44.9736 | 44.9736 | 44.9736 | 5.5519 | 50.5254 | 667.3551 | 573.4279 | 573.4279 | 617.4492 | 49.9059 | 623.3338 | 44.0213 | 44.0213 | 667.3551 | 100.9959 | 81.7243 | 81.7243 | 81.7243 | 19.2716 | 100.9959 | 2219.7477 | 2219.7477 | 745.1154 | 745.1154 | 603.1827 | 603.1827 | 680.8361 | 680.8361 | 190.6134 | 190.6134 | 352489928.0663 | 1138476462.7389 | 160052650.3 | 100980862.6258 | 1751.9999 | 31.9396 | 1082524.1623 | 63914.6391 | 80.3545 | 625.7908 | 79 | 608 | 922.3846 | 152 | 38 | 0.49578
2190 | 515.0541 | 300.2 | 200 | 800 | 7 | 94.63% | 100 | 124.5959 | 123.0077 | 123.0077 | 1 | 124.5959 | 100 | 208.7602 | 196.8604 | 196.8604 | 196.8604 | 11.8998 | 208.7602 | 50.5189 | 44.9669 | 44.9669 | 44.9669 | 5.552 | 50.5189 | 709.2232 | 613.3256 | 613.3256 | 656.8141 | 52.4091 | 665.7347 | 43.4885 | 43.4885 | 709.2232 | 101.0012 | 81.6744 | 81.6744 | 81.6744 | 19.3268 | 101.0012 | 2302.1475 | 2302.1475 | 827.7655 | 827.7655 | 603.0803 | 603.0803 | 680.7206 | 680.7206 | 190.5811 | 190.5811 | 359625236.4122 | 1138486315.4666 | 159718919.0082 | 94169471.2295 | 1751.9999 | 35.0239 | 992201.2292 | 58581.7719 | 73.65 | 695.3231 | 79 | 608 | 922.3846 | 152 | 38 | 0.49476
2191 | 566.5595 | 300.2 | 200 | 800 | 7 | 94.93% | 100 | 128.5967 | 126.9378 | 126.9378 | 1 | 128.5967 | 100 | 225.8386 | 212.9633 | 212.9633 | 212.9633 | 12.8753 | 225.8386 | 50.5109 | 44.959 | 44.959 | 44.959 | 5.5519 | 50.5109 | 745.9566 | 648.5572 | 648.5572 | 691.3715 | 54.5851 | 703.1423 | 42.8143 | 42.8143 | 745.9566 | 101.1418 | 81.7456 | 81.7456 | 81.7456 | 19.3962 | 101.1418 | 2384.548 | 2384.548 | 910.3985 | 910.3985 | 602.9852 | 602.9852 | 680.6132 | 680.6132 | 190.551 | 190.551 | 365263692.4685 | 1138501721.4931 | 159386274.737 | 88848311.3015 | 1752 | 37.8744 | 925327.8867 | 54633.4207 | 68.686 | 764.8554 | 79 | 608 | 922.3846 | 152 | 38 | 0.49373
2192 | 618.065 | 300.2 | 200 | 800 | 7 | 95.18% | 100 | 132.6551 | 130.9667 | 130.9667 | 1 | 132.6551 | 100 | 243.0207 | 229.164 | 229.164 | 229.164 | 13.8567 | 243.0207 | 50.5032 | 44.9515 | 44.9515 | 44.9515 | 5.5518 | 50.5032 | 780.0221 | 680.9648 | 680.9648 | 723.4119 | 56.6102 | 737.575 | 42.4471 | 42.4471 | 780.0221 | 101.3154 | 81.8577 | 81.8577 | 81.8577 | 19.4577 | 101.3154 | 2466.949 | 2466.949 | 993.0161 | 993.0161 | 602.8966 | 602.8966 | 680.5132 | 680.5132 | 190.523 | 190.523 | 370019952.2526 | 1138532750.5036 | 158923771.9649 | 84523492.1752 | 1752 | 40.5138 | 870198.5803 | 51378.4636 | 64.5938 | 834.3877 | 79 | 608 | 922.3846 | 152 | 38 | 0.49231
2193 | 669.5704 | 300.2 | 200 | 800 | 7 | 95.35% | 100 | 136.7578 | 135.1412 | 135.1412 | 1 | 136.7578 | 100 | 260.2995 | 245.4557 | 245.4557 | 245.4557 | 14.8439 | 260.2995 | 50.4968 | 44.945 | 44.945 | 44.945 | 5.5517 | 50.4968 | 809.0188 | 708.44 | 708.44 | 750.6802 | 58.3386 | 766.7786 | 42.2402 | 42.2402 | 809.0188 | 101.6333 | 82.0901 | 82.0901 | 82.0901 | 19.5432 | 101.6333 | 2549.3505 | 2549.3505 | 1075.6198 | 1075.6198 | 602.8139 | 602.8139 | 680.4199 | 680.4199 | 190.4969 | 190.4969 | 373914548.9388 | 1138530235.4944 | 158130467.4809 | 81424748.0858 | 1752 | 42.9706 | 836275.4578 | 49375.5668 | 62.0758 | 903.92 | 79 | 608 | 922.3846 | 152 | 38 | 0.48986
2194 | 721.0758 | 300.2 | 200 | 800 | 7 | 95.52% | 100 | 140.8767 | 139.1976 | 139.1976 | 1 | 140.8767 | 100 | 277.6064 | 261.7737 | 261.7737 | 261.7737 | 15.8327 | 277.6064 | 50.4907 | 44.939 | 44.939 | 44.939 | 5.5517 | 50.4907 | 834.8175 | 733.0154 | 733.0154 | 774.9312 | 59.8863 | 792.9017 | 41.9158 | 41.9158 | 834.8175 | 101.9962 | 82.3634 | 82.3634 | 82.3634 | 19.6328 | 101.9962 | 2631.7525 | 2631.7525 | 1158.211 | 1158.211 | 602.7365 | 602.7365 | 680.3325 | 680.3325 | 190.4724 | 190.4724 | 377489642.6291 | 1138545009.6357 | 157464368.0209 | 78500979.7143 | 1752 | 45.2336 | 795395.7429 | 46961.9373 | 59.0413 | 973.4523 | 79 | 608 | 922.3846 | 152 | 38 | 0.48781
2195 | 772.5812 | 300.2 | 200 | 800 | 7 | 95.65% | 100 | 145.0098 | 143.3392 | 143.3392 | 1 | 145.0098 | 100 | 294.9136 | 278.0919 | 278.0919 | 278.0919 | 16.8217 | 294.9136 | 50.4853 | 44.9336 | 44.9336 | 44.9336 | 5.5517 | 50.4853 | 858.1404 | 755.2884 | 755.2884 | 796.8612 | 61.2791 | 816.5675 | 41.5728 | 41.5728 | 858.1404 | 102.3748 | 82.6512 | 82.6512 | 82.6512 | 19.7236 | 102.3748 | 2714.1549 | 2714.1549 | 1240.7909 | 1240.7909 | 602.6639 | 602.6639 | 680.2505 | 680.2505 | 190.4495 | 190.4495 | 380497466.0047 | 1138528409.9305 | 156777464.3606 | 76196633.4834 | 1752 | 47.3371 | 769343.4973 | 45423.7547 | 57.1075 | 1042.9846 | 79 | 608 | 922.3846 | 152 | 38 | 0.48569
2196 | 824.0866 | 300.2 | 200 | 800 | 7 | 95.75% | 100 | 149.1557 | 147.5607 | 147.5607 | 1 | 149.1557 | 100 | 312.3598 | 294.5411 | 294.5411 | 294.5411 | 17.8188 | 312.3598 | 50.4802 | 44.9285 | 44.9285 | 44.9285 | 5.5517 | 50.4802 | 877.9053 | 774.0318 | 774.0318 | 815.4446 | 62.4607 | 836.4926 | 41.4127 | 41.4127 | 877.9053 | 102.594 | 82.7824 | 82.7824 | 82.7824 | 19.8116 | 102.594 | 2796.5576 | 2796.5576 | 1323.3605 | 1323.3605 | 602.5957 | 602.5957 | 680.1735 | 680.1735 | 190.4279 | 190.4279 | 382915016.7698 | 1138538994.378 | 156004574.0846 | 74541365.944 | 1752 | 49.2983 | 752162.4615 | 44409.348 | 55.8322 | 1112.5169 | 79 | 608 | 922.3846 | 152 | 38 | 0.48331
2197 | 875.592 | 300.2 | 200 | 800 | 7 | 95.85% | 100 | 153.3218 | 151.6649 | 151.6649 | 1 | 153.3218 | 100 | 329.8668 | 311.0475 | 311.0475 | 311.0475 | 18.8193 | 329.8668 | 50.4752 | 44.9236 | 44.9236 | 44.9236 | 5.5517 | 50.4752 | 895.7509 | 790.9961 | 790.9961 | 832.2062 | 63.5447 | 854.5408 | 41.2101 | 41.2101 | 895.7509 | 102.9073 | 83.0175 | 83.0175 | 83.0175 | 19.8898 | 102.9073 | 2878.9607 | 2878.9607 | 1405.9206 | 1405.9206 | 602.5314 | 602.5314 | 680.101 | 680.101 | 190.4076 | 190.4076 | 385128182.1422 | 1138545009.6357 | 155536830.9491 | 72789977.2729 | 1752 | 51.1142 | 727645.5321 | 42961.8139 | 54.0123 | 1182.0492 | 79 | 608 | 922.3846 | 152 | 38 | 0.48187
2198 | 927.0974 | 300.2 | 200 | 800 | 7 | 95.92% | 100 | 157.4953 | 155.8563 | 155.8563 | 1 | 157.4953 | 100 | 347.4609 | 327.6359 | 327.6359 | 327.6359 | 19.825 | 347.4609 | 50.4706 | 44.9189 | 44.9189 | 44.9189 | 5.5517 | 50.4706 | 911.9722 | 806.4315 | 806.4315 | 847.4435 | 64.5288 | 870.9602 | 41.012 | 41.012 | 911.9722 | 103.1482 | 83.1949 | 83.1949 | 83.1949 | 19.9533 | 103.1482 | 2961.3642 | 2961.3642 | 1488.4722 | 1488.4722 | 602.4709 | 602.4709 | 680.0327 | 680.0327 | 190.3885 | 190.3885 | 386974724.8804 | 1138545009.6357 | 155046078.6834 | 71434186.8004 | 1752 | 52.8119 | 712052.7081 | 42041.1788 | 52.8549 | 1251.5815 | 79 | 608 | 922.3846 | 152 | 38 | 0.48036
2199 | 978.6028 | 300.2 | 200 | 800 | 7 | 95.98% | 100 | 161.6808 | 160.0864 | 160.0864 | 1 | 161.6808 | 100 | 365.1708 | 344.3335 | 344.3335 | 344.3335 | 20.8373 | 365.1708 | 50.4662 | 44.9146 | 44.9146 | 44.9146 | 5.5517 | 50.4662 | 925.5698 | 819.3631 | 819.3631 | 860.2234 | 65.3464 | 884.7095 | 40.8603 | 40.8603 | 925.5698 | 103.3816 | 83.3689 | 83.3689 | 83.3689 | 20.0127 | 103.3816 | 3043.7679 | 3043.7679 | 1571.0158 | 1571.0158 | 602.4136 | 602.4136 | 679.968 | 679.968 | 190.3704 | 190.3704 | 388484638.021 | 1138545009.6357 | 154557937.3307 | 70412415.0125 | 1752 | 54.3997 | 701116.8526 | 41395.5015 | 52.0431 | 1321.1138 | 79 | 608 | 922.3846 | 152 | 38 | 0.47885
2200 | 1030.1083 | 300.2 | 200 | 800 | 7 | 96.03% | 100 | 165.8802 | 164.3069 | 164.3069 | 1 | 165.8802 | 100 | 382.9004 | 361.0495 | 361.0495 | 361.0495 | 21.8509 | 382.9004 | 50.4622 | 44.9105 | 44.9105 | 44.9105 | 5.5517 | 50.4622 | 937.1582 | 830.2777 | 830.2777 | 871.1081 | 66.05 | 896.3277 | 40.8304 | 40.8304 | 937.1582 | 103.6602 | 83.5825 | 83.5825 | 83.5825 | 20.0778 | 103.6602 | 3126.1719 | 3126.1719 | 1653.5522 | 1653.5522 | 602.3595 | 602.3595 | 679.9069 | 679.9069 | 190.3533 | 190.3533 | 389942253.7864 | 1138545009.6357 | 154005989.8377 | 69506746.7402 | 1752 | 55.8874 | 692920.5089 | 40911.5711 | 51.4347 | 1390.6462 | 79 | 608 | 922.3846 | 152 | 38 | 0.47715
2201 | 20.6022 | 353.4 | 200 | 800 | 7 | 81.61% | 100 | 99.1013 | 98.6943 | 98.6943 | 1 | 99.1013 | 100 | 94.5335 | 89.1548 | 89.1548 | 89.1548 | 5.3787 | 94.5335 | 56.6089 | 50.3984 | 50.3984 | 50.3984 | 6.2105 | 56.6089 | 264.9354 | 186.9296 | 186.9296 | 238.0994 | 26.836 | 213.7656 | 51.1698 | 51.1698 | 264.9354 | 83.6168 | 68.1073 | 68.1073 | 68.1073 | 15.5095 | 83.6168 | 1617.5264 | 1617.5264 | 33.1754 | 33.1754 | 711.3445 | 711.3445 | 682.0525 | 682.0525 | 190.954 | 190.954 | 32833120.2197 | 1198124975.6503 | 198868076.5327 | 322173827.5973 | 1752 | 11.4326 | 4046399.2521 | 238908.4299 | 300.3596 | 27.8129 | 93 | 608 | 922.3846 | 152 | 38 | 0.61538
2202 | 51.5054 | 353.4 | 200 | 800 | 7 | 83.74% | 100 | 100.1345 | 99.5849 | 99.5849 | 1 | 100.1345 | 100 | 97.1118 | 91.5853 | 91.5853 | 91.5853 | 5.5264 | 97.1118 | 56.5967 | 50.3865 | 50.3865 | 50.3865 | 6.2102 | 56.5967 | 289.1083 | 210.347 | 210.347 | 260.9371 | 28.1712 | 238.5182 | 50.5901 | 50.5901 | 289.1083 | 87.479 | 71.2279 | 71.2279 | 71.2279 | 16.2511 | 87.479 | 1666.9613 | 1666.9613 | 82.9222 | 82.9222 | 711.2044 | 711.2044 | 681.9183 | 681.9183 | 190.9164 | 190.9164 | 79811875.0831 | 1198147788.2495 | 189149428.2478 | 284890908.4195 | 1752 | 12.6492 | 3529992.3363 | 208418.6147 | 262.0273 | 69.5323 | 93 | 608 | 922.3846 | 152 | 38 | 0.58544
2203 | 154.5162 | 353.4 | 200 | 800 | 7 | 89.57% | 100 | 104.5254 | 103.3386 | 103.3386 | 1 | 104.5254 | 100 | 110.2357 | 103.959 | 103.959 | 103.959 | 6.2767 | 110.2357 | 56.5647 | 50.3548 | 50.3548 | 50.3548 | 6.2099 | 56.5647 | 404.48 | 321.0699 | 321.0699 | 369.7918 | 34.6882 | 355.7581 | 48.7219 | 48.7219 | 404.48 | 100.7368 | 81.8445 | 81.8445 | 81.8445 | 18.8923 | 100.7368 | 1831.7485 | 1831.7485 | 248.6231 | 248.6231 | 710.7942 | 710.7942 | 681.5249 | 681.5249 | 190.8063 | 190.8063 | 209069157.7397 | 1198230796.9688 | 161977320.8677 | 182722758.248 | 1752 | 17.8172 | 2166334.6127 | 127905.2236 | 160.8045 | 208.5969 | 93 | 608 | 922.3846 | 152 | 38 | 0.50171
2204 | 206.0217 | 353.4 | 200 | 800 | 7 | 91.54% | 100 | 107.3428 | 105.9346 | 105.9346 | 1 | 107.3428 | 100 | 121.4731 | 114.5549 | 114.5549 | 114.5549 | 6.9182 | 121.4731 | 56.553 | 50.343 | 50.343 | 50.343 | 6.21 | 56.553 | 479.5723 | 392.8514 | 392.8514 | 440.5461 | 39.0262 | 431.8776 | 47.6947 | 47.6947 | 479.5723 | 105.2134 | 85.3538 | 85.3538 | 85.3538 | 19.8596 | 105.2134 | 1914.1441 | 1914.1441 | 331.4146 | 331.4146 | 710.6165 | 710.6165 | 681.3545 | 681.3545 | 190.7586 | 190.7586 | 251299264.8876 | 1198213113.1389 | 154279469.9134 | 148208109.5117 | 1752 | 21.0155 | 1722032.9489 | 101672.6631 | 127.8245 | 278.1292 | 93 | 608 | 922.3846 | 152 | 38 | 0.478
2205 | 257.5271 | 353.4 | 200 | 800 | 7 | 92.94% | 100 | 110.5074 | 108.9579 | 108.9579 | 1 | 110.5074 | 100 | 136.1778 | 128.4205 | 128.4205 | 128.4205 | 7.7573 | 136.1778 | 56.5395 | 50.3298 | 50.3298 | 50.3298 | 6.2098 | 56.5395 | 558.5726 | 468.5914 | 468.5914 | 514.932 | 43.6406 | 512.2319 | 46.3407 | 46.3407 | 558.5726 | 106.5786 | 86.3034 | 86.3034 | 86.3034 | 20.2753 | 106.5786 | 1996.5408 | 1996.5408 | 414.1734 | 414.1734 | 710.4539 | 710.4539 | 681.1986 | 681.1986 | 190.7149 | 190.7149 | 278328424.9682 | 1198291070.0686 | 151724667.0577 | 123655730.1649 | 1751.9999 | 24.3879 | 1390020.4041 | 82069.9025 | 103.1796 | 347.6615 | 93 | 608 | 922.3846 | 152 | 38 | 0.47012
2206 | 309.0325 | 353.4 | 200 | 800 | 7 | 93.93% | 100 | 114.0248 | 112.31 | 112.31 | 1 | 114.0248 | 100 | 152.6225 | 143.9267 | 143.9267 | 143.9267 | 8.6958 | 152.6225 | 56.5262 | 50.3167 | 50.3167 | 50.3167 | 6.2095 | 56.5262 | 635.4339 | 541.8755 | 541.8755 | 587.2693 | 48.1647 | 590.0402 | 45.3938 | 45.3938 | 635.4339 | 107.3173 | 86.8016 | 86.8016 | 86.8016 | 20.5157 | 107.3173 | 2078.9385 | 2078.9385 | 496.9036 | 496.9036 | 710.3046 | 710.3046 | 681.0555 | 681.0555 | 190.6748 | 190.6748 | 297037051.4287 | 1198363086.4149 | 150266985.7421 | 106332825.205 | 1751.9999 | 27.7887 | 1173763.0535 | 69301.5866 | 87.1271 | 417.1938 | 93 | 608 | 922.3846 | 152 | 38 | 0.46563
2207 | 360.5379 | 353.4 | 200 | 800 | 7 | 94.57% | 100 | 117.7546 | 116.162 | 116.162 | 1 | 117.7546 | 100 | 169.9877 | 160.3007 | 160.3007 | 160.3007 | 9.687 | 169.9877 | 56.5152 | 50.3059 | 50.3059 | 50.3059 | 6.2093 | 56.5152 | 704.7369 | 608.007 | 608.007 | 652.4486 | 52.2883 | 660.2953 | 44.4416 | 44.4416 | 704.7369 | 108.1157 | 87.3696 | 87.3696 | 87.3696 | 20.7461 | 108.1157 | 2161.3371 | 2161.3371 | 579.6086 | 579.6086 | 710.167 | 710.167 | 680.9236 | 680.9236 | 190.6379 | 190.6379 | 310060959.9827 | 1198369892.0249 | 148450970.9446 | 95118177.0479 | 1752 | 31.0996 | 1025545.5621 | 60550.4956 | 76.1251 | 486.7262 | 93 | 608 | 922.3846 | 152 | 38 | 0.46004
2208 | 412.0433 | 353.4 | 200 | 800 | 7 | 95.03% | 100 | 121.6379 | 119.999 | 119.999 | 1 | 121.6379 | 100 | 188.2139 | 177.4864 | 177.4864 | 177.4864 | 10.7274 | 188.2139 | 56.5049 | 50.2958 | 50.2958 | 50.2958 | 6.2092 | 56.5049 | 761.6625 | 662.4256 | 662.4256 | 706.0226 | 55.6399 | 718.0655 | 43.597 | 43.597 | 761.6625 | 108.9628 | 87.9862 | 87.9862 | 87.9862 | 20.9766 | 108.9628 | 2243.7364 | 2243.7364 | 662.2912 | 662.2912 | 710.0398 | 710.0398 | 680.8016 | 680.8016 | 190.6038 | 190.6038 | 319563038.5634 | 1198397546.9773 | 146901101.3975 | 87138313.0618 | 1752 | 34.218 | 924746.6433 | 54599.1028 | 68.6429 | 556.2585 | 93 | 608 | 922.3846 | 152 | 38 | 0.45526
2209 | 463.5487 | 353.4 | 200 | 800 | 7 | 95.38% | 100 | 125.6131 | 123.9241 | 123.9241 | 1 | 125.6131 | 100 | 206.7482 | 194.9626 | 194.9626 | 194.9626 | 11.7857 | 206.7482 | 56.4957 | 50.2866 | 50.2866 | 50.2866 | 6.2091 | 56.4957 | 813.9682 | 712.111 | 712.111 | 755.198 | 58.7701 | 770.8811 | 43.0871 | 43.0871 | 813.9682 | 109.5638 | 88.4133 | 88.4133 | 88.4133 | 21.1504 | 109.5638 | 2326.1364 | 2326.1364 | 744.9539 | 744.9539 | 709.9219 | 709.9219 | 680.6885 | 680.6885 | 190.5721 | 190.5721 | 326820384.5292 | 1198399919.2347 | 145868431.8705 | 80911265.9558 | 1752 | 37.1227 | 847968.2124 | 50065.9331 | 62.9437 | 625.7908 | 93 | 608 | 922.3846 | 152 | 38 | 0.45208
2210 | 515.0541 | 353.4 | 200 | 800 | 7 | 95.67% | 100 | 129.6405 | 127.9556 | 127.9556 | 1 | 129.6405 | 100 | 225.4163 | 212.5645 | 212.5645 | 212.5645 | 12.8517 | 225.4163 | 56.4873 | 50.2782 | 50.2782 | 50.2782 | 6.209 | 56.4873 | 863.2479 | 758.7973 | 758.7973 | 801.505 | 61.7429 | 820.5402 | 42.7077 | 42.7077 | 863.2479 | 109.989 | 88.7068 | 88.7068 | 88.7068 | 21.2821 | 109.989 | 2408.537 | 2408.537 | 827.5987 | 827.5987 | 709.8122 | 709.8122 | 680.5834 | 680.5834 | 190.5427 | 190.5427 | 332790817.8423 | 1198423682.7581 | 144872649.8626 | 75912849.537 | 1752 | 39.8131 | 787948.9577 | 46522.2625 | 58.4886 | 695.3231 | 93 | 608 | 922.3846 | 152 | 38 | 0.44901
2211 | 566.5595 | 353.4 | 200 | 800 | 7 | 95.89% | 100 | 133.7174 | 132.0204 | 132.0204 | 1 | 133.7174 | 100 | 244.1743 | 230.2513 | 230.2513 | 230.2513 | 13.9231 | 244.1743 | 56.4795 | 50.2705 | 50.2705 | 50.2705 | 6.209 | 56.4795 | 905.631 | 798.9295 | 798.9295 | 841.3637 | 64.2673 | 863.1969 | 42.4341 | 42.4341 | 905.631 | 110.603 | 89.1636 | 89.1636 | 89.1636 | 21.4395 | 110.603 | 2490.9382 | 2490.9382 | 910.2275 | 910.2275 | 709.71 | 709.71 | 680.4854 | 680.4854 | 190.5152 | 190.5152 | 337625328.6754 | 1198416957.7354 | 143898947.7964 | 72058765.7928 | 1752 | 42.3071 | 743707.5824 | 43910.1531 | 55.2046 | 764.8554 | 93 | 608 | 922.3846 | 152 | 38 | 0.44601
2212 | 618.065 | 353.4 | 200 | 800 | 7 | 96.08% | 100 | 137.8188 | 136.0613 | 136.0613 | 1 | 137.8188 | 100 | 263.0492 | 248.048 | 248.048 | 248.048 | 15.0012 | 263.0492 | 56.4727 | 50.2637 | 50.2637 | 50.2637 | 6.209 | 56.4727 | 945.5792 | 836.7878 | 836.7878 | 878.9128 | 66.6664 | 903.4541 | 42.125 | 42.125 | 945.5792 | 111.0496 | 89.4974 | 89.4974 | 89.4974 | 21.5522 | 111.0496 | 2573.3399 | 2573.3399 | 992.8418 | 992.8418 | 709.6145 | 709.6145 | 680.3938 | 680.3938 | 190.4896 | 190.4896 | 341626107.5525 | 1198442436.8255 | 143269022.8678 | 68662399.6504 | 1752 | 44.618 | 703214.6623 | 41519.3609 | 52.1988 | 834.3877 | 93 | 608 | 922.3846 | 152 | 38 | 0.44407
2213 | 669.5704 | 353.4 | 200 | 800 | 7 | 96.23% | 100 | 141.9397 | 140.2604 | 140.2604 | 1 | 141.9397 | 100 | 281.9267 | 265.8471 | 265.8471 | 265.8471 | 16.0797 | 281.9267 | 56.4651 | 50.2563 | 50.2563 | 50.2563 | 6.2088 | 56.4651 | 982.5943 | 871.8916 | 871.8916 | 913.6832 | 68.9111 | 940.8027 | 41.7916 | 41.7916 | 982.5943 | 111.5072 | 89.8449 | 89.8449 | 89.8449 | 21.6623 | 111.5072 | 2655.7419 | 2655.7419 | 1075.4431 | 1075.4431 | 709.5251 | 709.5251 | 680.3081 | 680.3081 | 190.4656 | 190.4656 | 345112154.1208 | 1198457266.9997 | 142389741.8514 | 66040837.0281 | 1752 | 46.7623 | 671552.5139 | 39649.9571 | 49.8486 | 903.92 | 93 | 608 | 922.3846 | 152 | 38 | 0.44136
2214 | 721.0758 | 353.4 | 200 | 800 | 7 | 96.34% | 100 | 146.0918 | 144.4647 | 144.4647 | 1 | 146.0918 | 100 | 300.8805 | 283.7179 | 283.7179 | 283.7179 | 17.1626 | 300.8805 | 56.4592 | 50.2504 | 50.2504 | 50.2504 | 6.2088 | 56.4592 | 1012.0021 | 899.7022 | 899.7022 | 941.3142 | 70.6879 | 970.39 | 41.612 | 41.612 | 1012.0021 | 112.1296 | 90.3251 | 90.3251 | 90.3251 | 21.8044 | 112.1296 | 2738.1444 | 2738.1444 | 1158.0325 | 1158.0325 | 709.4412 | 709.4412 | 680.2276 | 680.2276 | 190.4431 | 190.4431 | 348042907.8914 | 1198446216.8645 | 141417818.6984 | 64093056.5457 | 1752 | 48.7611 | 650663.3159 | 38416.6123 | 48.298 | 973.4523 | 93 | 608 | 922.3846 | 152 | 38 | 0.43837
2215 | 772.5812 | 353.4 | 200 | 800 | 7 | 96.44% | 100 | 150.2573 | 148.5962 | 148.5962 | 1 | 150.2573 | 100 | 319.8767 | 301.6286 | 301.6286 | 301.6286 | 18.2481 | 319.8767 | 56.4538 | 50.245 | 50.245 | 50.245 | 6.2089 | 56.4538 | 1036.2985 | 922.761 | 922.761 | 964.1234 | 72.1751 | 994.9361 | 41.3624 | 41.3624 | 1036.2985 | 112.8084 | 90.852 | 90.852 | 90.852 | 21.9564 | 112.8084 | 2820.5473 | 2820.5473 | 1240.6111 | 1240.6111 | 709.3623 | 709.3623 | 680.152 | 680.152 | 190.4219 | 190.4219 | 350692673.3656 | 1198457266.9997 | 140454740.4176 | 62395319.217 | 1752 | 50.6165 | 624108.803 | 36848.7747 | 46.3269 | 1042.9846 | 93 | 608 | 922.3846 | 152 | 38 | 0.4354
2216 | 824.0866 | 353.4 | 200 | 800 | 7 | 96.51% | 100 | 154.4286 | 152.7916 | 152.7916 | 1 | 154.4286 | 100 | 338.9224 | 319.5859 | 319.5859 | 319.5859 | 19.3365 | 338.9224 | 56.4482 | 50.2393 | 50.2393 | 50.2393 | 6.2088 | 56.4482 | 1058.3316 | 943.7807 | 943.7807 | 984.8283 | 73.5034 | 1017.2841 | 41.0475 | 41.0475 | 1058.3316 | 113.4241 | 91.3324 | 91.3324 | 91.3324 | 22.0917 | 113.4241 | 2902.9505 | 2902.9505 | 1323.1799 | 1323.1799 | 709.288 | 709.288 | 680.0807 | 680.0807 | 190.4019 | 190.4019 | 352788944.7658 | 1198457266.9997 | 139687707.2474 | 61066080.9872 | 1752 | 52.3482 | 609731.8572 | 35999.9277 | 45.2597 | 1112.5169 | 93 | 608 | 922.3846 | 152 | 38 | 0.43304
2217 | 875.592 | 353.4 | 200 | 800 | 7 | 96.57% | 100 | 158.6175 | 157.0259 | 157.0259 | 1 | 158.6175 | 100 | 358.1323 | 337.6979 | 337.6979 | 337.6979 | 20.4344 | 358.1323 | 56.443 | 50.2342 | 50.2342 | 50.2342 | 6.2088 | 56.443 | 1076.7033 | 961.1624 | 961.1624 | 1002.0974 | 74.6059 | 1035.7683 | 40.9351 | 40.9351 | 1076.7033 | 113.9567 | 91.7464 | 91.7464 | 91.7464 | 22.2102 | 113.9567 | 2985.354 | 2985.354 | 1405.7396 | 1405.7396 | 709.2178 | 709.2178 | 680.0135 | 680.0135 | 190.3831 | 190.3831 | 354520856.6719 | 1198457266.9997 | 138964959.4129 | 60056916.9155 | 1752 | 53.9679 | 599550.7482 | 35398.8124 | 44.504 | 1182.0492 | 93 | 608 | 922.3846 | 152 | 38 | 0.43081
2218 | 927.0974 | 353.4 | 200 | 800 | 7 | 96.62% | 100 | 162.818 | 161.2508 | 161.2508 | 1 | 162.818 | 100 | 377.4673 | 355.9278 | 355.9278 | 355.9278 | 21.5395 | 377.4673 | 56.4383 | 50.2295 | 50.2295 | 50.2295 | 6.2088 | 56.4383 | 1091.8349 | 975.3817 | 975.3817 | 1016.309 | 75.5258 | 1050.9075 | 40.9273 | 40.9273 | 1091.8349 | 114.4257 | 92.1076 | 92.1076 | 92.1076 | 22.3181 | 114.4257 | 3067.7578 | 3067.7578 | 1488.2911 | 1488.2911 | 709.1515 | 709.1515 | 679.9499 | 679.9499 | 190.3653 | 190.3653 | 356027808.3414 | 1198457266.9997 | 138294228.4116 | 59220696.2473 | 1752 | 55.4837 | 591320.5937 | 34912.8857 | 43.8931 | 1251.5815 | 93 | 608 | 922.3846 | 152 | 38 | 0.42874
2219 | 978.6028 | 353.4 | 200 | 800 | 7 | 96.67% | 100 | 167.0206 | 165.3898 | 165.3898 | 1 | 167.0206 | 100 | 396.8269 | 374.1808 | 374.1808 | 374.1808 | 22.6461 | 396.8269 | 56.4339 | 50.2251 | 50.2251 | 50.2251 | 6.2088 | 56.4339 | 1106.5664 | 989.2306 | 989.2306 | 1030.1423 | 76.4241 | 1065.6547 | 40.9116 | 40.9116 | 1106.5664 | 114.802 | 92.3962 | 92.3962 | 92.3962 | 22.4058 | 114.802 | 3150.1619 | 3150.1619 | 1570.8349 | 1570.8349 | 709.0888 | 709.0888 | 679.8897 | 679.8897 | 190.3485 | 190.3485 | 357436304.5437 | 1198457266.9997 | 137851052.042 | 58255376.4146 | 1752 | 56.9 | 580023.8128 | 34245.8986 | 43.0545 | 1321.1138 | 93 | 608 | 922.3846 | 152 | 38 | 0.42738
2220 | 1030.1083 | 353.4 | 200 | 800 | 7 | 96.72% | 100 | 171.2249 | 169.6272 | 169.6272 | 1 | 171.2249 | 100 | 416.1562 | 392.4051 | 392.4051 | 392.4051 | 23.7511 | 416.1562 | 56.4297 | 50.2209 | 50.2209 | 50.2209 | 6.2088 | 56.4297 | 1120.927 | 1002.7596 | 1002.7596 | 1043.628 | 77.299 | 1080.0586 | 40.8684 | 40.8684 | 1120.927 | 115.1452 | 92.6615 | 92.6615 | 92.6615 | 22.4837 | 115.1452 | 3232.5662 | 3232.5662 | 1653.3717 | 1653.3717 | 709.0293 | 709.0293 | 679.8327 | 679.8327 | 190.3325 | 190.3325 | 358704479.3404 | 1198457266.9997 | 137324260.3789 | 57513993.281 | 1752 | 58.2319 | 570447.3379 | 33680.4822 | 42.3437 | 1390.6462 | 93 | 608 | 922.3846 | 152 | 38 | 0.42575
2221 | 20.6022 | 402.8 | 200 | 800 | 7 | 84.02% | 100 | 102.4825 | 101.9334 | 101.9334 | 1 | 102.4825 | 100 | 98.5998 | 92.9877 | 92.9877 | 92.9877 | 5.6121 | 98.5998 | 62.3203 | 55.4809 | 55.4809 | 55.4809 | 6.8394 | 62.3203 | 291.5894 | 214.0569 | 214.0569 | 263.4852 | 28.1042 | 242.1611 | 49.4283 | 49.4283 | 291.5894 | 82.551 | 67.1087 | 67.1087 | 67.1087 | 15.4423 | 82.551 | 1716.3065 | 1716.3065 | 33.1627 | 33.1627 | 810.4703 | 810.4703 | 681.7923 | 681.7923 | 190.8811 | 190.8811 | 31474043.4477 | 1240071059.5417 | 200408739.6179 | 280046157.3927 | 1752 | 17.7418 | 3396352.2715 | 200528.2074 | 252.1074 | 27.8129 | 106 | 608 | 922.3846 | 152 | 38 | 0.62013
2222 | 51.5054 | 402.8 | 200 | 800 | 7 | 86.04% | 100 | 103.6559 | 102.9305 | 102.9305 | 1 | 103.6559 | 100 | 101.1612 | 95.4023 | 95.4023 | 95.4023 | 5.7588 | 101.1612 | 62.3089 | 55.4697 | 55.4697 | 55.4697 | 6.8392 | 62.3089 | 322.4756 | 243.6809 | 243.6809 | 292.5821 | 29.8935 | 273.5744 | 48.9012 | 48.9012 | 322.4756 | 86.2988 | 70.1291 | 70.1291 | 70.1291 | 16.1697 | 86.2988 | 1765.7426 | 1765.7426 | 82.8924 | 82.8924 | 810.329 | 810.329 | 681.6733 | 681.6733 | 190.8478 | 190.8478 | 76589293.437 | 1240114129.9782 | 190773309.4063 | 244523275.5811 | 1752 | 19.0007 | 2929832.6546 | 172983.8496 | 217.4781 | 69.5323 | 106 | 608 | 922.3846 | 152 | 38 | 0.59044
2223 | 154.5162 | 402.8 | 200 | 800 | 7 | 91.4% | 100 | 108.5585 | 107.2309 | 107.2309 | 1 | 108.5585 | 100 | 114.7463 | 108.211 | 108.211 | 108.211 | 6.5354 | 114.7463 | 62.2758 | 55.4371 | 55.4371 | 55.4371 | 6.8387 | 62.2758 | 474.2014 | 387.7173 | 387.7173 | 435.4287 | 38.7727 | 426.4899 | 47.7114 | 47.7114 | 474.2014 | 100.7441 | 81.7075 | 81.7075 | 81.7075 | 19.0366 | 100.7441 | 1930.533 | 1930.533 | 248.5492 | 248.5492 | 809.9118 | 809.9118 | 681.3224 | 681.3224 | 190.7496 | 190.7496 | 200763351.2574 | 1240169586.9333 | 160418235.0448 | 150648826.7645 | 1752 | 24.0909 | 1757735.047 | 103780.5946 | 130.4747 | 208.5969 | 106 | 608 | 922.3846 | 152 | 38 | 0.49691
2224 | 206.0217 | 402.8 | 200 | 800 | 7 | 93.04% | 100 | 111.5844 | 110.1386 | 110.1386 | 1 | 111.5844 | 100 | 126.4931 | 119.2871 | 119.2871 | 119.2871 | 7.2059 | 126.4931 | 62.2644 | 55.4256 | 55.4256 | 55.4256 | 6.8388 | 62.2644 | 567.6831 | 476.9668 | 476.9668 | 523.4127 | 44.2705 | 521.2373 | 46.4458 | 46.4458 | 567.6831 | 107.6686 | 87.1754 | 87.1754 | 87.1754 | 20.4932 | 107.6686 | 2012.9299 | 2012.9299 | 331.3244 | 331.3244 | 809.7297 | 809.7297 | 681.1692 | 681.1692 | 190.7067 | 190.7067 | 240939969.1699 | 1240159835.9162 | 148946594.5334 | 121953569.3233 | 1752 | 27.0929 | 1375557.259 | 81215.9662 | 102.106 | 278.1292 | 106 | 608 | 922.3846 | 152 | 38 | 0.46156
2225 | 257.5271 | 402.8 | 200 | 800 | 7 | 94.15% | 100 | 115.0091 | 113.3982 | 113.3982 | 1 | 115.0091 | 100 | 142.9096 | 134.7669 | 134.7669 | 134.7669 | 8.1427 | 142.9096 | 62.2508 | 55.4122 | 55.4122 | 55.4122 | 6.8386 | 62.2508 | 659.8991 | 564.7119 | 564.7119 | 610.2031 | 49.696 | 614.408 | 45.4911 | 45.4911 | 659.8991 | 110.8791 | 89.6388 | 89.6388 | 89.6388 | 21.2403 | 110.8791 | 2095.3278 | 2095.3278 | 414.0699 | 414.0699 | 809.5623 | 809.5623 | 681.0284 | 681.0284 | 190.6673 | 190.6673 | 264957659.6176 | 1240207904.7516 | 144404893.9057 | 102429541.7251 | 1752 | 30.1854 | 1135037.6339 | 67015.1515 | 84.2525 | 347.6615 | 106 | 608 | 922.3846 | 152 | 38 | 0.44757
2226 | 309.0325 | 402.8 | 200 | 800 | 7 | 94.92% | 100 | 118.6856 | 117.0291 | 117.0291 | 1 | 118.6856 | 100 | 160.8044 | 151.6405 | 151.6405 | 151.6405 | 9.164 | 160.8044 | 62.2392 | 55.4008 | 55.4008 | 55.4008 | 6.8385 | 62.2392 | 749.2334 | 649.4267 | 649.4267 | 694.1986 | 55.0348 | 704.4615 | 44.7719 | 44.7719 | 749.2334 | 112.9085 | 91.1791 | 91.1791 | 91.1791 | 21.7294 | 112.9085 | 2177.7265 | 2177.7265 | 496.7892 | 496.7892 | 809.4079 | 809.4079 | 680.8985 | 680.8985 | 190.6309 | 190.6309 | 281395482.4174 | 1240212380.2472 | 141471893.6216 | 88920332.959 | 1752.0001 | 33.2211 | 965092.8116 | 56981.2305 | 71.6377 | 417.1938 | 106 | 608 | 922.3846 | 152 | 38 | 0.43853
2227 | 360.5379 | 402.8 | 200 | 800 | 7 | 95.42% | 100 | 122.5319 | 120.97 | 120.97 | 1 | 122.5319 | 100 | 180.1301 | 169.8631 | 169.8631 | 169.8631 | 10.267 | 180.1301 | 62.2292 | 55.3908 | 55.3908 | 55.3908 | 6.8384 | 62.2292 | 824.7245 | 721.2976 | 721.2976 | 765.1778 | 59.5467 | 780.8443 | 43.8802 | 43.8802 | 824.7245 | 114.2662 | 92.1989 | 92.1989 | 92.1989 | 22.0673 | 114.2662 | 2260.126 | 2260.126 | 579.4851 | 579.4851 | 809.2652 | 809.2652 | 680.7784 | 680.7784 | 190.5973 | 190.5973 | 292312670.2862 | 1240210430.9235 | 139206237.7239 | 80270700.9027 | 1752 | 36.1483 | 855649.3103 | 50519.4422 | 63.5139 | 486.7262 | 106 | 608 | 922.3846 | 152 | 38 | 0.43155
2228 | 412.0433 | 402.8 | 200 | 800 | 7 | 95.8% | 100 | 126.4871 | 124.8016 | 124.8016 | 1 | 126.4871 | 100 | 199.8862 | 188.4914 | 188.4914 | 188.4914 | 11.3948 | 199.8862 | 62.2189 | 55.3806 | 55.3806 | 55.3806 | 6.8383 | 62.2189 | 890.7221 | 784.0528 | 784.0528 | 827.232 | 63.4902 | 847.543 | 43.1791 | 43.1791 | 890.7221 | 115.5161 | 93.1449 | 93.1449 | 93.1449 | 22.3712 | 115.5161 | 2342.5261 | 2342.5261 | 662.1603 | 662.1603 | 809.1327 | 809.1327 | 680.667 | 680.667 | 190.5661 | 190.5661 | 300718267.7401 | 1240244121.6742 | 137511265.7166 | 73526384.7056 | 1752 | 38.8697 | 771251.0905 | 45536.3832 | 57.2491 | 556.2585 | 106 | 608 | 922.3846 | 152 | 38 | 0.42633
2229 | 463.5487 | 402.8 | 200 | 800 | 7 | 96.07% | 100 | 130.5151 | 128.9465 | 128.9465 | 1 | 130.5151 | 100 | 219.8256 | 207.2923 | 207.2923 | 207.2923 | 12.5333 | 219.8256 | 62.2106 | 55.3723 | 55.3723 | 55.3723 | 6.8383 | 62.2106 | 950.4693 | 840.5855 | 840.5855 | 883.3979 | 67.0714 | 907.6569 | 42.8124 | 42.8124 | 950.4693 | 116.5728 | 93.9406 | 93.9406 | 93.9406 | 22.6321 | 116.5728 | 2424.9268 | 2424.9268 | 744.8169 | 744.8169 | 809.0095 | 809.0095 | 680.5634 | 680.5634 | 190.5371 | 190.5371 | 307203462.824 | 1240215896.6121 | 135771346.7977 | 68809333.6026 | 1752 | 41.4264 | 716243.7813 | 42288.6291 | 53.166 | 625.7908 | 106 | 608 | 922.3846 | 152 | 38 | 0.42097
2230 | 515.0541 | 402.8 | 200 | 800 | 7 | 96.3% | 100 | 134.5926 | 132.9588 | 132.9588 | 1 | 134.5926 | 100 | 239.9311 | 226.2496 | 226.2496 | 226.2496 | 13.6815 | 239.9311 | 62.203 | 55.3646 | 55.3646 | 55.3646 | 6.8383 | 62.203 | 1001.9186 | 889.25 | 889.25 | 931.7482 | 70.1704 | 959.4205 | 42.4981 | 42.4981 | 1001.9186 | 117.6269 | 94.7435 | 94.7435 | 94.7435 | 22.8833 | 117.6269 | 2507.3281 | 2507.3281 | 827.4568 | 827.4568 | 808.8946 | 808.8946 | 680.4667 | 680.4667 | 190.51 | 190.51 | 312484803.6651 | 1240248306.143 | 134375724.2555 | 64891144.8301 | 1752 | 43.7938 | 674199.0456 | 39806.2142 | 50.045 | 695.3231 | 106 | 608 | 922.3846 | 152 | 38 | 0.41667
2231 | 566.5595 | 402.8 | 200 | 800 | 7 | 96.49% | 100 | 138.6945 | 137.0384 | 137.0384 | 1 | 138.6945 | 100 | 260.0522 | 245.2215 | 245.2215 | 245.2215 | 14.8307 | 260.0522 | 62.1941 | 55.3559 | 55.3559 | 55.3559 | 6.8382 | 62.1941 | 1054.2558 | 938.5942 | 938.5942 | 980.926 | 73.3297 | 1011.924 | 42.3318 | 42.3318 | 1054.2558 | 118.3554 | 95.2971 | 95.2971 | 95.2971 | 23.0584 | 118.3554 | 2589.7298 | 2589.7298 | 910.0816 | 910.0816 | 808.7872 | 808.7872 | 680.3763 | 680.3763 | 190.4847 | 190.4847 | 316857334.6281 | 1240269100.8752 | 133445911.6702 | 61427692.663 | 1752 | 45.9858 | 632031.5221 | 37316.5497 | 46.915 | 764.8554 | 106 | 608 | 922.3846 | 152 | 38 | 0.4138
2232 | 618.065 | 402.8 | 200 | 800 | 7 | 96.64% | 100 | 142.8186 | 141.1915 | 141.1915 | 1 | 142.8186 | 100 | 280.3057 | 264.3181 | 264.3181 | 264.3181 | 15.9876 | 280.3057 | 62.1874 | 55.3492 | 55.3492 | 55.3492 | 6.8382 | 62.1874 | 1097.174 | 979.325 | 979.325 | 1021.2323 | 75.9418 | 1055.2668 | 41.9073 | 41.9073 | 1097.174 | 119.1708 | 95.9252 | 95.9252 | 95.9252 | 23.2457 | 119.1708 | 2672.132 | 2672.132 | 992.6928 | 992.6928 | 808.6865 | 808.6865 | 680.2917 | 680.2917 | 190.461 | 190.461 | 320475316.4972 | 1240266740.8613 | 132346903.1259 | 58911006.4118 | 1752 | 48.0318 | 600257.3765 | 35440.5333 | 44.5564 | 834.3877 | 106 | 608 | 922.3846 | 152 | 38 | 0.41042
2233 | 669.5704 | 402.8 | 200 | 800 | 7 | 96.76% | 100 | 146.9685 | 145.2756 | 145.2756 | 1 | 146.9685 | 100 | 300.586 | 283.4398 | 283.4398 | 283.4398 | 17.1462 | 300.586 | 62.1809 | 55.3427 | 55.3427 | 55.3427 | 6.8382 | 62.1809 | 1133.6924 | 1013.9246 | 1013.9246 | 1055.5256 | 78.1668 | 1092.0914 | 41.601 | 41.601 | 1133.6924 | 120.0677 | 96.6242 | 96.6242 | 96.6242 | 23.4435 | 120.0677 | 2754.5346 | 2754.5346 | 1075.2915 | 1075.2915 | 808.5921 | 808.5921 | 680.2122 | 680.2122 | 190.4388 | 190.4388 | 323575693.4492 | 1240260653.1461 | 131389637.7214 | 56774015.6833 | 1752 | 49.9338 | 573737.8217 | 33874.7597 | 42.5879 | 903.92 | 106 | 608 | 922.3846 | 152 | 38 | 0.40747
2234 | 721.0758 | 402.8 | 200 | 800 | 7 | 96.86% | 100 | 151.1286 | 149.4946 | 149.4946 | 1 | 151.1286 | 100 | 320.9087 | 302.6014 | 302.6014 | 302.6014 | 18.3074 | 320.9087 | 62.1746 | 55.3365 | 55.3365 | 55.3365 | 6.8382 | 62.1746 | 1168.1744 | 1046.613 | 1046.613 | 1087.919 | 80.2554 | 1126.8684 | 41.306 | 41.306 | 1168.1744 | 120.8157 | 97.2085 | 97.2085 | 97.2085 | 23.6072 | 120.8157 | 2836.9375 | 2836.9375 | 1157.879 | 1157.879 | 808.5032 | 808.5032 | 680.1375 | 680.1375 | 190.4178 | 190.4178 | 326244323.4863 | 1240273777.1087 | 130393662.8347 | 55088264.9182 | 1752 | 51.7067 | 552518.7081 | 32621.9359 | 41.0128 | 973.4523 | 106 | 608 | 922.3846 | 152 | 38 | 0.4044
2235 | 772.5812 | 402.8 | 200 | 800 | 7 | 96.91% | 100 | 155.3085 | 153.8094 | 153.8094 | 1 | 155.3085 | 100 | 341.3986 | 321.9205 | 321.9205 | 321.9205 | 19.4782 | 341.3986 | 62.1684 | 55.3303 | 55.3303 | 55.3303 | 6.8381 | 62.1684 | 1193.3553 | 1070.533 | 1070.533 | 1111.5906 | 81.7647 | 1152.2977 | 41.0576 | 41.0576 | 1193.3553 | 121.6638 | 97.8741 | 97.8741 | 97.8741 | 23.7897 | 121.6638 | 2919.3408 | 2919.3408 | 1240.4562 | 1240.4562 | 808.4195 | 808.4195 | 680.067 | 680.067 | 190.3981 | 190.3981 | 328299711.0881 | 1240273777.1087 | 129333722.4724 | 54092789.3308 | 1752 | 53.37 | 542457.9953 | 32027.929 | 40.266 | 1042.9846 | 106 | 608 | 922.3846 | 152 | 38 | 0.40113
2236 | 824.0866 | 402.8 | 200 | 800 | 7 | 96.96% | 100 | 159.5069 | 158.0206 | 158.0206 | 1 | 159.5069 | 100 | 362.0106 | 341.3546 | 341.3546 | 341.3546 | 20.6561 | 362.0106 | 62.1629 | 55.3248 | 55.3248 | 55.3248 | 6.8381 | 62.1629 | 1213.2094 | 1089.2041 | 1089.2041 | 1130.2339 | 82.9754 | 1172.1796 | 41.0298 | 41.0298 | 1213.2094 | 122.4698 | 98.505 | 98.505 | 98.505 | 23.9648 | 122.4698 | 3001.7444 | 3001.7444 | 1323.0239 | 1323.0239 | 808.3404 | 808.3404 | 680.0005 | 680.0005 | 190.3795 | 190.3795 | 330141238.5318 | 1240273777.1087 | 128410194.2863 | 53174790.0732 | 1752 | 54.9238 | 532466.5355 | 31438.0109 | 39.5244 | 1112.5169 | 106 | 608 | 922.3846 | 152 | 38 | 0.39829
2237 | 875.592 | 402.8 | 200 | 800 | 7 | 97.02% | 100 | 163.7065 | 162.1685 | 162.1685 | 1 | 163.7065 | 100 | 382.7035 | 360.8648 | 360.8648 | 360.8648 | 21.8387 | 382.7035 | 62.1576 | 55.3195 | 55.3195 | 55.3195 | 6.8381 | 62.1576 | 1231.4407 | 1106.4233 | 1106.4233 | 1147.3565 | 84.0842 | 1190.5075 | 40.9332 | 40.9332 | 1231.4407 | 123.1256 | 99.0161 | 99.0161 | 99.0161 | 24.1095 | 123.1256 | 3084.1482 | 3084.1482 | 1405.5829 | 1405.5829 | 808.2657 | 808.2657 | 679.9377 | 679.9377 | 190.3619 | 190.3619 | 331657028.9796 | 1240281394.741 | 127793308.5817 | 52268267.6977 | 1752 | 56.3752 | 520243.458 | 30716.3332 | 38.6171 | 1182.0492 | 106 | 608 | 922.3846 | 152 | 38 | 0.39639
2238 | 927.0974 | 402.8 | 200 | 800 | 7 | 97.05% | 100 | 167.9085 | 166.4238 | 166.4238 | 1 | 167.9085 | 100 | 403.4757 | 380.4497 | 380.4497 | 380.4497 | 23.026 | 403.4757 | 62.1526 | 55.3145 | 55.3145 | 55.3145 | 6.8381 | 62.1526 | 1247.9124 | 1122.0314 | 1122.0314 | 1162.8368 | 85.0756 | 1207.107 | 40.8053 | 40.8053 | 1247.9124 | 123.6706 | 99.4394 | 99.4394 | 99.4394 | 24.2311 | 123.6706 | 3166.5523 | 3166.5523 | 1488.134 | 1488.134 | 808.1949 | 808.1949 | 679.8782 | 679.8782 | 190.3452 | 190.3452 | 332982644.4589 | 1240281394.741 | 127116232.6839 | 51619728.1162 | 1752 | 57.7409 | 513553.2712 | 30321.3297 | 38.1205 | 1251.5815 | 106 | 608 | 922.3846 | 152 | 38 | 0.3943
2239 | 978.6028 | 402.8 | 200 | 800 | 7 | 97.09% | 100 | 172.1174 | 170.6539 | 170.6539 | 1 | 172.1174 | 100 | 424.2875 | 400.072 | 400.072 | 400.072 | 24.2156 | 424.2875 | 62.1481 | 55.31 | 55.31 | 55.31 | 6.8381 | 62.1481 | 1261.7731 | 1135.1302 | 1135.1302 | 1175.8539 | 85.9192 | 1221.0493 | 40.7237 | 40.7237 | 1261.7731 | 124.1932 | 99.8461 | 99.8461 | 99.8461 | 24.3471 | 124.1932 | 3248.9567 | 3248.9567 | 1570.6777 | 1570.6777 | 808.1278 | 808.1278 | 679.8217 | 679.8217 | 190.3294 | 190.3294 | 334183724.4006 | 1240272721.5313 | 126500590.6353 | 51042937.2158 | 1752 | 59.0241 | 507191.9667 | 29945.7441 | 37.6483 | 1321.1138 | 106 | 608 | 922.3846 | 152 | 38 | 0.3924
2240 | 1030.1083 | 402.8 | 200 | 800 | 7 | 97.12% | 100 | 176.3307 | 174.8644 | 174.8644 | 1 | 176.3307 | 100 | 445.0933 | 419.6884 | 419.6884 | 419.6884 | 25.4049 | 445.0933 | 62.1437 | 55.3056 | 55.3056 | 55.3056 | 6.8381 | 62.1437 | 1274.5405 | 1147.1479 | 1147.1479 | 1187.8369 | 86.7036 | 1233.8515 | 40.689 | 40.689 | 1274.5405 | 124.686 | 100.2309 | 100.2309 | 100.2309 | 24.4551 | 124.686 | 3331.3612 | 3331.3612 | 1653.2146 | 1653.2146 | 808.0641 | 808.0641 | 679.7681 | 679.7681 | 190.3144 | 190.3144 | 335260463.6728 | 1240281394.741 | 125962400.4408 | 50495741.1454 | 1752 | 60.2324 | 501268.2972 | 29595.9974 | 37.2086 | 1390.6462 | 106 | 608 | 922.3846 | 152 | 38 | 0.39074
2241 | 20.6022 | 452.2 | 200 | 800 | 7 | 85.75% | 100 | 106.4041 | 105.7863 | 105.7863 | 1 | 106.4041 | 100 | 102.3264 | 96.5003 | 96.5003 | 96.5003 | 5.8261 | 102.3264 | 68.0823 | 60.6083 | 60.6083 | 60.6083 | 7.474 | 68.0823 | 316.6385 | 239.4894 | 239.4894 | 287.288 | 29.3505 | 268.8399 | 47.7986 | 47.7986 | 316.6385 | 83.0184 | 67.3822 | 67.3822 | 67.3822 | 15.6362 | 83.0184 | 1815.0888 | 1815.0888 | 33.1515 | 33.1515 | 909.5595 | 909.5595 | 681.5613 | 681.5613 | 190.8165 | 190.8165 | 30307250.5314 | 1273940373.9585 | 198065148.9816 | 249687226.5285 | 1752 | 23.8691 | 2927964.0242 | 172873.5214 | 217.3394 | 27.8129 | 119 | 608 | 922.3846 | 152 | 38 | 0.61291
2242 | 51.5054 | 452.2 | 200 | 800 | 7 | 87.75% | 100 | 107.7136 | 106.8766 | 106.8766 | 1 | 107.7136 | 100 | 105.2245 | 99.2325 | 99.2325 | 99.2325 | 5.9919 | 105.2245 | 68.072 | 60.5981 | 60.5981 | 60.5981 | 7.4739 | 68.072 | 356.0234 | 276.6088 | 276.6088 | 324.3367 | 31.6867 | 308.2955 | 47.7279 | 47.7279 | 356.0234 | 86.2625 | 69.9935 | 69.9935 | 69.9935 | 16.2691 | 86.2625 | 1864.5259 | 1864.5259 | 82.8659 | 82.8659 | 909.4179 | 909.4179 | 681.4553 | 681.4553 | 190.7868 | 190.7868 | 73613398.188 | 1273945939.6994 | 189829001.395 | 214611670.4116 | 1752 | 25.0497 | 2510514.6174 | 148226.3781 | 186.3526 | 69.5323 | 119 | 608 | 922.3846 | 152 | 38 | 0.58753
2243 | 154.5162 | 452.2 | 200 | 800 | 7 | 92.62% | 100 | 113.0259 | 111.6244 | 111.6244 | 1 | 113.0259 | 100 | 119.3996 | 112.5975 | 112.5975 | 112.5975 | 6.8021 | 119.3996 | 68.0391 | 60.5658 | 60.5658 | 60.5658 | 7.4734 | 68.0391 | 539.8796 | 450.51 | 450.51 | 497.2695 | 42.6101 | 493.1201 | 46.7595 | 46.7595 | 539.8796 | 102.9028 | 83.3421 | 83.3421 | 83.3421 | 19.5607 | 102.9028 | 2029.3191 | 2029.3191 | 248.4827 | 248.4827 | 908.9975 | 908.9975 | 681.1402 | 681.1402 | 190.6986 | 190.6986 | 193040931.1934 | 1274023756.4767 | 155608539.3527 | 129326772.9772 | 1752 | 29.8561 | 1474494.948 | 87057.4679 | 109.4501 | 208.5969 | 119 | 608 | 922.3846 | 152 | 38 | 0.48209
2244 | 206.0217 | 452.2 | 200 | 800 | 7 | 94.06% | 100 | 116.246 | 114.6453 | 114.6453 | 1 | 116.246 | 100 | 131.7752 | 124.2666 | 124.2666 | 124.2666 | 7.5086 | 131.7752 | 68.0289 | 60.5553 | 60.5553 | 60.5553 | 7.4736 | 68.0289 | 651 | 555.8896 | 555.8896 | 601.7566 | 49.2434 | 605.133 | 45.867 | 45.867 | 651 | 111.6721 | 90.2877 | 90.2877 | 90.2877 | 21.3844 | 111.6721 | 2111.7171 | 2111.7171 | 331.243 | 331.243 | 908.8126 | 908.8126 | 681.0017 | 681.0017 | 190.6598 | 190.6598 | 231043574.2108 | 1273981036.4284 | 142836631.5322 | 104138757.8286 | 1752 | 32.5858 | 1163553.3155 | 68698.7809 | 86.3692 | 278.1292 | 119 | 608 | 922.3846 | 152 | 38 | 0.44274
2245 | 257.5271 | 452.2 | 200 | 800 | 7 | 95% | 100 | 119.7855 | 118.095 | 118.095 | 1 | 119.7855 | 100 | 149.4859 | 140.9666 | 140.9666 | 140.9666 | 8.5192 | 149.4859 | 68.014 | 60.5408 | 60.5408 | 60.5408 | 7.4732 | 68.014 | 758.798 | 658.359 | 658.359 | 703.1453 | 55.6527 | 714.0117 | 44.7863 | 44.7863 | 758.798 | 115.9415 | 93.6125 | 93.6125 | 93.6125 | 22.3289 | 115.9415 | 2194.116 | 2194.116 | 413.976 | 413.976 | 908.6421 | 908.6421 | 680.8739 | 680.8739 | 190.624 | 190.624 | 253006460.0824 | 1274049359.7296 | 137291700.788 | 87652547.0182 | 1752.0001 | 35.3352 | 954524.0972 | 56357.23 | 70.8532 | 347.6615 | 119 | 608 | 922.3846 | 152 | 38 | 0.42565
2246 | 309.0325 | 452.2 | 200 | 800 | 7 | 95.62% | 100 | 123.5587 | 121.9097 | 121.9097 | 1 | 123.5587 | 100 | 169.2391 | 159.5925 | 159.5925 | 159.5925 | 9.6466 | 169.2391 | 68.0031 | 60.53 | 60.53 | 60.53 | 7.4732 | 68.0031 | 857.6586 | 752.0878 | 752.0878 | 796.068 | 61.5906 | 813.6784 | 43.9802 | 43.9802 | 857.6586 | 118.373 | 95.4777 | 95.4777 | 95.4777 | 22.8954 | 118.373 | 2276.5156 | 2276.5156 | 496.6849 | 496.6849 | 908.4842 | 908.4842 | 680.7556 | 680.7556 | 190.5909 | 190.5909 | 267093691.9435 | 1274044121.334 | 134053342.8026 | 76808843.9199 | 1752 | 38.0333 | 822489.9205 | 48561.638 | 61.0525 | 417.1938 | 119 | 608 | 922.3846 | 152 | 38 | 0.41567
2247 | 360.5379 | 452.2 | 200 | 800 | 7 | 96.01% | 100 | 127.4942 | 125.9191 | 125.9191 | 1 | 127.4942 | 100 | 189.9845 | 179.1538 | 179.1538 | 179.1538 | 10.8307 | 189.9845 | 67.9925 | 60.5194 | 60.5194 | 60.5194 | 7.4731 | 67.9925 | 937.8293 | 828.0575 | 828.0575 | 871.411 | 66.4184 | 894.4759 | 43.3534 | 43.3534 | 937.8293 | 120.6405 | 97.2315 | 97.2315 | 97.2315 | 23.409 | 120.6405 | 2358.9158 | 2358.9158 | 579.3722 | 579.3722 | 908.3377 | 908.3377 | 680.6458 | 680.6458 | 190.5602 | 190.5602 | 277026858.3284 | 1274082114.4407 | 130997819.5457 | 69893207.6851 | 1752 | 40.6098 | 741581.9056 | 43784.6484 | 55.0468 | 486.7262 | 119 | 608 | 922.3846 | 152 | 38 | 0.40626
2248 | 412.0433 | 452.2 | 200 | 800 | 7 | 96.34% | 100 | 131.5155 | 129.8029 | 129.8029 | 1 | 131.5155 | 100 | 211.0677 | 199.0334 | 199.0334 | 199.0334 | 12.0343 | 211.0677 | 67.9827 | 60.5097 | 60.5097 | 60.5097 | 7.473 | 67.9827 | 1011.2162 | 897.2167 | 897.2167 | 940.3809 | 70.8353 | 968.052 | 43.1642 | 43.1642 | 1011.2162 | 122.3835 | 98.5756 | 98.5756 | 98.5756 | 23.8079 | 122.3835 | 2441.3167 | 2441.3167 | 662.0403 | 662.0403 | 908.2013 | 908.2013 | 680.5436 | 680.5436 | 190.5315 | 190.5315 | 284661491.9911 | 1274092515.5866 | 129043234.3601 | 64202758.0621 | 1752 | 43.0035 | 674020.6872 | 39795.6835 | 50.0318 | 556.2585 | 119 | 608 | 922.3846 | 152 | 38 | 0.40024
2249 | 463.5487 | 452.2 | 200 | 800 | 7 | 96.56% | 100 | 135.5688 | 134.0052 | 134.0052 | 1 | 135.5688 | 100 | 232.2481 | 219.0044 | 219.0044 | 219.0044 | 13.2437 | 232.2481 | 67.9743 | 60.5013 | 60.5013 | 60.5013 | 7.473 | 67.9743 | 1078.2544 | 960.7258 | 960.7258 | 1003.3701 | 74.8844 | 1035.6102 | 42.6442 | 42.6442 | 1078.2544 | 123.8782 | 99.7309 | 99.7309 | 99.7309 | 24.1473 | 123.8782 | 2523.718 | 2523.718 | 744.6909 | 744.6909 | 908.074 | 908.074 | 680.4483 | 680.4483 | 190.5048 | 190.5048 | 290690756.6746 | 1274092539.8847 | 127002300.3641 | 60214403.0765 | 1752 | 45.2453 | 624344.0846 | 36862.6662 | 46.3443 | 625.7908 | 119 | 608 | 922.3846 | 152 | 38 | 0.39395
2250 | 515.0541 | 452.2 | 200 | 800 | 7 | 96.75% | 100 | 139.675 | 138.0491 | 138.0491 | 1 | 139.675 | 100 | 253.6484 | 239.1826 | 239.1826 | 239.1826 | 14.4658 | 253.6484 | 67.966 | 60.4931 | 60.4931 | 60.4931 | 7.473 | 67.966 | 1133.4394 | 1012.7977 | 1012.7977 | 1055.2285 | 78.2108 | 1091.0085 | 42.4309 | 42.4309 | 1133.4394 | 125.3461 | 100.8647 | 100.8647 | 100.8647 | 24.4814 | 125.3461 | 2606.1199 | 2606.1199 | 827.3259 | 827.3259 | 907.955 | 907.955 | 680.3591 | 680.3591 | 190.4799 | 190.4799 | 295519030.5454 | 1274095694.1812 | 125398910.6493 | 56986448.6929 | 1752.0001 | 47.3324 | 588643.0749 | 34754.799 | 43.6943 | 695.3231 | 119 | 608 | 922.3846 | 152 | 38 | 0.38901
2251 | 566.5595 | 452.2 | 200 | 800 | 7 | 96.91% | 100 | 143.7923 | 142.119 | 142.119 | 1 | 143.7923 | 100 | 275.0705 | 259.3811 | 259.3811 | 259.3811 | 15.6893 | 275.0705 | 67.9586 | 60.4856 | 60.4856 | 60.4856 | 7.473 | 67.9586 | 1188.2578 | 1064.6902 | 1064.6902 | 1106.7227 | 81.5351 | 1146.2253 | 42.0325 | 42.0325 | 1188.2578 | 126.4399 | 101.7116 | 101.7116 | 101.7116 | 24.7283 | 126.4399 | 2688.5221 | 2688.5221 | 909.9467 | 909.9467 | 907.8435 | 907.8435 | 680.2755 | 680.2755 | 190.4565 | 190.4565 | 299483688.5588 | 1274095694.1812 | 124298169.8142 | 54122447.4458 | 1752 | 49.2725 | 551091.4232 | 32537.6658 | 40.9069 | 764.8554 | 119 | 608 | 922.3846 | 152 | 38 | 0.38562
2252 | 618.065 | 452.2 | 200 | 800 | 7 | 97.03% | 100 | 147.9347 | 146.2809 | 146.2809 | 1 | 147.9347 | 100 | 296.6618 | 279.7391 | 279.7391 | 279.7391 | 16.9227 | 296.6618 | 67.9518 | 60.4788 | 60.4788 | 60.4788 | 7.473 | 67.9518 | 1234.72 | 1108.7156 | 1108.7156 | 1150.3567 | 84.3633 | 1193.0789 | 41.6411 | 41.6411 | 1234.72 | 127.4654 | 102.5101 | 102.5101 | 102.5101 | 24.9552 | 127.4654 | 2770.9248 | 2770.9248 | 992.5546 | 992.5546 | 907.7387 | 907.7387 | 680.197 | 680.197 | 190.4345 | 190.4345 | 302757358.7826 | 1274095694.1812 | 123157599.4557 | 51989225.0135 | 1751.9999 | 51.0875 | 526759.1955 | 31101.0369 | 39.1007 | 834.3877 | 119 | 608 | 922.3846 | 152 | 38 | 0.3821
2253 | 669.5704 | 452.2 | 200 | 800 | 7 | 97.13% | 100 | 152.1004 | 150.4586 | 150.4586 | 1 | 152.1004 | 100 | 318.2803 | 300.1225 | 300.1225 | 300.1225 | 18.1578 | 318.2803 | 67.9452 | 60.4722 | 60.4722 | 60.4722 | 7.473 | 67.9452 | 1275.5663 | 1147.2287 | 1147.2287 | 1188.7178 | 86.8485 | 1234.0772 | 41.4891 | 41.4891 | 1275.5663 | 128.4701 | 103.2961 | 103.2961 | 103.2961 | 25.174 | 128.4701 | 2853.3278 | 2853.3278 | 1075.1507 | 1075.1507 | 907.6401 | 907.6401 | 680.1231 | 680.1231 | 190.4138 | 190.4138 | 305460580.7936 | 1274084928.3192 | 122190047.3121 | 50264443.5751 | 1752 | 52.7814 | 506879.9405 | 29927.3214 | 37.6251 | 903.92 | 119 | 608 | 922.3846 | 152 | 38 | 0.37912
2254 | 721.0758 | 452.2 | 200 | 800 | 7 | 97.19% | 100 | 156.2753 | 154.7855 | 154.7855 | 1 | 156.2753 | 100 | 340.0796 | 320.6763 | 320.6763 | 320.6763 | 19.4033 | 340.0796 | 67.939 | 60.466 | 60.466 | 60.466 | 7.473 | 67.939 | 1307.2314 | 1177.3303 | 1177.3303 | 1218.4853 | 88.7461 | 1266.0764 | 41.155 | 41.155 | 1307.2314 | 129.4461 | 104.0599 | 104.0599 | 104.0599 | 25.3862 | 129.4461 | 2935.7311 | 2935.7311 | 1157.7361 | 1157.7361 | 907.5472 | 907.5472 | 680.0535 | 680.0535 | 190.3943 | 190.3943 | 307631444.6982 | 1274095694.1812 | 121059230.9592 | 49213630.1614 | 1752 | 54.3704 | 492920.9028 | 29103.1487 | 36.589 | 973.4523 | 119 | 608 | 922.3846 | 152 | 38 | 0.37564
2255 | 772.5812 | 452.2 | 200 | 800 | 7 | 97.24% | 100 | 160.4713 | 158.9697 | 158.9697 | 1 | 160.4713 | 100 | 362.0398 | 341.3817 | 341.3817 | 341.3817 | 20.6581 | 362.0398 | 67.933 | 60.46 | 60.46 | 60.46 | 7.4729 | 67.933 | 1329.8023 | 1198.6899 | 1198.6899 | 1239.6942 | 90.1081 | 1288.798 | 41.0043 | 41.0043 | 1329.8023 | 130.4683 | 104.8633 | 104.8633 | 104.8633 | 25.605 | 130.4683 | 3018.1347 | 3018.1347 | 1240.3116 | 1240.3116 | 907.4595 | 907.4595 | 679.9878 | 679.9878 | 190.3759 | 190.3759 | 309506122.3394 | 1274095694.1812 | 120090044.4425 | 48308139.037 | 1752 | 55.8587 | 482637.9465 | 28496.02 | 35.8257 | 1042.9846 | 119 | 608 | 922.3846 | 152 | 38 | 0.37265
2256 | 824.0866 | 452.2 | 200 | 800 | 7 | 97.28% | 100 | 164.6759 | 163.2192 | 163.2192 | 1 | 164.6759 | 100 | 384.0539 | 362.1378 | 362.1378 | 362.1378 | 21.9161 | 384.0539 | 67.9274 | 60.4544 | 60.4544 | 60.4544 | 7.4729 | 67.9274 | 1349.9113 | 1217.6185 | 1217.6185 | 1258.577 | 91.3343 | 1308.9528 | 40.9585 | 40.9585 | 1349.9113 | 131.3674 | 105.5702 | 105.5702 | 105.5702 | 25.7972 | 131.3674 | 3100.5386 | 3100.5386 | 1322.8781 | 1322.8781 | 907.3765 | 907.3765 | 679.9256 | 679.9256 | 190.3585 | 190.3585 | 311065740.1177 | 1274095694.1812 | 119215390.5473 | 47623175.1539 | 1752 | 57.2563 | 475858.6415 | 28095.7547 | 35.3224 | 1112.5169 | 119 | 608 | 922.3846 | 152 | 38 | 0.36995
2257 | 875.592 | 452.2 | 200 | 800 | 7 | 97.32% | 100 | 168.8847 | 167.4216 | 167.4216 | 1 | 168.8847 | 100 | 406.1411 | 382.9627 | 382.9627 | 382.9627 | 23.1784 | 406.1411 | 67.9222 | 60.4492 | 60.4492 | 60.4492 | 7.4729 | 67.9222 | 1367.4683 | 1234.1385 | 1234.1385 | 1275.0577 | 92.4106 | 1326.5491 | 40.9192 | 40.9192 | 1367.4683 | 132.1468 | 106.1811 | 106.1811 | 106.1811 | 25.9657 | 132.1468 | 3182.9428 | 3182.9428 | 1405.4362 | 1405.4362 | 907.2979 | 907.2979 | 679.8667 | 679.8667 | 190.342 | 190.342 | 312443195.5915 | 1274095694.1812 | 118491851.9613 | 46969258.266 | 1752 | 58.5682 | 468788.3513 | 27678.309 | 34.7976 | 1182.0492 | 119 | 608 | 922.3846 | 152 | 38 | 0.36773
2258 | 927.0974 | 452.2 | 200 | 800 | 7 | 97.35% | 100 | 173.095 | 171.6182 | 171.6182 | 1 | 173.095 | 100 | 428.2537 | 403.8114 | 403.8114 | 403.8114 | 24.4423 | 428.2537 | 67.9172 | 60.4442 | 60.4442 | 60.4442 | 7.4729 | 67.9172 | 1384.0813 | 1249.7716 | 1249.7716 | 1290.6528 | 93.4285 | 1343.2 | 40.8812 | 40.8812 | 1384.0813 | 132.8033 | 106.6929 | 106.6929 | 106.6929 | 26.1104 | 132.8033 | 3265.3472 | 3265.3472 | 1487.9866 | 1487.9866 | 907.2233 | 907.2233 | 679.8108 | 679.8108 | 190.3264 | 190.3264 | 313665417.3385 | 1274095694.1812 | 117884509.139 | 46354379.3413 | 1752 | 59.802 | 462127.2223 | 27285.0211 | 34.3032 | 1251.5815 | 119 | 608 | 922.3846 | 152 | 38 | 0.36585
2259 | 978.6028 | 452.2 | 200 | 800 | 7 | 97.38% | 100 | 177.3085 | 175.8467 | 175.8467 | 1 | 177.3085 | 100 | 450.4056 | 424.6971 | 424.6971 | 424.6971 | 25.7085 | 450.4056 | 67.9125 | 60.4396 | 60.4396 | 60.4396 | 7.4729 | 67.9125 | 1399.1882 | 1263.9852 | 1263.9852 | 1304.8372 | 94.351 | 1358.3362 | 40.852 | 40.852 | 1399.1882 | 133.3814 | 107.1439 | 107.1439 | 107.1439 | 26.2375 | 133.3814 | 3347.7518 | 3347.7518 | 1570.5299 | 1570.5299 | 907.1525 | 907.1525 | 679.7578 | 679.7578 | 190.3115 | 190.3115 | 314737699.3851 | 1274082489.2091 | 117333509.9937 | 45846273.2806 | 1752 | 60.9656 | 456477.8452 | 26951.4693 | 33.8838 | 1321.1138 | 119 | 608 | 922.3846 | 152 | 38 | 0.36416
2260 | 1030.1083 | 452.2 | 200 | 800 | 7 | 97.41% | 100 | 181.5261 | 180.0741 | 180.0741 | 1 | 181.5261 | 100 | 472.582 | 445.6059 | 445.6059 | 445.6059 | 26.9762 | 472.582 | 67.9083 | 60.4353 | 60.4353 | 60.4353 | 7.473 | 67.9083 | 1412.5586 | 1276.5502 | 1276.5502 | 1317.3882 | 95.1704 | 1371.7206 | 40.838 | 40.838 | 1412.5586 | 133.9258 | 107.5719 | 107.5719 | 107.5719 | 26.3539 | 133.9258 | 3430.1566 | 3430.1566 | 1653.0667 | 1653.0667 | 907.0852 | 907.0852 | 679.7073 | 679.7073 | 190.2974 | 190.2974 | 315687551.6726 | 1274087215.7815 | 116821779.197 | 45403453.3489 | 1752 | 62.0645 | 451505.1849 | 26657.8724 | 33.5147 | 1390.6462 | 119 | 608 | 922.3846 | 152 | 38 | 0.36258
2261 | 20.6022 | 501.6 | 200 | 800 | 7 | 87.17% | 100 | 110.6379 | 109.9491 | 109.9491 | 1 | 110.6379 | 100 | 106.2739 | 100.2213 | 100.2213 | 100.2213 | 6.0525 | 106.2739 | 73.8748 | 65.7627 | 65.7627 | 65.7627 | 8.1121 | 73.8748 | 342.3831 | 265.2698 | 265.2698 | 311.7369 | 30.6462 | 295.9159 | 46.4672 | 46.4672 | 342.3831 | 83.4649 | 67.6555 | 67.6555 | 67.6555 | 15.8094 | 83.4649 | 1913.873 | 1913.873 | 33.1415 | 33.1415 | 1008.6177 | 1008.6177 | 681.3551 | 681.3551 | 190.7587 | 190.7587 | 29172804.198 | 1301916846.8832 | 196049842.9424 | 224860505.9763 | 1752 | 29.3947 | 2563437.0857 | 151351.0386 | 190.281 | 27.8129 | 132 | 608 | 922.3846 | 152 | 38 | 0.6067
2262 | 51.5054 | 501.6 | 200 | 800 | 7 | 89.04% | 100 | 112.0599 | 111.1579 | 111.1579 | 1 | 112.0599 | 100 | 109.1783 | 102.9596 | 102.9596 | 102.9596 | 6.2188 | 109.1783 | 73.8641 | 65.7522 | 65.7522 | 65.7522 | 8.1119 | 73.8641 | 388.4028 | 308.5205 | 308.5205 | 354.9895 | 33.4133 | 341.9338 | 46.469 | 46.469 | 388.4028 | 86.9742 | 70.4753 | 70.4753 | 70.4753 | 16.4989 | 86.9742 | 1963.3109 | 1963.3109 | 82.8421 | 82.8421 | 1008.4768 | 1008.4768 | 681.2599 | 681.2599 | 190.7321 | 190.7321 | 70905556.6693 | 1301994201.4676 | 187132131.2827 | 191968110.5804 | 1752 | 30.5345 | 2182638.3478 | 128867.8324 | 162.0148 | 69.5323 | 132 | 608 | 922.3846 | 152 | 38 | 0.57922
2263 | 154.5162 | 501.6 | 200 | 800 | 7 | 93.52% | 100 | 117.7058 | 116.1882 | 116.1882 | 1 | 117.7058 | 100 | 124.2929 | 117.2104 | 117.2104 | 117.2104 | 7.0825 | 124.2929 | 73.8252 | 65.7146 | 65.7146 | 65.7146 | 8.1106 | 73.8252 | 602.9836 | 511.2091 | 511.2091 | 556.7018 | 46.2818 | 557.4909 | 45.4927 | 45.4927 | 602.9836 | 105.5439 | 85.3808 | 85.3808 | 85.3808 | 20.1631 | 105.5439 | 2128.1064 | 2128.1064 | 248.4226 | 248.4226 | 1008.0559 | 1008.0559 | 680.9755 | 680.9755 | 190.6525 | 190.6525 | 185321029.7533 | 1302175860.0591 | 150966677.0221 | 113536433.1656 | 1752 | 34.9751 | 1259832.4841 | 74383.3176 | 93.5159 | 208.5969 | 132 | 608 | 922.3846 | 152 | 38 | 0.46779
2264 | 206.0217 | 501.6 | 200 | 800 | 7 | 94.77% | 100 | 121.0914 | 119.3858 | 119.3858 | 1 | 121.0914 | 100 | 137.3535 | 129.5254 | 129.5254 | 129.5254 | 7.8281 | 137.3535 | 73.8132 | 65.7025 | 65.7025 | 65.7025 | 8.1106 | 73.8132 | 728.3955 | 629.611 | 629.611 | 674.5672 | 53.8283 | 683.4392 | 44.9563 | 44.9563 | 728.3955 | 116.1341 | 93.7922 | 93.7922 | 93.7922 | 22.3419 | 116.1341 | 2210.5055 | 2210.5055 | 331.169 | 331.169 | 1007.8696 | 1007.8696 | 680.8497 | 680.8497 | 190.6172 | 190.6172 | 221522973.3794 | 1302160152.2144 | 136681101.9504 | 91635772.4559 | 1752 | 37.4484 | 1004060.1736 | 59281.9504 | 74.5302 | 278.1292 | 132 | 608 | 922.3846 | 152 | 38 | 0.42377
2265 | 257.5271 | 501.6 | 200 | 800 | 7 | 95.57% | 100 | 124.7372 | 123.0489 | 123.0489 | 1 | 124.7372 | 100 | 156.379 | 147.4651 | 147.4651 | 147.4651 | 8.9138 | 156.379 | 73.8017 | 65.6911 | 65.6911 | 65.6911 | 8.1106 | 73.8017 | 847.9626 | 742.9617 | 742.9617 | 786.9563 | 61.0063 | 803.9681 | 43.9946 | 43.9946 | 847.9626 | 121.259 | 97.8049 | 97.8049 | 97.8049 | 23.4542 | 121.259 | 2292.9052 | 2292.9052 | 413.8904 | 413.8904 | 1007.6971 | 1007.6971 | 680.7331 | 680.7331 | 190.5846 | 190.5846 | 241613485.2155 | 1302168594.4306 | 130541410.3745 | 77676509.9795 | 1752 | 39.9037 | 833863.8705 | 49233.1813 | 61.8968 | 347.6615 | 132 | 608 | 922.3846 | 152 | 38 | 0.40485
2266 | 309.0325 | 501.6 | 200 | 800 | 7 | 96.11% | 100 | 128.5951 | 126.9217 | 126.9217 | 1 | 128.5951 | 100 | 177.4827 | 167.3644 | 167.3644 | 167.3644 | 10.1183 | 177.4827 | 73.79 | 65.6795 | 65.6795 | 65.6795 | 8.1105 | 73.79 | 958.0224 | 846.707 | 846.707 | 890.3329 | 67.6895 | 914.3965 | 43.6259 | 43.6259 | 958.0224 | 124.2275 | 100.1053 | 100.1053 | 100.1053 | 24.1222 | 124.2275 | 2375.3056 | 2375.3056 | 496.5895 | 496.5895 | 1007.5369 | 1007.5369 | 680.6249 | 680.6249 | 190.5543 | 190.5543 | 254547370.0656 | 1302192555.998 | 127085485.6283 | 68174599.0627 | 1752 | 42.2792 | 722697.4594 | 42669.6687 | 53.645 | 417.1938 | 132 | 608 | 922.3846 | 152 | 38 | 0.3942
2267 | 360.5379 | 501.6 | 200 | 800 | 7 | 96.46% | 100 | 132.5804 | 130.9818 | 130.9818 | 1 | 132.5804 | 100 | 199.488 | 188.1136 | 188.1136 | 188.1136 | 11.3744 | 199.488 | 73.7793 | 65.6689 | 65.6689 | 65.6689 | 8.1104 | 73.7793 | 1048.9698 | 932.4109 | 932.4109 | 975.7981 | 73.1717 | 1005.5827 | 43.3871 | 43.3871 | 1048.9698 | 126.8173 | 102.121 | 102.121 | 102.121 | 24.6963 | 126.8173 | 2457.7065 | 2457.7065 | 579.2686 | 579.2686 | 1007.3877 | 1007.3877 | 680.5241 | 680.5241 | 190.5261 | 190.5261 | 263728411.3752 | 1302204589.2009 | 124041152.9525 | 62025846.4714 | 1752 | 44.5359 | 655287.4027 | 38689.6287 | 48.6412 | 486.7262 | 132 | 608 | 922.3846 | 152 | 38 | 0.38482
2268 | 412.0433 | 501.6 | 200 | 800 | 7 | 96.72% | 100 | 136.6254 | 135.0047 | 135.0047 | 1 | 136.6254 | 100 | 221.8047 | 209.1562 | 209.1562 | 209.1562 | 12.6485 | 221.8047 | 73.77 | 65.6597 | 65.6597 | 65.6597 | 8.1104 | 73.77 | 1126.9149 | 1006.0999 | 1006.0999 | 1049.0442 | 77.8707 | 1083.9705 | 42.9444 | 42.9444 | 1126.9149 | 129.1276 | 103.9267 | 103.9267 | 103.9267 | 25.2009 | 129.1276 | 2540.108 | 2540.108 | 661.9298 | 661.9298 | 1007.2484 | 1007.2484 | 680.43 | 680.43 | 190.4997 | 190.4997 | 270714909.8673 | 1302227542.4526 | 121634755.3586 | 57422792.3215 | 1752 | 46.6495 | 598670.971 | 35346.8684 | 44.4387 | 556.2585 | 132 | 608 | 922.3846 | 152 | 38 | 0.37741
2269 | 463.5487 | 501.6 | 200 | 800 | 7 | 96.92% | 100 | 140.7074 | 139.1101 | 139.1101 | 1 | 140.7074 | 100 | 244.331 | 230.3963 | 230.3963 | 230.3963 | 13.9348 | 244.331 | 73.7607 | 65.6504 | 65.6504 | 65.6504 | 8.1103 | 73.7607 | 1193.5417 | 1069.3233 | 1069.3233 | 1111.6321 | 81.9096 | 1151.2329 | 42.3088 | 42.3088 | 1193.5417 | 131.1755 | 105.5248 | 105.5248 | 105.5248 | 25.6507 | 131.1755 | 2622.5099 | 2622.5099 | 744.5747 | 744.5747 | 1007.1181 | 1007.1181 | 680.342 | 680.342 | 190.4751 | 190.4751 | 276190903.5336 | 1302225223.5225 | 119538548.0503 | 54045324.8936 | 1752 | 48.6326 | 558133.2135 | 32953.4288 | 41.4296 | 625.7908 | 132 | 608 | 922.3846 | 152 | 38 | 0.37095
2270 | 515.0541 | 501.6 | 200 | 800 | 7 | 97.09% | 100 | 144.8278 | 143.0764 | 143.0764 | 1 | 144.8278 | 100 | 266.8701 | 251.6481 | 251.6481 | 251.6481 | 15.222 | 266.8701 | 73.7527 | 65.6424 | 65.6424 | 65.6424 | 8.1103 | 73.7527 | 1257.1463 | 1129.1993 | 1129.1993 | 1171.3652 | 85.7811 | 1214.9805 | 42.1659 | 42.1659 | 1257.1463 | 132.8297 | 106.8094 | 106.8094 | 106.8094 | 26.0202 | 132.8297 | 2704.9122 | 2704.9122 | 827.2048 | 827.2048 | 1006.9959 | 1006.9959 | 680.2595 | 680.2595 | 190.452 | 190.452 | 280836186.7369 | 1302233459.2388 | 118018557.7266 | 50911796.2977 | 1752 | 50.4759 | 518749.8602 | 30628.1479 | 38.5062 | 695.3231 | 132 | 608 | 922.3846 | 152 | 38 | 0.36627
2271 | 566.5595 | 501.6 | 200 | 800 | 7 | 97.22% | 100 | 148.9598 | 147.3241 | 147.3241 | 1 | 148.9598 | 100 | 289.5153 | 272.9999 | 272.9999 | 272.9999 | 16.5154 | 289.5153 | 73.7448 | 65.6346 | 65.6346 | 65.6346 | 8.1102 | 73.7448 | 1314.1035 | 1183.2033 | 1183.2033 | 1224.865 | 89.2385 | 1272.4417 | 41.6618 | 41.6618 | 1314.1035 | 134.2894 | 107.9516 | 107.9516 | 107.9516 | 26.3377 | 134.2894 | 2787.315 | 2787.315 | 909.8216 | 909.8216 | 1006.8812 | 1006.8812 | 680.1819 | 680.1819 | 190.4303 | 190.4303 | 284424074.9591 | 1302233459.2388 | 116580427.9336 | 48762037.8685 | 1752 | 52.2072 | 495050.4405 | 29228.8813 | 36.747 | 764.8554 | 132 | 608 | 922.3846 | 152 | 38 | 0.36184
2272 | 618.065 | 501.6 | 200 | 800 | 7 | 97.32% | 100 | 153.1219 | 151.4127 | 151.4127 | 1 | 153.1219 | 100 | 312.3859 | 294.5641 | 294.5641 | 294.5641 | 17.8218 | 312.3859 | 73.7379 | 65.6277 | 65.6277 | 65.6277 | 8.1102 | 73.7379 | 1360.5583 | 1227.0362 | 1227.0362 | 1268.5044 | 92.0539 | 1319.0901 | 41.4683 | 41.4683 | 1360.5583 | 135.6006 | 108.9748 | 108.9748 | 108.9748 | 26.6258 | 135.6006 | 2869.718 | 2869.718 | 992.4261 | 992.4261 | 1006.7731 | 1006.7731 | 680.109 | 680.109 | 190.4099 | 190.4099 | 287352305.093 | 1302225363.9378 | 115512770.8906 | 46909560.0786 | 1752 | 53.8248 | 474697.1595 | 28027.1782 | 35.2362 | 834.3877 | 132 | 608 | 922.3846 | 152 | 38 | 0.35855
2273 | 669.5704 | 501.6 | 200 | 800 | 7 | 97.4% | 100 | 157.2978 | 155.656 | 155.656 | 1 | 157.2978 | 100 | 335.4141 | 316.2767 | 316.2767 | 316.2767 | 19.1374 | 335.4141 | 73.7313 | 65.6211 | 65.6211 | 65.6211 | 8.1102 | 73.7313 | 1403.3365 | 1267.3346 | 1267.3346 | 1308.6789 | 94.6576 | 1361.9923 | 41.3443 | 41.3443 | 1403.3365 | 136.6282 | 109.7783 | 109.7783 | 109.7783 | 26.8499 | 136.6282 | 2952.1214 | 2952.1214 | 1075.0195 | 1075.0195 | 1006.6712 | 1006.6712 | 680.0401 | 680.0401 | 190.3906 | 190.3906 | 289708952.4246 | 1302233459.2388 | 114543434.6081 | 45514153.7285 | 1752 | 55.3417 | 457866.4892 | 27033.458 | 33.9869 | 903.92 | 132 | 608 | 922.3846 | 152 | 38 | 0.35556
2274 | 721.0758 | 501.6 | 200 | 800 | 7 | 97.46% | 100 | 161.4867 | 159.931 | 159.931 | 1 | 161.4867 | 100 | 358.5632 | 338.1031 | 338.1031 | 338.1031 | 20.4601 | 358.5632 | 73.7248 | 65.6146 | 65.6146 | 65.6146 | 8.1102 | 73.7248 | 1435.3505 | 1297.5997 | 1297.5997 | 1338.7563 | 96.5942 | 1394.1939 | 41.1566 | 41.1566 | 1435.3505 | 137.7325 | 110.646 | 110.646 | 110.646 | 27.0864 | 137.7325 | 3034.5251 | 3034.5251 | 1157.6026 | 1157.6026 | 1006.575 | 1006.575 | 679.9751 | 679.9751 | 190.3724 | 190.3724 | 291701794.2674 | 1302233459.2388 | 113500029.4912 | 44564717.0026 | 1752 | 56.7682 | 447622.0573 | 26428.6039 | 33.2265 | 973.4523 | 132 | 608 | 922.3846 | 152 | 38 | 0.35234
2275 | 772.5812 | 501.6 | 200 | 800 | 7 | 97.5% | 100 | 165.6887 | 164.1523 | 164.1523 | 1 | 165.6887 | 100 | 381.8004 | 360.0125 | 360.0125 | 360.0125 | 21.7879 | 381.8004 | 73.7188 | 65.6086 | 65.6086 | 65.6086 | 8.1102 | 73.7188 | 1459.2234 | 1320.1401 | 1320.1401 | 1361.1733 | 98.0501 | 1418.1903 | 41.0331 | 41.0331 | 1459.2234 | 138.8562 | 111.5316 | 111.5316 | 111.5316 | 27.3246 | 138.8562 | 3116.9291 | 3116.9291 | 1240.1763 | 1240.1763 | 1006.4839 | 1006.4839 | 679.9136 | 679.9136 | 190.3552 | 190.3552 | 293393311.4406 | 1302233459.2388 | 112548596.6337 | 43824632.6869 | 1752 | 58.1089 | 438108.0048 | 25866.873 | 32.5203 | 1042.9846 | 132 | 608 | 922.3846 | 152 | 38 | 0.34941
2276 | 824.0866 | 501.6 | 200 | 800 | 7 | 97.54% | 100 | 169.8969 | 168.3491 | 168.3491 | 1 | 169.8969 | 100 | 405.0718 | 381.9541 | 381.9541 | 381.9541 | 23.1178 | 405.0718 | 73.7132 | 65.603 | 65.603 | 65.603 | 8.1102 | 73.7132 | 1480.2455 | 1339.9149 | 1339.9149 | 1380.9062 | 99.3393 | 1439.2542 | 40.9913 | 40.9913 | 1480.2455 | 139.86 | 112.3205 | 112.3205 | 112.3205 | 27.5395 | 139.86 | 3199.3333 | 3199.3333 | 1322.7414 | 1322.7414 | 1006.3977 | 1006.3977 | 679.8553 | 679.8553 | 190.3388 | 190.3388 | 294884619.9577 | 1302233459.2388 | 111726736.7422 | 43155184.0614 | 1752 | 59.3697 | 431359.7014 | 25468.4381 | 32.0193 | 1112.5169 | 132 | 608 | 922.3846 | 152 | 38 | 0.34688
2277 | 875.592 | 501.6 | 200 | 800 | 7 | 97.57% | 100 | 174.1091 | 172.5372 | 172.5372 | 1 | 174.1091 | 100 | 428.4073 | 403.9558 | 403.9558 | 403.9558 | 24.4514 | 428.4073 | 73.7078 | 65.5976 | 65.5976 | 65.5976 | 8.1102 | 73.7078 | 1499.4889 | 1357.968 | 1357.968 | 1398.9723 | 100.5165 | 1458.4845 | 41.0043 | 41.0043 | 1499.4889 | 140.7079 | 112.985 | 112.985 | 112.985 | 27.7228 | 140.7079 | 3281.7377 | 3281.7377 | 1405.2984 | 1405.2984 | 1006.3158 | 1006.3158 | 679.8001 | 679.8001 | 190.3234 | 190.3234 | 296168186.6509 | 1302233459.2388 | 111054882.4951 | 42543471.6152 | 1752 | 60.5571 | 425941.9204 | 25148.5603 | 31.6172 | 1182.0492 | 132 | 608 | 922.3846 | 152 | 38 | 0.34481
2278 | 927.0974 | 501.6 | 200 | 800 | 7 | 97.6% | 100 | 178.3235 | 176.7633 | 176.7633 | 1 | 178.3235 | 100 | 451.8029 | 426.0143 | 426.0143 | 426.0143 | 25.7886 | 451.8029 | 73.7029 | 65.5926 | 65.5926 | 65.5926 | 8.1102 | 73.7029 | 1517.3624 | 1374.7536 | 1374.7536 | 1415.7559 | 101.6065 | 1476.3601 | 41.0023 | 41.0023 | 1517.3624 | 141.4206 | 113.5436 | 113.5436 | 113.5436 | 27.877 | 141.4206 | 3364.1423 | 3364.1423 | 1487.8481 | 1487.8481 | 1006.2381 | 1006.2381 | 679.7475 | 679.7475 | 190.3087 | 190.3087 | 297271797.6051 | 1302227638.1226 | 110466517.8036 | 42034046.4687 | 1752 | 61.6778 | 419345.5794 | 24759.0976 | 31.1275 | 1251.5815 | 132 | 608 | 922.3846 | 152 | 38 | 0.343
2279 | 978.6028 | 501.6 | 200 | 800 | 7 | 97.62% | 100 | 182.5398 | 181.0057 | 181.0057 | 1 | 182.5398 | 100 | 475.2405 | 448.1122 | 448.1122 | 448.1122 | 27.1283 | 475.2405 | 73.6984 | 65.5882 | 65.5882 | 65.5882 | 8.1103 | 73.6984 | 1532.8723 | 1389.3788 | 1389.3788 | 1430.3167 | 102.5557 | 1491.9345 | 40.9379 | 40.9379 | 1532.8723 | 142.0722 | 114.0563 | 114.0563 | 114.0563 | 28.0159 | 142.0722 | 3446.5472 | 3446.5472 | 1570.3908 | 1570.3908 | 1006.1641 | 1006.1641 | 679.6975 | 679.6975 | 190.2947 | 190.2947 | 298234462.6494 | 1302216863.9198 | 109927485.8475 | 41621187.5833 | 1752 | 62.7376 | 415223.734 | 24515.7347 | 30.8216 | 1321.1138 | 132 | 608 | 922.3846 | 152 | 38 | 0.34134
2280 | 1030.1083 | 501.6 | 200 | 800 | 7 | 97.65% | 100 | 186.7561 | 185.1788 | 185.1788 | 1 | 186.7561 | 100 | 498.6896 | 470.2209 | 470.2209 | 470.2209 | 28.4687 | 498.6896 | 73.6936 | 65.5834 | 65.5834 | 65.5834 | 8.1102 | 73.6936 | 1548.0569 | 1403.7351 | 1403.7351 | 1444.5628 | 103.4941 | 1507.2292 | 40.8277 | 40.8277 | 1548.0569 | 142.6403 | 114.5032 | 114.5032 | 114.5032 | 28.137 | 142.6403 | 3528.9522 | 3528.9522 | 1652.9272 | 1652.9272 | 1006.0936 | 1006.0936 | 679.65 | 679.65 | 190.2813 | 190.2813 | 299128909.4325 | 1302233459.2388 | 109505649.0105 | 41131982.3182 | 1752 | 63.7399 | 408515.9525 | 24119.6923 | 30.3237 | 1390.6462 | 132 | 608 | 922.3846 | 152 | 38 | 0.34004
2281 | 20.6022 | 551 | 200 | 800 | 7 | 88.31% | 100 | 115.0963 | 114.3482 | 114.3482 | 1 | 115.0963 | 100 | 109.5267 | 103.2873 | 103.2873 | 103.2873 | 6.2394 | 109.5267 | 79.6607 | 70.9112 | 70.9112 | 70.9112 | 8.7495 | 79.6607 | 367.8857 | 290.593 | 290.593 | 335.8629 | 32.0228 | 322.6158 | 45.27 | 45.27 | 367.8857 | 84.2673 | 68.1975 | 68.1975 | 68.1975 | 16.0698 | 84.2673 | 2012.6588 | 2012.6588 | 33.1325 | 33.1325 | 1107.6498 | 1107.6498 | 681.1697 | 681.1697 | 190.7068 | 190.7068 | 28304969.7065 | 1325975065.613 | 192885021.5243 | 204834943.1562 | 1752 | 34.3908 | 2271842.9767 | 134134.6725 | 168.6363 | 27.8129 | 145 | 608 | 922.3846 | 152 | 38 | 0.59695
2282 | 51.5054 | 551 | 200 | 800 | 7 | 90.05% | 100 | 116.6282 | 115.6878 | 115.6878 | 1 | 116.6282 | 100 | 113.3744 | 106.915 | 106.915 | 106.915 | 6.4594 | 113.3744 | 79.6499 | 70.9005 | 70.9005 | 70.9005 | 8.7493 | 79.6499 | 419.7 | 339.2115 | 339.2115 | 384.5431 | 35.1569 | 374.3684 | 45.3316 | 45.3316 | 419.7 | 88.1214 | 71.2958 | 71.2958 | 71.2958 | 16.8256 | 88.1214 | 2062.0974 | 2062.0974 | 82.8207 | 82.8207 | 1107.5102 | 1107.5102 | 681.0838 | 681.0838 | 190.6828 | 190.6828 | 68250117.6455 | 1326001858.4162 | 183411882.5703 | 174336141.368 | 1752 | 35.4675 | 1933762.9181 | 114173.6724 | 143.541 | 69.5323 | 145 | 608 | 922.3846 | 152 | 38 | 0.56776
2283 | 154.5162 | 551 | 200 | 800 | 7 | 94.2% | 100 | 122.5771 | 120.8711 | 120.8711 | 1 | 122.5771 | 100 | 129.1704 | 121.8085 | 121.8085 | 121.8085 | 7.362 | 129.1704 | 79.6179 | 70.8692 | 70.8692 | 70.8692 | 8.7488 | 79.6179 | 661.9417 | 567.3549 | 567.3549 | 612.1643 | 49.7774 | 617.1323 | 44.8094 | 44.8094 | 661.9417 | 108.597 | 87.7032 | 87.7032 | 87.7032 | 20.8938 | 108.597 | 2226.895 | 2226.895 | 248.368 | 248.368 | 1107.0906 | 1107.0906 | 680.8258 | 680.8258 | 190.6105 | 190.6105 | 178271241.5397 | 1326110909.619 | 145934347.4112 | 101683501.4301 | 1752 | 39.5244 | 1111985.7518 | 65654.117 | 82.5414 | 208.5969 | 145 | 608 | 922.3846 | 152 | 38 | 0.45228
2284 | 206.0217 | 551 | 200 | 800 | 7 | 95.32% | 100 | 126.0432 | 124.291 | 124.291 | 1 | 126.0432 | 100 | 143.1195 | 134.9613 | 134.9613 | 134.9613 | 8.1583 | 143.1195 | 79.6026 | 70.8542 | 70.8542 | 70.8542 | 8.7484 | 79.6026 | 805.7178 | 703.1866 | 703.1866 | 747.247 | 58.4709 | 761.6575 | 44.0604 | 44.0604 | 805.7178 | 120.0275 | 96.8241 | 96.8241 | 96.8241 | 23.2034 | 120.0275 | 2309.2948 | 2309.2948 | 331.1015 | 331.1015 | 1106.9039 | 1106.9039 | 680.711 | 680.711 | 190.5784 | 190.5784 | 212604864.416 | 1326136051.0756 | 131342971.8193 | 81916112.6891 | 1752 | 41.7267 | 883133.8286 | 52142.1894 | 65.554 | 278.1292 | 145 | 608 | 922.3846 | 152 | 38 | 0.40732
2285 | 257.5271 | 551 | 200 | 800 | 7 | 96.01% | 100 | 129.8089 | 128.0564 | 128.0564 | 1 | 129.8089 | 100 | 163.183 | 153.8796 | 153.8796 | 153.8796 | 9.3033 | 163.183 | 79.589 | 70.8409 | 70.8409 | 70.8409 | 8.7481 | 79.589 | 933.5894 | 823.5884 | 823.5884 | 867.4007 | 66.1888 | 889.7772 | 43.8122 | 43.8122 | 933.5894 | 126.5856 | 101.9934 | 101.9934 | 101.9934 | 24.5923 | 126.5856 | 2391.6953 | 2391.6953 | 413.8121 | 413.8121 | 1106.7305 | 1106.7305 | 680.6043 | 680.6043 | 190.5485 | 190.5485 | 231386989.6165 | 1326180954.7308 | 124500840.1325 | 69931215.5202 | 1752 | 43.9134 | 745196.4098 | 43998.0568 | 55.3151 | 347.6615 | 145 | 608 | 922.3846 | 152 | 38 | 0.38624
2286 | 309.0325 | 551 | 200 | 800 | 7 | 96.48% | 100 | 133.7139 | 132.0065 | 132.0065 | 1 | 133.7139 | 100 | 185.5827 | 175.0009 | 175.0009 | 175.0009 | 10.5818 | 185.5827 | 79.5772 | 70.8293 | 70.8293 | 70.8293 | 8.748 | 79.5772 | 1050.5626 | 933.8846 | 933.8846 | 977.2832 | 73.2794 | 1007.164 | 43.3986 | 43.3986 | 1050.5626 | 130.1987 | 104.8168 | 104.8168 | 104.8168 | 25.3819 | 130.1987 | 2474.0964 | 2474.0964 | 496.5019 | 496.5019 | 1106.5688 | 1106.5688 | 680.5049 | 680.5049 | 190.5207 | 190.5207 | 243302817.0086 | 1326203314.8056 | 120750393.9013 | 61743474.2845 | 1752 | 46.0143 | 654806.5858 | 38661.2402 | 48.6055 | 417.1938 | 145 | 608 | 922.3846 | 152 | 38 | 0.37468
2287 | 360.5379 | 551 | 200 | 800 | 7 | 96.82% | 100 | 137.7127 | 135.8788 | 135.8788 | 1 | 137.7127 | 100 | 208.7954 | 196.8885 | 196.8885 | 196.8885 | 11.9069 | 208.7954 | 79.5676 | 70.8196 | 70.8196 | 70.8196 | 8.748 | 79.5676 | 1154.0849 | 1031.5435 | 1031.5435 | 1074.5236 | 79.5612 | 1111.1047 | 42.9802 | 42.9802 | 1154.0849 | 132.8466 | 106.8808 | 106.8808 | 106.8808 | 25.9658 | 132.8466 | 2556.4979 | 2556.4979 | 579.1733 | 579.1733 | 1106.4179 | 1106.4179 | 680.4121 | 680.4121 | 190.4947 | 190.4947 | 251926770.8351 | 1326195025.332 | 118223005.9417 | 55655197.8912 | 1752 | 47.9949 | 577298.6812 | 34085.0007 | 42.8522 | 486.7262 | 145 | 608 | 922.3846 | 152 | 38 | 0.3669
2288 | 412.0433 | 551 | 200 | 800 | 7 | 97.03% | 100 | 141.7739 | 140.1748 | 140.1748 | 1 | 141.7739 | 100 | 232.4431 | 219.1861 | 219.1861 | 219.1861 | 13.2571 | 232.4431 | 79.5581 | 70.8102 | 70.8102 | 70.8102 | 8.7479 | 79.5581 | 1238.0161 | 1111.0661 | 1111.0661 | 1153.3837 | 84.6323 | 1195.6984 | 42.3177 | 42.3177 | 1238.0161 | 135.3559 | 108.8496 | 108.8496 | 108.8496 | 26.5064 | 135.3559 | 2638.8999 | 2638.8999 | 661.8278 | 661.8278 | 1106.2766 | 1106.2766 | 680.3252 | 680.3252 | 190.4704 | 190.4704 | 258228344.2133 | 1326210907.9827 | 115530458.2651 | 52030287.8825 | 1752 | 49.8777 | 535873.3386 | 31639.1562 | 39.7773 | 556.2585 | 145 | 608 | 922.3846 | 152 | 38 | 0.3586
2289 | 463.5487 | 551 | 200 | 800 | 7 | 97.2% | 100 | 145.8935 | 144.292 | 144.292 | 1 | 145.8935 | 100 | 256.1051 | 241.4969 | 241.4969 | 241.4969 | 14.6083 | 256.1051 | 79.5497 | 70.8018 | 70.8018 | 70.8018 | 8.7479 | 79.5497 | 1309.0022 | 1177.8503 | 1177.8503 | 1220.0418 | 88.9604 | 1266.8107 | 42.1915 | 42.1915 | 1309.0022 | 137.8423 | 110.8041 | 110.8041 | 110.8041 | 27.0381 | 137.8423 | 2721.3024 | 2721.3024 | 744.467 | 744.467 | 1106.1441 | 1106.1441 | 680.2437 | 680.2437 | 190.4476 | 190.4476 | 263487817.3425 | 1326211249.6569 | 113249222.6537 | 49051710.3468 | 1752 | 51.641 | 505582.5923 | 29850.723 | 37.5288 | 625.7908 | 145 | 608 | 922.3846 | 152 | 38 | 0.35157
2290 | 515.0541 | 551 | 200 | 800 | 7 | 97.35% | 100 | 150.0215 | 148.3987 | 148.3987 | 1 | 150.0215 | 100 | 279.7628 | 263.8034 | 263.8034 | 263.8034 | 15.9594 | 279.7628 | 79.5411 | 70.7933 | 70.7933 | 70.7933 | 8.7478 | 79.5411 | 1376.6415 | 1241.7083 | 1241.7083 | 1283.5463 | 93.0952 | 1334.8035 | 41.838 | 41.838 | 1376.6415 | 139.8692 | 112.389 | 112.389 | 112.389 | 27.4802 | 139.8692 | 2803.7052 | 2803.7052 | 827.0924 | 827.0924 | 1106.0195 | 1106.0195 | 680.1671 | 680.1671 | 190.4261 | 190.4261 | 267758719.0773 | 1326214685.5205 | 111539453.4938 | 46487141.9084 | 1752 | 53.2863 | 472399.1926 | 27891.5011 | 35.0657 | 695.3231 | 145 | 608 | 922.3846 | 152 | 38 | 0.3463
2291 | 566.5595 | 551 | 200 | 800 | 7 | 97.45% | 100 | 154.178 | 152.5614 | 152.5614 | 1 | 154.178 | 100 | 303.7053 | 286.3784 | 286.3784 | 286.3784 | 17.3269 | 303.7053 | 79.5337 | 70.7858 | 70.7858 | 70.7858 | 8.7479 | 79.5337 | 1432.5357 | 1294.4355 | 1294.4355 | 1336.0542 | 96.4815 | 1390.9169 | 41.6188 | 41.6188 | 1432.5357 | 141.6373 | 113.7776 | 113.7776 | 113.7776 | 27.8597 | 141.6373 | 2886.1083 | 2886.1083 | 909.7052 | 909.7052 | 1105.9022 | 1105.9022 | 680.0949 | 680.0949 | 190.4059 | 190.4059 | 271074375.0817 | 1326214685.5205 | 110114647.6434 | 44596291.7544 | 1752 | 54.8329 | 452163.7535 | 26696.7557 | 33.5636 | 764.8554 | 145 | 608 | 922.3846 | 152 | 38 | 0.34191
2292 | 618.065 | 551 | 200 | 800 | 7 | 97.55% | 100 | 158.3485 | 156.6426 | 156.6426 | 1 | 158.3485 | 100 | 327.7913 | 309.0885 | 309.0885 | 309.0885 | 18.7029 | 327.7913 | 79.527 | 70.7791 | 70.7791 | 70.7791 | 8.7479 | 79.527 | 1484.8401 | 1343.6887 | 1343.6887 | 1385.1789 | 99.6612 | 1443.3499 | 41.4902 | 41.4902 | 1484.8401 | 143.0022 | 114.8485 | 114.8485 | 114.8485 | 28.1537 | 143.0022 | 2968.5118 | 2968.5118 | 992.3064 | 992.3064 | 1105.7916 | 1105.7916 | 680.0269 | 680.0269 | 190.3869 | 190.3869 | 273773564.1562 | 1326206533.0033 | 109176513.4844 | 42843389.356 | 1752 | 56.2812 | 432398.373 | 25529.7636 | 32.0964 | 834.3877 | 145 | 608 | 922.3846 | 152 | 38 | 0.33902
2293 | 669.5704 | 551 | 200 | 800 | 7 | 97.62% | 100 | 162.5315 | 160.895 | 160.895 | 1 | 162.5315 | 100 | 352.1031 | 332.0113 | 332.0113 | 332.0113 | 20.0918 | 352.1031 | 79.52 | 70.7721 | 70.7721 | 70.7721 | 8.7479 | 79.52 | 1528.208 | 1384.5845 | 1384.5845 | 1425.9083 | 102.2997 | 1486.8843 | 41.3238 | 41.3238 | 1528.208 | 144.1814 | 115.7738 | 115.7738 | 115.7738 | 28.4076 | 144.1814 | 3050.9155 | 3050.9155 | 1074.897 | 1074.897 | 1105.687 | 1105.687 | 679.9626 | 679.9626 | 190.3689 | 190.3689 | 275895496.7726 | 1326214685.5205 | 108219680.5423 | 41670137.1646 | 1752 | 57.6473 | 419390.6342 | 24761.7577 | 31.1309 | 903.92 | 145 | 608 | 922.3846 | 152 | 38 | 0.33607
2294 | 721.0758 | 551 | 200 | 800 | 7 | 97.67% | 100 | 166.728 | 165.1682 | 165.1682 | 1 | 166.728 | 100 | 376.51 | 355.0237 | 355.0237 | 355.0237 | 21.4863 | 376.51 | 79.5135 | 70.7657 | 70.7657 | 70.7657 | 8.7478 | 79.5135 | 1560.5379 | 1415.0748 | 1415.0748 | 1456.2611 | 104.2768 | 1519.3516 | 41.1863 | 41.1863 | 1560.5379 | 145.4118 | 116.7409 | 116.7409 | 116.7409 | 28.671 | 145.4118 | 3133.3195 | 3133.3195 | 1157.4778 | 1157.4778 | 1105.5881 | 1105.5881 | 679.9018 | 679.9018 | 190.3518 | 190.3518 | 277753674.692 | 1326214685.5205 | 107173031.7943 | 40858607.9933 | 1752 | 58.9342 | 410414.1543 | 24231.7663 | 30.4646 | 973.4523 | 145 | 608 | 922.3846 | 152 | 38 | 0.33285
2295 | 772.5812 | 551 | 200 | 800 | 7 | 97.71% | 100 | 170.9326 | 169.3964 | 169.3964 | 1 | 170.9326 | 100 | 400.9359 | 378.0538 | 378.0538 | 378.0538 | 22.8821 | 400.9359 | 79.5075 | 70.7596 | 70.7596 | 70.7596 | 8.7478 | 79.5075 | 1587.5691 | 1440.5462 | 1440.5462 | 1481.638 | 105.9311 | 1546.4773 | 41.0918 | 41.0918 | 1587.5691 | 146.5944 | 117.6728 | 117.6728 | 117.6728 | 28.9215 | 146.5944 | 3215.7237 | 3215.7237 | 1240.0496 | 1240.0496 | 1105.4943 | 1105.4943 | 679.8441 | 679.8441 | 190.3357 | 190.3357 | 279364300.2795 | 1326214685.5205 | 106262884.7438 | 40158129.4561 | 1752 | 60.1462 | 403132.9597 | 23801.8684 | 29.9241 | 1042.9846 | 145 | 608 | 922.3846 | 152 | 38 | 0.33004
2296 | 824.0866 | 551 | 200 | 800 | 7 | 97.74% | 100 | 175.1438 | 173.6064 | 173.6064 | 1 | 175.1438 | 100 | 425.3772 | 401.0984 | 401.0984 | 401.0984 | 24.2788 | 425.3772 | 79.5018 | 70.7539 | 70.7539 | 70.7539 | 8.7478 | 79.5018 | 1612.3886 | 1463.8039 | 1463.8039 | 1504.9366 | 107.452 | 1571.2559 | 41.1327 | 41.1327 | 1612.3886 | 147.6386 | 118.4947 | 118.4947 | 118.4947 | 29.1438 | 147.6386 | 3298.1282 | 3298.1282 | 1322.6131 | 1322.6131 | 1105.4054 | 1105.4054 | 679.7894 | 679.7894 | 190.3204 | 190.3204 | 280787365.0078 | 1326211521.6878 | 105490021.5664 | 39511096.7032 | 1752 | 61.2894 | 397484.5468 | 23468.3735 | 29.5048 | 1112.5169 | 145 | 608 | 922.3846 | 152 | 38 | 0.32766
2297 | 875.592 | 551 | 200 | 800 | 7 | 97.77% | 100 | 179.3587 | 177.836 | 177.836 | 1 | 179.3587 | 100 | 449.9021 | 424.2217 | 424.2217 | 424.2217 | 25.6805 | 449.9021 | 79.4968 | 70.7489 | 70.7489 | 70.7489 | 8.7479 | 79.4968 | 1633.7946 | 1483.8496 | 1483.8496 | 1525.0307 | 108.7639 | 1592.6134 | 41.1812 | 41.1812 | 1633.7946 | 148.544 | 119.2057 | 119.2057 | 119.2057 | 29.3383 | 148.544 | 3380.5329 | 3380.5329 | 1405.1689 | 1405.1689 | 1105.3208 | 1105.3208 | 679.7374 | 679.7374 | 190.3058 | 190.3058 | 281991126.2234 | 1326200747.4849 | 104818179.3401 | 38989946.9516 | 1752 | 62.3696 | 391570.2336 | 23119.1793 | 29.0658 | 1182.0492 | 145 | 608 | 922.3846 | 152 | 38 | 0.32559
2298 | 927.0974 | 551 | 200 | 800 | 7 | 97.81% | 100 | 183.571 | 181.997 | 181.997 | 1 | 183.571 | 100 | 474.4813 | 447.3959 | 447.3959 | 447.3959 | 27.0853 | 474.4813 | 79.4915 | 70.7436 | 70.7436 | 70.7436 | 8.7479 | 79.4915 | 1655.4393 | 1504.2684 | 1504.2684 | 1545.3426 | 110.0967 | 1614.365 | 41.0743 | 41.0743 | 1655.4393 | 149.2578 | 119.7656 | 119.7656 | 119.7656 | 29.4922 | 149.2578 | 3462.9378 | 3462.9378 | 1487.7176 | 1487.7176 | 1105.2403 | 1105.2403 | 679.6879 | 679.6879 | 190.292 | 190.292 | 283034263.4219 | 1326214685.5205 | 104352803.3644 | 38398245.6732 | 1752 | 63.3903 | 383247.079 | 22627.7617 | 28.448 | 1251.5815 | 145 | 608 | 922.3846 | 152 | 38 | 0.32416
2299 | 978.6028 | 551 | 200 | 800 | 7 | 97.83% | 100 | 187.7838 | 186.2315 | 186.2315 | 1 | 187.7838 | 100 | 499.0878 | 470.596 | 470.596 | 470.596 | 28.4918 | 499.0878 | 79.4863 | 70.7385 | 70.7385 | 70.7385 | 8.7478 | 79.4863 | 1675.5475 | 1523.3134 | 1523.3134 | 1564.2155 | 111.332 | 1634.6454 | 40.9021 | 40.9021 | 1675.5475 | 149.8868 | 120.2596 | 120.2596 | 120.2596 | 29.6272 | 149.8868 | 3545.3428 | 3545.3428 | 1570.2596 | 1570.2596 | 1105.1637 | 1105.1637 | 679.6408 | 679.6408 | 190.2788 | 190.2788 | 283970172.991 | 1326214685.5205 | 103877914.7654 | 37937226.7231 | 1752 | 64.3581 | 377425.6212 | 22284.0498 | 28.0159 | 1321.1138 | 145 | 608 | 922.3846 | 152 | 38 | 0.3227
2300 | 1030.1083 | 551 | 200 | 800 | 7 | 97.85% | 100 | 192.0023 | 190.4963 | 190.4963 | 1 | 192.0023 | 100 | 523.7334 | 493.8328 | 493.8328 | 493.8328 | 29.9006 | 523.7334 | 79.4816 | 70.7338 | 70.7338 | 70.7338 | 8.7478 | 79.4816 | 1691.7728 | 1538.6266 | 1538.6266 | 1579.4467 | 112.3261 | 1650.9527 | 40.8201 | 40.8201 | 1691.7728 | 150.5121 | 120.7513 | 120.7513 | 120.7513 | 29.7608 | 150.5121 | 3627.748 | 3627.748 | 1652.7955 | 1652.7955 | 1105.0905 | 1105.0905 | 679.5958 | 679.5958 | 190.2662 | 190.2662 | 284772175.4632 | 1326214685.5205 | 103400433.759 | 37612705.2573 | 1752 | 65.2773 | 374772.1338 | 22127.382 | 27.8189 | 1390.6462 | 145 | 608 | 922.3846 | 152 | 38 | 0.32123
2301 | 20.6022 | 600.4 | 200 | 800 | 7 | 89.22% | 100 | 119.8309 | 119.0534 | 119.0534 | 1 | 119.8309 | 100 | 113.4724 | 107.0067 | 107.0067 | 107.0067 | 6.4657 | 113.4724 | 85.4171 | 76.0332 | 76.0332 | 76.0332 | 9.3838 | 85.4171 | 393.1074 | 314.8858 | 314.8858 | 359.6756 | 33.4319 | 348.3177 | 44.7897 | 44.7897 | 393.1074 | 85.782 | 69.361 | 69.361 | 69.361 | 16.421 | 85.782 | 2111.446 | 2111.446 | 33.1243 | 33.1243 | 1206.6596 | 1206.6596 | 681.0022 | 681.0022 | 190.6599 | 190.6599 | 27289477.2667 | 1347158918.3678 | 188737407.3198 | 188814197.0458 | 1752 | 38.8844 | 2071945.3006 | 122332.2682 | 153.7981 | 27.8129 | 158 | 608 | 922.3846 | 152 | 38 | 0.58417
2302 | 51.5054 | 600.4 | 200 | 800 | 7 | 90.89% | 100 | 121.3993 | 120.3924 | 120.3924 | 1 | 121.3993 | 100 | 117.5804 | 110.88 | 110.88 | 110.88 | 6.7005 | 117.5804 | 85.4093 | 76.0254 | 76.0254 | 76.0254 | 9.3839 | 85.4093 | 451.1075 | 369.5603 | 369.5603 | 414.1521 | 36.9555 | 406.5158 | 44.5918 | 44.5918 | 451.1075 | 89.8163 | 72.6076 | 72.6076 | 72.6076 | 17.2086 | 89.8163 | 2160.8852 | 2160.8852 | 82.8013 | 82.8013 | 1206.5215 | 1206.5215 | 680.9243 | 680.9243 | 190.6381 | 190.6381 | 65791878.146 | 1347168318.4168 | 179391223.5461 | 159648579.891 | 1752 | 39.8633 | 1744079.8045 | 102974.3586 | 129.4611 | 69.5323 | 158 | 608 | 922.3846 | 152 | 38 | 0.55537
2303 | 154.5162 | 600.4 | 200 | 800 | 7 | 94.73% | 100 | 127.5753 | 125.939 | 125.939 | 1 | 127.5753 | 100 | 134.1415 | 126.4948 | 126.4948 | 126.4948 | 7.6467 | 134.1415 | 85.3743 | 75.9913 | 75.9913 | 75.9913 | 9.383 | 85.3743 | 723.8847 | 625.8632 | 625.8632 | 670.374 | 53.5107 | 679.3739 | 44.5108 | 44.5108 | 723.8847 | 111.8495 | 90.2543 | 90.2543 | 90.2543 | 21.5952 | 111.8495 | 2325.6845 | 2325.6845 | 248.3182 | 248.3182 | 1206.1049 | 1206.1049 | 680.6891 | 680.6891 | 190.5723 | 190.5723 | 171535961.4036 | 1347274332.5061 | 140825303.1773 | 92364402.9131 | 1752 | 43.5475 | 1003431.82 | 59244.851 | 74.4836 | 208.5969 | 158 | 608 | 922.3846 | 152 | 38 | 0.43654
2304 | 206.0217 | 600.4 | 200 | 800 | 7 | 95.75% | 100 | 131.138 | 129.4403 | 129.4403 | 1 | 131.138 | 100 | 148.8745 | 140.3867 | 140.3867 | 140.3867 | 8.4878 | 148.8745 | 85.361 | 75.9782 | 75.9782 | 75.9782 | 9.3828 | 85.361 | 881.628 | 774.4869 | 774.4869 | 818.55 | 63.078 | 837.5649 | 44.0631 | 44.0631 | 881.628 | 124.5426 | 100.3953 | 100.3953 | 100.3953 | 24.1472 | 124.5426 | 2408.0851 | 2408.0851 | 331.0398 | 331.0398 | 1205.9186 | 1205.9186 | 680.584 | 680.584 | 190.5428 | 190.5428 | 204311165.7655 | 1347316798.8169 | 125876307.3387 | 74495728.0788 | 1752 | 45.5152 | 803133.2038 | 47418.7743 | 59.6157 | 278.1292 | 158 | 608 | 922.3846 | 152 | 38 | 0.39048
2305 | 257.5271 | 600.4 | 200 | 800 | 7 | 96.36% | 100 | 134.9427 | 133.2329 | 133.2329 | 1 | 134.9427 | 100 | 170.0096 | 160.3155 | 160.3155 | 160.3155 | 9.6941 | 170.0096 | 85.35 | 75.9672 | 75.9672 | 75.9672 | 9.3828 | 85.35 | 1019.9049 | 904.8548 | 904.8548 | 948.4475 | 71.4574 | 976.3121 | 43.5928 | 43.5928 | 1019.9049 | 131.895 | 106.2016 | 106.2016 | 106.2016 | 25.6934 | 131.895 | 2490.4863 | 2490.4863 | 413.7401 | 413.7401 | 1205.7449 | 1205.7449 | 680.4859 | 680.4859 | 190.5154 | 190.5154 | 221965636.5934 | 1347318303.4812 | 118983888.3625 | 63732171.5628 | 1752 | 47.4566 | 677497.0765 | 40000.9373 | 50.2898 | 347.6615 | 158 | 608 | 922.3846 | 152 | 38 | 0.36924
2306 | 309.0325 | 600.4 | 200 | 800 | 7 | 96.8% | 100 | 138.8771 | 137.1338 | 137.1338 | 1 | 138.8771 | 100 | 193.6169 | 182.5753 | 182.5753 | 182.5753 | 11.0416 | 193.6169 | 85.3393 | 75.9565 | 75.9565 | 75.9565 | 9.3827 | 85.3393 | 1148.6963 | 1026.2545 | 1026.2545 | 1069.4181 | 79.2782 | 1105.5327 | 43.1637 | 43.1637 | 1148.6963 | 135.8041 | 109.2634 | 109.2634 | 109.2634 | 26.5408 | 135.8041 | 2572.8879 | 2572.8879 | 496.4213 | 496.4213 | 1205.5826 | 1205.5826 | 680.3943 | 680.3943 | 190.4897 | 190.4897 | 233153675.0557 | 1347331806.8663 | 115394737.7284 | 56119780.3496 | 1752 | 49.3154 | 592453.1106 | 34979.752 | 43.9771 | 417.1938 | 158 | 608 | 922.3846 | 152 | 38 | 0.35818
2307 | 360.5379 | 600.4 | 200 | 800 | 7 | 97.09% | 100 | 142.8987 | 141.2388 | 141.2388 | 1 | 142.8987 | 100 | 218.1045 | 205.6649 | 205.6649 | 205.6649 | 12.4396 | 218.1045 | 85.3292 | 75.9465 | 75.9465 | 75.9465 | 9.3827 | 85.3292 | 1261.5691 | 1132.731 | 1132.731 | 1175.4402 | 86.1289 | 1218.8599 | 42.7092 | 42.7092 | 1261.5691 | 138.683 | 111.5171 | 111.5171 | 111.5171 | 27.1659 | 138.683 | 2655.29 | 2655.29 | 579.0851 | 579.0851 | 1205.4306 | 1205.4306 | 680.3086 | 680.3086 | 190.4657 | 190.4657 | 241033121.5105 | 1347340793.4377 | 112667818.0631 | 50958279.6498 | 1752 | 51.0812 | 530706.4898 | 31334.0939 | 39.3937 | 486.7262 | 158 | 608 | 922.3846 | 152 | 38 | 0.34978
2308 | 412.0433 | 600.4 | 200 | 800 | 7 | 97.28% | 100 | 146.9924 | 145.438 | 145.438 | 1 | 146.9924 | 100 | 242.8514 | 228.9989 | 228.9989 | 228.9989 | 13.8526 | 242.8514 | 85.3203 | 75.9376 | 75.9376 | 75.9376 | 9.3827 | 85.3203 | 1347.8931 | 1214.1906 | 1214.1906 | 1256.5225 | 91.3706 | 1305.5612 | 42.3319 | 42.3319 | 1347.8931 | 141.8185 | 113.9884 | 113.9884 | 113.9884 | 27.8301 | 141.8185 | 2737.6925 | 2737.6925 | 661.7333 | 661.7333 | 1205.288 | 1205.288 | 680.2281 | 680.2281 | 190.4432 | 190.4432 | 247131516.6054 | 1347338361.3307 | 109858903.6127 | 47671218.4512 | 1752 | 52.7555 | 490928.2714 | 28985.4993 | 36.441 | 556.2585 | 158 | 608 | 922.3846 | 152 | 38 | 0.34112
2309 | 463.5487 | 600.4 | 200 | 800 | 7 | 97.45% | 100 | 151.1164 | 149.3426 | 149.3426 | 1 | 151.1164 | 100 | 267.5703 | 252.3062 | 252.3062 | 252.3062 | 15.2642 | 267.5703 | 85.3108 | 75.9283 | 75.9283 | 75.9283 | 9.3826 | 85.3108 | 1425.1258 | 1287.0193 | 1287.0193 | 1329.0495 | 96.0763 | 1383.0956 | 42.0302 | 42.0302 | 1425.1258 | 144.6659 | 116.2324 | 116.2324 | 116.2324 | 28.4335 | 144.6659 | 2820.0954 | 2820.0954 | 744.3671 | 744.3671 | 1205.1539 | 1205.1539 | 680.1524 | 680.1524 | 190.422 | 190.422 | 252186963.6014 | 1347360185.849 | 107803791.2724 | 44649059.2772 | 1752 | 54.3224 | 455087.6432 | 26869.3887 | 33.7806 | 625.7908 | 158 | 608 | 922.3846 | 152 | 38 | 0.33479
2310 | 515.0541 | 600.4 | 200 | 800 | 7 | 97.56% | 100 | 155.2577 | 153.6474 | 153.6474 | 1 | 155.2577 | 100 | 292.4833 | 275.7962 | 275.7962 | 275.7962 | 16.687 | 292.4833 | 85.3026 | 75.92 | 75.92 | 75.92 | 9.3825 | 85.3026 | 1494.3284 | 1352.3583 | 1352.3583 | 1394.0503 | 100.2781 | 1452.6363 | 41.6921 | 41.6921 | 1494.3284 | 146.9441 | 118.0193 | 118.0193 | 118.0193 | 28.9248 | 146.9441 | 2902.4986 | 2902.4986 | 826.9879 | 826.9879 | 1205.0275 | 1205.0275 | 680.0811 | 680.0811 | 190.4021 | 190.4021 | 256010384.86 | 1347360185.849 | 105926021.9459 | 42703407.3451 | 1752 | 55.8021 | 435061.6216 | 25687.0077 | 32.2941 | 695.3231 | 158 | 608 | 922.3846 | 152 | 38 | 0.32901
2311 | 566.5595 | 600.4 | 200 | 800 | 7 | 97.66% | 100 | 159.4313 | 157.7152 | 157.7152 | 1 | 159.4313 | 100 | 317.621 | 299.4981 | 299.4981 | 299.4981 | 18.1229 | 317.621 | 85.295 | 75.9124 | 75.9124 | 75.9124 | 9.3825 | 85.295 | 1550.254 | 1404.8911 | 1404.8911 | 1446.565 | 103.689 | 1508.5801 | 41.6739 | 41.6739 | 1550.254 | 149.035 | 119.6671 | 119.6671 | 119.6671 | 29.3679 | 149.035 | 2984.9021 | 2984.9021 | 909.5967 | 909.5967 | 1204.9083 | 1204.9083 | 680.0138 | 680.0138 | 190.3832 | 190.3832 | 259203568.9433 | 1347369626.827 | 104468843.0157 | 40957961.214 | 1752 | 57.1914 | 415535.5834 | 24534.1469 | 30.8447 | 764.8554 | 158 | 608 | 922.3846 | 152 | 38 | 0.32452
2312 | 618.065 | 600.4 | 200 | 800 | 7 | 97.75% | 100 | 163.6021 | 161.9431 | 161.9431 | 1 | 163.6021 | 100 | 342.8789 | 323.3131 | 323.3131 | 323.3131 | 19.5658 | 342.8789 | 85.2863 | 75.9039 | 75.9039 | 75.9039 | 9.3824 | 85.2863 | 1608.2499 | 1459.6098 | 1459.6098 | 1501.0332 | 107.2167 | 1566.8265 | 41.4234 | 41.4234 | 1608.2499 | 150.4938 | 120.8119 | 120.8119 | 120.8119 | 29.6819 | 150.4938 | 3067.3059 | 3067.3059 | 992.1945 | 992.1945 | 1204.7957 | 1204.7957 | 679.9502 | 679.9502 | 190.3654 | 190.3654 | 261628950.0876 | 1347381803.7979 | 103486726.5553 | 39502519.5591 | 1752 | 58.4981 | 398631.9194 | 23536.1169 | 29.59 | 834.3877 | 158 | 608 | 922.3846 | 152 | 38 | 0.32149
2313 | 669.5704 | 600.4 | 200 | 800 | 7 | 97.81% | 100 | 167.7915 | 166.148 | 166.148 | 1 | 167.7915 | 100 | 368.4643 | 347.4367 | 347.4367 | 347.4367 | 21.0275 | 368.4643 | 85.2792 | 75.8969 | 75.8969 | 75.8969 | 9.3823 | 85.2792 | 1654.4803 | 1503.1263 | 1503.1263 | 1544.4347 | 110.0456 | 1613.1719 | 41.3084 | 41.3084 | 1654.4803 | 151.6983 | 121.7571 | 121.7571 | 121.7571 | 29.9412 | 151.6983 | 3149.7099 | 3149.7099 | 1074.7823 | 1074.7823 | 1204.689 | 1204.689 | 679.8901 | 679.8901 | 190.3486 | 190.3486 | 263573136.4309 | 1347394149.996 | 102653894.817 | 38378818.7561 | 1752 | 59.7316 | 386178.1384 | 22800.818 | 28.6656 | 903.92 | 158 | 608 | 922.3846 | 152 | 38 | 0.31892
2314 | 721.0758 | 600.4 | 200 | 800 | 7 | 97.85% | 100 | 171.9921 | 170.3942 | 170.3942 | 1 | 171.9921 | 100 | 394.0984 | 371.6062 | 371.6062 | 371.6062 | 22.4922 | 394.0984 | 85.2727 | 75.8904 | 75.8904 | 75.8904 | 9.3823 | 85.2727 | 1689.4455 | 1536.0648 | 1536.0648 | 1577.2586 | 112.1869 | 1648.2517 | 41.1938 | 41.1938 | 1689.4455 | 152.9781 | 122.7647 | 122.7647 | 122.7647 | 30.2134 | 152.9781 | 3232.1142 | 3232.1142 | 1157.3607 | 1157.3607 | 1204.5879 | 1204.5879 | 679.833 | 679.833 | 190.3326 | 190.3326 | 265316051.0631 | 1347393726.6437 | 101693819.4111 | 37596402.882 | 1752 | 60.897 | 377486.4457 | 22287.641 | 28.0204 | 973.4523 | 158 | 608 | 922.3846 | 152 | 38 | 0.31597
2315 | 772.5812 | 600.4 | 200 | 800 | 7 | 97.89% | 100 | 176.2003 | 174.6184 | 174.6184 | 1 | 176.2003 | 100 | 419.699 | 395.7439 | 395.7439 | 395.7439 | 23.9551 | 419.699 | 85.2668 | 75.8845 | 75.8845 | 75.8845 | 9.3823 | 85.2668 | 1718.5393 | 1563.4048 | 1563.4048 | 1604.5749 | 113.9644 | 1677.3692 | 41.1701 | 41.1701 | 1718.5393 | 154.2443 | 123.7618 | 123.7618 | 123.7618 | 30.4826 | 154.2443 | 3314.5187 | 3314.5187 | 1239.9305 | 1239.9305 | 1204.492 | 1204.492 | 679.7788 | 679.7788 | 190.3174 | 190.3174 | 266846148.5023 | 1347388339.4891 | 100816401.4709 | 36949110.5377 | 1752 | 61.9979 | 371427.8417 | 21929.9276 | 27.5707 | 1042.9846 | 158 | 608 | 922.3846 | 152 | 38 | 0.31326
2316 | 824.0866 | 600.4 | 200 | 800 | 7 | 97.93% | 100 | 180.4126 | 178.7812 | 178.7812 | 1 | 180.4126 | 100 | 445.3459 | 419.9251 | 419.9251 | 419.9251 | 25.4208 | 445.3459 | 85.2611 | 75.8788 | 75.8788 | 75.8788 | 9.3823 | 85.2611 | 1745.4979 | 1588.694 | 1588.694 | 1629.8853 | 115.6126 | 1704.3067 | 41.1912 | 41.1912 | 1745.4979 | 155.3326 | 124.6186 | 124.6186 | 124.6186 | 30.714 | 155.3326 | 3396.9235 | 3396.9235 | 1322.4924 | 1322.4924 | 1204.4007 | 1204.4007 | 679.7273 | 679.7273 | 190.303 | 190.303 | 268155541.5909 | 1347394149.996 | 100147721.7124 | 36302586.7007 | 1752 | 63.0383 | 364315.0771 | 21509.9741 | 27.0427 | 1112.5169 | 158 | 608 | 922.3846 | 152 | 38 | 0.3112
2317 | 875.592 | 600.4 | 200 | 800 | 7 | 97.96% | 100 | 184.6245 | 182.9699 | 182.9699 | 1 | 184.6245 | 100 | 471.0743 | 444.1831 | 444.1831 | 444.1831 | 26.8912 | 471.0743 | 85.2555 | 75.8732 | 75.8732 | 75.8732 | 9.3823 | 85.2555 | 1770.1268 | 1611.9256 | 1611.9256 | 1653.0007 | 117.1261 | 1729.0517 | 41.0751 | 41.0751 | 1770.1268 | 156.2442 | 125.3349 | 125.3349 | 125.3349 | 30.9093 | 156.2442 | 3479.3284 | 3479.3284 | 1405.0468 | 1405.0468 | 1204.3139 | 1204.3139 | 679.6783 | 679.6783 | 190.2893 | 190.2893 | 269315440.429 | 1347394149.996 | 99547592.0651 | 35742817.5099 | 1752 | 64.024 | 356924.3275 | 21073.6078 | 26.4941 | 1182.0492 | 158 | 608 | 922.3846 | 152 | 38 | 0.30935
2318 | 927.0974 | 600.4 | 200 | 800 | 7 | 97.98% | 100 | 188.8382 | 187.2374 | 187.2374 | 1 | 188.8382 | 100 | 496.8251 | 468.4621 | 468.4621 | 468.4621 | 28.363 | 496.8251 | 85.2502 | 75.8679 | 75.8679 | 75.8679 | 9.3823 | 85.2502 | 1792.8855 | 1633.4294 | 1633.4294 | 1674.3613 | 118.5242 | 1751.9536 | 40.9319 | 40.9319 | 1792.8855 | 157.0497 | 125.9686 | 125.9686 | 125.9686 | 31.0811 | 157.0497 | 3561.7335 | 3561.7335 | 1487.5944 | 1487.5944 | 1204.2312 | 1204.2312 | 679.6316 | 679.6316 | 190.2762 | 190.2762 | 270270851.7433 | 1347394149.996 | 99001520.9334 | 35333477.3273 | 1752 | 64.9596 | 352181.2167 | 20793.5639 | 26.142 | 1251.5815 | 158 | 608 | 922.3846 | 152 | 38 | 0.30767
2319 | 978.6028 | 600.4 | 200 | 800 | 7 | 98% | 100 | 193.0574 | 191.4779 | 191.4779 | 1 | 193.0574 | 100 | 522.6528 | 492.8135 | 492.8135 | 492.8135 | 29.8393 | 522.6528 | 85.2452 | 75.8629 | 75.8629 | 75.8629 | 9.3823 | 85.2452 | 1811.2705 | 1650.755 | 1650.755 | 1691.6177 | 119.6528 | 1770.4078 | 40.8627 | 40.8627 | 1811.2705 | 157.8135 | 126.5711 | 126.5711 | 126.5711 | 31.2424 | 157.8135 | 3644.1387 | 3644.1387 | 1570.1356 | 1570.1356 | 1204.1522 | 1204.1522 | 679.5871 | 679.5871 | 190.2637 | 190.2637 | 271122144.1857 | 1347394149.996 | 98501196.2945 | 34982509.5239 | 1752 | 65.8483 | 348975.2186 | 20604.2747 | 25.904 | 1321.1138 | 158 | 608 | 922.3846 | 152 | 38 | 0.30613
2320 | 1030.1083 | 600.4 | 200 | 800 | 7 | 98.02% | 100 | 197.2809 | 195.7148 | 195.7148 | 1 | 197.2809 | 100 | 548.5142 | 517.1966 | 517.1966 | 517.1966 | 31.3176 | 548.5142 | 85.2405 | 75.8582 | 75.8582 | 75.8582 | 9.3823 | 85.2405 | 1827.8504 | 1666.2827 | 1666.2827 | 1707.1775 | 120.6729 | 1786.9556 | 40.8948 | 40.8948 | 1827.8504 | 158.5041 | 127.1164 | 127.1164 | 127.1164 | 31.3877 | 158.5041 | 3726.5441 | 3726.5441 | 1652.6709 | 1652.6709 | 1204.0768 | 1204.0768 | 679.5445 | 679.5445 | 190.2518 | 190.2518 | 271881499.692 | 1347394149.996 | 98057147.7358 | 34667202.5762 | 1752 | 66.6934 | 346509.7648 | 20458.7088 | 25.721 | 1390.6462 | 158 | 608 | 922.3846 | 152 | 38 | 0.30476
2321 | 20.6022 | 653.6 | 200 | 800 | 7 | 90.06% | 100 | 125.0287 | 124.2141 | 124.2141 | 1 | 125.0287 | 100 | 118.3933 | 111.6457 | 111.6457 | 111.6457 | 6.7476 | 118.3933 | 91.6147 | 81.5479 | 81.5479 | 81.5479 | 10.0668 | 91.6147 | 420.2013 | 341.0273 | 341.0273 | 385.1803 | 35.0209 | 376.0483 | 44.153 | 44.153 | 420.2013 | 87.3274 | 70.5525 | 70.5525 | 70.5525 | 16.7749 | 87.3274 | 2217.8335 | 2217.8335 | 33.1164 | 33.1164 | 1313.2639 | 1313.2639 | 680.8389 | 680.8389 | 190.6142 | 190.6142 | 26174235.0357 | 1367027109.4208 | 184704196.1134 | 174094459.4301 | 1752 | 43.1635 | 1881449.0624 | 111084.9458 | 139.6578 | 27.8129 | 172 | 608 | 922.3846 | 152 | 38 | 0.57174
2322 | 51.5054 | 653.6 | 200 | 800 | 7 | 91.62% | 100 | 126.6954 | 125.6654 | 125.6654 | 1 | 126.6954 | 100 | 122.1694 | 115.2059 | 115.2059 | 115.2059 | 6.9635 | 122.1694 | 91.6074 | 81.5404 | 81.5404 | 81.5404 | 10.067 | 91.6074 | 484.9083 | 401.6727 | 401.6727 | 445.9696 | 38.9387 | 440.6114 | 44.2969 | 44.2969 | 484.9083 | 91.7231 | 74.0886 | 74.0886 | 74.0886 | 17.6345 | 91.7231 | 2267.2733 | 2267.2733 | 82.7824 | 82.7824 | 1313.128 | 1313.128 | 680.7684 | 680.7684 | 190.5945 | 190.5945 | 63325991.7337 | 1367006717.0485 | 174924565.0911 | 146742726.1267 | 1752 | 44.0545 | 1587303.1639 | 93717.9164 | 117.8237 | 69.5323 | 172 | 608 | 922.3846 | 152 | 38 | 0.54161
2323 | 154.5162 | 653.6 | 200 | 800 | 7 | 95.18% | 100 | 133.0477 | 131.4296 | 131.4296 | 1 | 133.0477 | 100 | 139.5204 | 131.5655 | 131.5655 | 131.5655 | 7.9548 | 139.5204 | 91.5795 | 81.5128 | 81.5128 | 81.5128 | 10.0667 | 91.5795 | 785.7774 | 684.3779 | 684.3779 | 728.4969 | 57.2805 | 741.6584 | 44.119 | 44.119 | 785.7774 | 115.5797 | 93.1933 | 93.1933 | 93.1933 | 22.3864 | 115.5797 | 2432.0742 | 2432.0742 | 248.2691 | 248.2691 | 1312.7157 | 1312.7157 | 680.5547 | 680.5547 | 190.5347 | 190.5347 | 164828872.9851 | 1367060424.998 | 135609150.6195 | 84501543.2499 | 1752 | 47.366 | 908825.8319 | 53659.1026 | 67.4611 | 208.5969 | 172 | 608 | 922.3846 | 152 | 38 | 0.42047
2324 | 206.0217 | 653.6 | 200 | 800 | 7 | 96.12% | 100 | 136.6832 | 135.0149 | 135.0149 | 1 | 136.6832 | 100 | 155.0474 | 146.2061 | 146.2061 | 146.2061 | 8.8413 | 155.0474 | 91.5684 | 81.5017 | 81.5017 | 81.5017 | 10.0668 | 91.5684 | 962.1098 | 849.9817 | 849.9817 | 894.0909 | 68.0189 | 918.0006 | 44.1092 | 44.1092 | 962.1098 | 129.0254 | 103.9346 | 103.9346 | 103.9346 | 25.0908 | 129.0254 | 2514.4755 | 2514.4755 | 330.9788 | 330.9788 | 1312.5304 | 1312.5304 | 680.4586 | 680.4586 | 190.5077 | 190.5077 | 196178006.4849 | 1367061413.1202 | 120826829.9733 | 67933750.4216 | 1752 | 49.1079 | 729866.2941 | 43092.9326 | 54.1771 | 278.1292 | 172 | 608 | 922.3846 | 152 | 38 | 0.37492
2325 | 257.5271 | 653.6 | 200 | 800 | 7 | 96.69% | 100 | 140.5143 | 138.7631 | 138.7631 | 1 | 140.5143 | 100 | 177.3764 | 167.2606 | 167.2606 | 167.2606 | 10.1158 | 177.3764 | 91.5571 | 81.4904 | 81.4904 | 81.4904 | 10.0667 | 91.5571 | 1112.4849 | 992.0808 | 992.0808 | 1035.3777 | 77.1072 | 1069.188 | 43.297 | 43.297 | 1112.4849 | 136.9842 | 110.2323 | 110.2323 | 110.2323 | 26.7519 | 136.9842 | 2596.8773 | 2596.8773 | 413.6689 | 413.6689 | 1312.3571 | 1312.3571 | 680.3688 | 680.3688 | 190.4826 | 190.4826 | 212684312.2072 | 1367062780.5185 | 114203128.3375 | 58049737.0135 | 1752 | 50.8169 | 611825.837 | 36123.561 | 45.4151 | 347.6615 | 172 | 608 | 922.3846 | 152 | 38 | 0.35451
2326 | 309.0325 | 653.6 | 200 | 800 | 7 | 97.1% | 100 | 144.4741 | 142.6345 | 142.6345 | 1 | 144.4741 | 100 | 202.1466 | 190.6168 | 190.6168 | 190.6168 | 11.5298 | 202.1466 | 91.5471 | 81.4804 | 81.4804 | 81.4804 | 10.0667 | 91.5471 | 1258.2357 | 1129.2333 | 1129.2333 | 1172.2632 | 85.9725 | 1215.2058 | 43.0299 | 43.0299 | 1258.2357 | 141.0657 | 113.4292 | 113.4292 | 113.4292 | 27.6365 | 141.0657 | 2679.2795 | 2679.2795 | 496.3412 | 496.3412 | 1312.1947 | 1312.1947 | 680.2846 | 680.2846 | 190.459 | 190.459 | 223216753.6603 | 1367076372.2071 | 110855227.5487 | 50851646.5838 | 1752 | 52.4541 | 532842.4836 | 31460.2078 | 39.5523 | 417.1938 | 172 | 608 | 922.3846 | 152 | 38 | 0.34419
2327 | 360.5379 | 653.6 | 200 | 800 | 7 | 97.34% | 100 | 148.5268 | 146.9106 | 146.9106 | 1 | 148.5268 | 100 | 227.8593 | 214.8615 | 214.8615 | 214.8615 | 12.9978 | 227.8593 | 91.5382 | 81.4714 | 81.4714 | 81.4714 | 10.0668 | 91.5382 | 1374.3439 | 1238.6632 | 1238.6632 | 1281.3178 | 93.0261 | 1331.6893 | 42.6546 | 42.6546 | 1374.3439 | 144.62 | 116.2245 | 116.2245 | 116.2245 | 28.3956 | 144.62 | 2761.6821 | 2761.6821 | 578.9975 | 578.9975 | 1312.0422 | 1312.0422 | 680.2056 | 680.2056 | 190.4369 | 190.4369 | 230681331.1677 | 1367067864.2615 | 107591681.4064 | 46659123.1644 | 1752 | 54.0272 | 483576.2973 | 28551.4223 | 35.8953 | 486.7262 | 172 | 608 | 922.3846 | 152 | 38 | 0.33414
2328 | 412.0433 | 653.6 | 200 | 800 | 7 | 97.52% | 100 | 152.6306 | 150.9583 | 150.9583 | 1 | 152.6306 | 100 | 253.7439 | 239.2681 | 239.2681 | 239.2681 | 14.4758 | 253.7439 | 91.5276 | 81.4611 | 81.4611 | 81.4611 | 10.0666 | 91.5276 | 1468.0274 | 1327.1453 | 1327.1453 | 1369.2951 | 98.7323 | 1425.8777 | 42.1498 | 42.1498 | 1468.0274 | 148.1685 | 119.0295 | 119.0295 | 119.0295 | 29.139 | 148.1685 | 2844.0851 | 2844.0851 | 661.6391 | 661.6391 | 1311.8988 | 1311.8988 | 680.1312 | 680.1312 | 190.4161 | 190.4161 | 236445535.2932 | 1367080508.3785 | 105016675.0273 | 43457281.3011 | 1752 | 55.51 | 445918.6991 | 26328.0338 | 33.1 | 556.2585 | 172 | 608 | 922.3846 | 152 | 38 | 0.3262
2329 | 463.5487 | 653.6 | 200 | 800 | 7 | 97.66% | 100 | 156.7675 | 155.1129 | 155.1129 | 1 | 156.7675 | 100 | 279.7248 | 263.7652 | 263.7652 | 263.7652 | 15.9596 | 279.7248 | 91.5187 | 81.4522 | 81.4522 | 81.4522 | 10.0665 | 91.5187 | 1551.8908 | 1406.0704 | 1406.0704 | 1448.0495 | 103.8413 | 1509.9117 | 41.9791 | 41.9791 | 1551.8908 | 151.1598 | 121.3868 | 121.3868 | 121.3868 | 29.773 | 151.1598 | 2926.4884 | 2926.4884 | 744.2672 | 744.2672 | 1311.7636 | 1311.7636 | 680.0611 | 680.0611 | 190.3965 | 190.3965 | 241146471.8074 | 1367086487.8676 | 102747382.2446 | 41019577.5764 | 1751.9999 | 56.9093 | 418632.2808 | 24716.9829 | 31.0746 | 625.7908 | 172 | 608 | 922.3846 | 152 | 38 | 0.31921
2330 | 515.0541 | 653.6 | 200 | 800 | 7 | 97.76% | 100 | 160.9279 | 159.3459 | 159.3459 | 1 | 160.9279 | 100 | 305.89 | 288.436 | 288.436 | 288.436 | 17.454 | 305.89 | 91.5109 | 81.4444 | 81.4444 | 81.4444 | 10.0665 | 91.5109 | 1619.9816 | 1470.2117 | 1470.2117 | 1511.9994 | 107.9823 | 1578.194 | 41.7877 | 41.7877 | 1619.9816 | 153.8808 | 123.533 | 123.533 | 123.533 | 30.3478 | 153.8808 | 3008.892 | 3008.892 | 826.8831 | 826.8831 | 1311.636 | 1311.636 | 679.9949 | 679.9949 | 190.3779 | 190.3779 | 244734349.8041 | 1367079375.1895 | 100872813.6861 | 39313450.438 | 1752 | 58.2323 | 401098.7136 | 23681.762 | 29.7731 | 695.3231 | 172 | 608 | 922.3846 | 152 | 38 | 0.31344
2331 | 566.5595 | 653.6 | 200 | 800 | 7 | 97.86% | 100 | 165.0989 | 163.3585 | 163.3585 | 1 | 165.0989 | 100 | 332.2057 | 313.2485 | 313.2485 | 313.2485 | 18.9572 | 332.2057 | 91.5034 | 81.4369 | 81.4369 | 81.4369 | 10.0665 | 91.5034 | 1684.3861 | 1530.8788 | 1530.8788 | 1572.4793 | 111.9068 | 1642.7856 | 41.6005 | 41.6005 | 1684.3861 | 156.0063 | 125.2077 | 125.2077 | 125.2077 | 30.7985 | 156.0063 | 3091.2959 | 3091.2959 | 909.4878 | 909.4878 | 1311.5153 | 1311.5153 | 679.9324 | 679.9324 | 190.3604 | 190.3604 | 247706737.7129 | 1367088236.114 | 99638224.4142 | 37566801.7589 | 1752 | 59.4734 | 379707.9838 | 22418.8056 | 28.1853 | 764.8554 | 172 | 608 | 922.3846 | 152 | 38 | 0.30963
2332 | 618.065 | 653.6 | 200 | 800 | 7 | 97.93% | 100 | 169.279 | 167.5366 | 167.5366 | 1 | 169.279 | 100 | 358.8308 | 338.3525 | 338.3525 | 338.3525 | 20.4783 | 358.8308 | 91.496 | 81.4295 | 81.4295 | 81.4295 | 10.0665 | 91.496 | 1743.381 | 1586.4448 | 1586.4448 | 1627.885 | 115.4961 | 1701.9408 | 41.4402 | 41.4402 | 1743.381 | 157.5261 | 126.3977 | 126.3977 | 126.3977 | 31.1284 | 157.5261 | 3173.7 | 3173.7 | 992.082 | 992.082 | 1311.401 | 1311.401 | 679.8731 | 679.8731 | 190.3438 | 190.3438 | 249948639.6539 | 1367088236.114 | 98710385.7603 | 36252738.4718 | 1752 | 60.6486 | 365406.5392 | 21574.4164 | 27.1237 | 834.3877 | 172 | 608 | 922.3846 | 152 | 38 | 0.30677
2333 | 669.5704 | 653.6 | 200 | 800 | 7 | 97.98% | 100 | 173.4733 | 171.8989 | 171.8989 | 1 | 173.4733 | 100 | 385.692 | 363.6791 | 363.6791 | 363.6791 | 22.0129 | 385.692 | 91.4893 | 81.4228 | 81.4228 | 81.4228 | 10.0665 | 91.4893 | 1790.3043 | 1630.6223 | 1630.6223 | 1671.9352 | 118.3691 | 1748.9914 | 41.3129 | 41.3129 | 1790.3043 | 158.8755 | 127.457 | 127.457 | 127.457 | 31.4184 | 158.8755 | 3256.1043 | 3256.1043 | 1074.6667 | 1074.6667 | 1311.2926 | 1311.2926 | 679.8169 | 679.8169 | 190.3281 | 190.3281 | 251749645.5713 | 1367088236.114 | 97709157.9885 | 35452960.3262 | 1752 | 61.7622 | 357039.6093 | 21080.4143 | 26.5026 | 903.92 | 172 | 608 | 922.3846 | 152 | 38 | 0.30369
2334 | 721.0758 | 653.6 | 200 | 800 | 7 | 98.02% | 100 | 177.678 | 176.036 | 176.036 | 1 | 177.678 | 100 | 412.6073 | 389.0565 | 389.0565 | 389.0565 | 23.5508 | 412.6073 | 91.4829 | 81.4164 | 81.4164 | 81.4164 | 10.0665 | 91.4829 | 1826.9803 | 1665.1081 | 1665.1081 | 1706.3677 | 120.6125 | 1785.7206 | 41.2597 | 41.2597 | 1826.9803 | 160.2236 | 128.517 | 128.517 | 128.517 | 31.7066 | 160.2236 | 3338.5089 | 3338.5089 | 1157.2425 | 1157.2425 | 1311.1897 | 1311.1897 | 679.7636 | 679.7636 | 190.3132 | 190.3132 | 253359291.1153 | 1367087173.0156 | 96914963.9973 | 34638571.8718 | 1752 | 62.8141 | 348475.9401 | 20574.7961 | 25.867 | 973.4523 | 172 | 608 | 922.3846 | 152 | 38 | 0.30124
2335 | 772.5812 | 653.6 | 200 | 800 | 7 | 98.06% | 100 | 181.8874 | 180.3255 | 180.3255 | 1 | 181.8874 | 100 | 439.5205 | 414.4317 | 414.4317 | 414.4317 | 25.0887 | 439.5205 | 91.4769 | 81.4104 | 81.4104 | 81.4104 | 10.0665 | 91.4769 | 1860.7723 | 1696.8606 | 1696.8606 | 1738.0957 | 122.6766 | 1819.5372 | 41.2351 | 41.2351 | 1860.7723 | 161.4265 | 129.465 | 129.465 | 129.465 | 31.9616 | 161.4265 | 3420.9137 | 3420.9137 | 1239.8101 | 1239.8101 | 1311.0918 | 1311.0918 | 679.7128 | 679.7128 | 190.2989 | 190.2989 | 254774328.3769 | 1367082378.611 | 96079257.4962 | 34064035.5159 | 1752 | 63.8118 | 343159.0291 | 20260.8739 | 25.4723 | 1042.9846 | 172 | 608 | 922.3846 | 152 | 38 | 0.29867
2336 | 824.0866 | 653.6 | 200 | 800 | 7 | 98.09% | 100 | 186.0986 | 184.5356 | 184.5356 | 1 | 186.0986 | 100 | 466.3998 | 439.7749 | 439.7749 | 439.7749 | 26.6249 | 466.3998 | 91.4712 | 81.4047 | 81.4047 | 81.4047 | 10.0665 | 91.4712 | 1890.2882 | 1724.6878 | 1724.6878 | 1765.798 | 124.4903 | 1849.1781 | 41.1102 | 41.1102 | 1890.2882 | 162.5828 | 130.3775 | 130.3775 | 130.3775 | 32.2053 | 162.5828 | 3503.3186 | 3503.3186 | 1322.3701 | 1322.3701 | 1310.9986 | 1310.9986 | 679.6645 | 679.6645 | 190.2854 | 190.2854 | 256027108.2771 | 1367073729.6269 | 95391849.8882 | 33507312.2078 | 1752 | 64.7571 | 335077.294 | 19783.7102 | 24.8724 | 1112.5169 | 172 | 608 | 922.3846 | 152 | 38 | 0.29655
2337 | 875.592 | 653.6 | 200 | 800 | 7 | 98.11% | 100 | 190.3151 | 188.7312 | 188.7312 | 1 | 190.3151 | 100 | 493.3748 | 465.2083 | 465.2083 | 465.2083 | 28.1665 | 493.3748 | 91.466 | 81.3994 | 81.3994 | 81.3994 | 10.0666 | 91.466 | 1913.6085 | 1746.6751 | 1746.6751 | 1787.6893 | 125.9191 | 1872.5942 | 41.0142 | 41.0142 | 1913.6085 | 163.6604 | 131.2287 | 131.2287 | 131.2287 | 32.4317 | 163.6604 | 3585.7238 | 3585.7238 | 1404.923 | 1404.923 | 1310.9098 | 1310.9098 | 679.6185 | 679.6185 | 190.2725 | 190.2725 | 257082287.9312 | 1367084087.3473 | 94771973.8751 | 33061650.8463 | 1752 | 65.6553 | 330364.1056 | 19505.4331 | 24.5226 | 1182.0492 | 172 | 608 | 922.3846 | 152 | 38 | 0.29464
2338 | 927.0974 | 653.6 | 200 | 800 | 7 | 98.13% | 100 | 194.4327 | 192.848 | 192.848 | 1 | 194.4327 | 100 | 520.4223 | 490.7098 | 490.7098 | 490.7098 | 29.7125 | 520.4223 | 91.4604 | 81.3939 | 81.3939 | 81.3939 | 10.0665 | 91.4604 | 1934.6338 | 1766.4774 | 1766.4774 | 1807.4262 | 127.2076 | 1893.6851 | 40.9487 | 40.9487 | 1934.6338 | 162.6931 | 130.0634 | 130.0634 | 130.0634 | 32.6296 | 162.6931 | 3668.1291 | 3668.1291 | 1487.4694 | 1487.4694 | 1310.825 | 1310.825 | 679.5745 | 679.5745 | 190.2602 | 190.2602 | 257985114.4907 | 1367088236.114 | 94237148.0684 | 32689501.3269 | 1752 | 66.5091 | 326096.7093 | 19253.4765 | 24.2058 | 1251.5815 | 172 | 608 | 922.3846 | 152 | 38 | 0.29299
2339 | 978.6028 | 653.6 | 200 | 800 | 7 | 98.15% | 100 | 198.6536 | 197.1021 | 197.1021 | 1 | 198.6536 | 100 | 547.5093 | 516.2485 | 516.2485 | 516.2485 | 31.2608 | 547.5093 | 91.4552 | 81.3887 | 81.3887 | 81.3887 | 10.0665 | 91.4552 | 1954.3919 | 1785.0743 | 1785.0743 | 1825.975 | 128.4169 | 1913.4911 | 40.9007 | 40.9007 | 1954.3919 | 163.4944 | 130.694 | 130.694 | 130.694 | 32.8004 | 163.4944 | 3750.5345 | 3750.5345 | 1570.0095 | 1570.0095 | 1310.744 | 1310.744 | 679.5325 | 679.5325 | 190.2485 | 190.2485 | 258777675.8222 | 1367088236.114 | 93753560.9691 | 32380527.0947 | 1752 | 67.3221 | 323368.9774 | 19092.4251 | 24.0033 | 1321.1138 | 172 | 608 | 922.3846 | 152 | 38 | 0.2915
2340 | 1030.1083 | 653.6 | 200 | 800 | 7 | 98.17% | 100 | 202.8775 | 201.3236 | 201.3236 | 1 | 202.8775 | 100 | 574.5975 | 541.7882 | 541.7882 | 541.7882 | 32.8093 | 574.5975 | 91.4504 | 81.3839 | 81.3839 | 81.3839 | 10.0665 | 91.4504 | 1973.0556 | 1802.5537 | 1802.5537 | 1843.4966 | 129.559 | 1932.1127 | 40.9428 | 40.9428 | 1973.0556 | 164.2109 | 131.2577 | 131.2577 | 131.2577 | 32.9533 | 164.2109 | 3832.9401 | 3832.9401 | 1652.544 | 1652.544 | 1310.6665 | 1310.6665 | 679.4924 | 679.4924 | 190.2372 | 190.2372 | 259522502.7235 | 1367088236.114 | 93331809.497 | 32057451.6654 | 1752 | 68.0965 | 320678.779 | 18933.5898 | 23.8036 | 1390.6462 | 172 | 608 | 922.3846 | 152 | 38 | 0.2902
2341 | 20.6022 | 703 | 200 | 800 | 7 | 90.71% | 100 | 129.9796 | 129.1453 | 129.1453 | 1 | 129.9796 | 100 | 122.2487 | 115.28 | 115.28 | 115.28 | 6.9687 | 122.2487 | 97.4175 | 86.7111 | 86.7111 | 86.7111 | 10.7064 | 97.4175 | 444.8213 | 364.4834 | 364.4834 | 408.3628 | 36.4586 | 400.942 | 43.8793 | 43.8793 | 444.8213 | 88.6744 | 71.6008 | 71.6008 | 71.6008 | 17.0736 | 88.6744 | 2316.6229 | 2316.6229 | 33.1097 | 33.1097 | 1412.2364 | 1412.2364 | 680.7012 | 680.7012 | 190.5757 | 190.5757 | 25354024.2167 | 1382533887.7807 | 181352991.0154 | 162759097.3224 | 1752 | 46.682 | 1747509.4254 | 103176.8511 | 129.7156 | 27.8129 | 185 | 608 | 922.3846 | 152 | 38 | 0.56141
2342 | 51.5054 | 703 | 200 | 800 | 7 | 92.19% | 100 | 131.6971 | 130.6274 | 130.6274 | 1 | 131.6971 | 100 | 125.715 | 118.5481 | 118.5481 | 118.5481 | 7.1669 | 125.715 | 97.409 | 86.7026 | 86.7026 | 86.7026 | 10.7064 | 97.409 | 514.8057 | 430.0964 | 430.0964 | 474.0864 | 40.7193 | 470.8157 | 43.99 | 43.99 | 514.8057 | 93.5286 | 75.5032 | 75.5032 | 75.5032 | 18.0254 | 93.5286 | 2366.0632 | 2366.0632 | 82.7663 | 82.7663 | 1412.1026 | 1412.1026 | 680.6367 | 680.6367 | 190.5576 | 190.5576 | 61543188.8874 | 1382544597.3324 | 171062857.0386 | 136849356.7415 | 1752 | 47.4979 | 1470461.8062 | 86819.3422 | 109.1507 | 69.5323 | 185 | 608 | 922.3846 | 152 | 38 | 0.52971
2343 | 154.5162 | 703 | 200 | 800 | 7 | 95.53% | 100 | 138.2029 | 136.4846 | 136.4846 | 1 | 138.2029 | 100 | 144.2584 | 136.0321 | 136.0321 | 136.0321 | 8.2263 | 144.2584 | 97.3818 | 86.6757 | 86.6757 | 86.6757 | 10.7061 | 97.3818 | 841.3277 | 736.5427 | 736.5427 | 780.6822 | 60.6456 | 797.1883 | 44.1395 | 44.1395 | 841.3277 | 118.73 | 95.68 | 95.68 | 95.68 | 23.05 | 118.73 | 2530.8655 | 2530.8655 | 248.2274 | 248.2274 | 1411.6952 | 1411.6952 | 680.4403 | 680.4403 | 190.5026 | 190.5026 | 159341507.6657 | 1382570601.6181 | 131823344.3862 | 78264474.4351 | 1751.9999 | 50.4941 | 843362.9961 | 49794.0309 | 62.6019 | 208.5969 | 185 | 608 | 922.3846 | 152 | 38 | 0.4088
2344 | 206.0217 | 703 | 200 | 800 | 7 | 96.4% | 100 | 141.8561 | 140.2039 | 140.2039 | 1 | 141.8561 | 100 | 160.4814 | 151.3289 | 151.3289 | 151.3289 | 9.1525 | 160.4814 | 97.3699 | 86.6639 | 86.6639 | 86.6639 | 10.7061 | 97.3699 | 1032.9772 | 917.0115 | 917.0115 | 960.6641 | 72.3131 | 989.3246 | 43.6526 | 43.6526 | 1032.9772 | 132.8665 | 106.9755 | 106.9755 | 106.9755 | 25.891 | 132.8665 | 2613.2673 | 2613.2673 | 330.9267 | 330.9267 | 1411.5112 | 1411.5112 | 680.3516 | 680.3516 | 190.4778 | 190.4778 | 189438053.5665 | 1382580727.5214 | 116988202.5011 | 62993016.411 | 1752 | 52.0537 | 672515.8765 | 39706.8362 | 49.9201 | 278.1292 | 185 | 608 | 922.3846 | 152 | 38 | 0.36309
2345 | 257.5271 | 703 | 200 | 800 | 7 | 96.92% | 100 | 145.7404 | 144.0044 | 144.0044 | 1 | 145.7404 | 100 | 183.7982 | 173.3147 | 173.3147 | 173.3147 | 10.4835 | 183.7982 | 97.3601 | 86.654 | 86.654 | 86.654 | 10.7061 | 97.3601 | 1194.6818 | 1069.166 | 1069.166 | 1112.551 | 82.1308 | 1151.2969 | 43.385 | 43.385 | 1194.6818 | 141.3362 | 113.6816 | 113.6816 | 113.6816 | 27.6546 | 141.3362 | 2695.6696 | 2695.6696 | 413.6079 | 413.6079 | 1411.3387 | 1411.3387 | 680.2685 | 680.2685 | 190.4545 | 190.4545 | 205207830.3844 | 1382576878.6826 | 110328385.6063 | 53886905.3268 | 1752 | 53.5885 | 568926.7262 | 33590.7019 | 42.2308 | 347.6615 | 185 | 608 | 922.3846 | 152 | 38 | 0.34257
2346 | 309.0325 | 703 | 200 | 800 | 7 | 97.29% | 100 | 149.7132 | 148.0642 | 148.0642 | 1 | 149.7132 | 100 | 209.6084 | 197.6514 | 197.6514 | 197.6514 | 11.957 | 209.6084 | 97.3497 | 86.6436 | 86.6436 | 86.6436 | 10.7061 | 97.3497 | 1351.7711 | 1217.174 | 1217.174 | 1260.0942 | 91.6769 | 1308.8509 | 42.9202 | 42.9202 | 1351.7711 | 145.7501 | 117.1479 | 117.1479 | 117.1479 | 28.6022 | 145.7501 | 2778.0723 | 2778.0723 | 496.2725 | 496.2725 | 1411.1768 | 1411.1768 | 680.1904 | 680.1904 | 190.4327 | 190.4327 | 215218110.9625 | 1382573454.068 | 106756559.9193 | 47451875.0502 | 1752 | 55.0596 | 496229.4867 | 29298.4948 | 36.8345 | 417.1938 | 185 | 608 | 922.3846 | 152 | 38 | 0.33157
2347 | 360.5379 | 703 | 200 | 800 | 7 | 97.54% | 100 | 153.7805 | 152.0588 | 152.0588 | 1 | 153.7805 | 100 | 236.305 | 222.8238 | 222.8238 | 222.8238 | 13.4812 | 236.305 | 97.3375 | 86.6317 | 86.6317 | 86.6317 | 10.7058 | 97.3375 | 1476.5937 | 1334.7867 | 1334.7867 | 1377.3041 | 99.2896 | 1434.0763 | 42.5174 | 42.5174 | 1476.5937 | 149.7473 | 120.3029 | 120.3029 | 120.3029 | 29.4445 | 149.7473 | 2860.4753 | 2860.4753 | 578.922 | 578.922 | 1411.0243 | 1411.0243 | 680.1169 | 680.1169 | 190.4121 | 190.4121 | 222385030.7309 | 1382622271.1125 | 103835055.1079 | 43157643.0486 | 1752 | 56.4658 | 445738.4351 | 26317.3906 | 33.0867 | 486.7262 | 185 | 608 | 922.3846 | 152 | 38 | 0.32256
2348 | 412.0433 | 703 | 200 | 800 | 7 | 97.68% | 100 | 157.8999 | 156.3341 | 156.3341 | 1 | 157.8999 | 100 | 263.3282 | 248.3038 | 248.3038 | 248.3038 | 15.0243 | 263.3282 | 97.3266 | 86.621 | 86.621 | 86.621 | 10.7055 | 97.3266 | 1572.6265 | 1425.4117 | 1425.4117 | 1467.4776 | 105.1489 | 1530.5606 | 42.0659 | 42.0659 | 1572.6265 | 153.6088 | 123.3595 | 123.3595 | 123.3595 | 30.2493 | 153.6088 | 2942.8787 | 2942.8787 | 661.5578 | 661.5578 | 1410.8806 | 1410.8806 | 680.0477 | 680.0477 | 190.3927 | 190.3927 | 227804300.506 | 1382643365.079 | 100962014.9842 | 40590328.898 | 1752 | 57.807 | 418360.2043 | 24700.9188 | 31.0544 | 556.2585 | 185 | 608 | 922.3846 | 152 | 38 | 0.31371
2349 | 463.5487 | 703 | 200 | 800 | 7 | 97.81% | 100 | 162.0519 | 160.4178 | 160.4178 | 1 | 162.0519 | 100 | 290.3188 | 273.753 | 273.753 | 273.753 | 16.5658 | 290.3188 | 97.3182 | 86.6126 | 86.6126 | 86.6126 | 10.7055 | 97.3182 | 1657.036 | 1504.6984 | 1504.6984 | 1546.7507 | 110.2854 | 1614.9838 | 42.0523 | 42.0523 | 1657.036 | 157.0508 | 126.0792 | 126.0792 | 126.0792 | 30.9716 | 157.0508 | 3025.2823 | 3025.2823 | 744.1809 | 744.1809 | 1410.7448 | 1410.7448 | 679.9822 | 679.9822 | 190.3744 | 190.3744 | 232275518.5717 | 1382640225.8821 | 98728722.935 | 38355565.8715 | 1752 | 59.0696 | 392976.2866 | 23202.1958 | 29.1702 | 625.7908 | 185 | 608 | 922.3846 | 152 | 38 | 0.30683
2350 | 515.0541 | 703 | 200 | 800 | 7 | 97.91% | 100 | 166.2159 | 164.5021 | 164.5021 | 1 | 166.2159 | 100 | 317.5306 | 299.4105 | 299.4105 | 299.4105 | 18.1201 | 317.5306 | 97.3114 | 86.6058 | 86.6058 | 86.6058 | 10.7057 | 97.3114 | 1729.09 | 1572.6026 | 1572.6026 | 1614.4101 | 114.6799 | 1687.2826 | 41.8074 | 41.8074 | 1729.09 | 159.9143 | 128.3372 | 128.3372 | 128.3372 | 31.5771 | 159.9143 | 3107.6863 | 3107.6863 | 826.7924 | 826.7924 | 1410.6165 | 1410.6165 | 679.9203 | 679.9203 | 190.357 | 190.357 | 235741257.925 | 1382629918.7656 | 97025082.7876 | 36603740.5218 | 1752 | 60.2636 | 372474.3808 | 21991.7176 | 27.6483 | 695.3231 | 185 | 608 | 922.3846 | 152 | 38 | 0.30158
2351 | 566.5595 | 703 | 200 | 800 | 7 | 97.99% | 100 | 170.3916 | 168.7539 | 168.7539 | 1 | 170.3916 | 100 | 344.9853 | 325.2969 | 325.2969 | 325.2969 | 19.6884 | 344.9853 | 97.3036 | 86.598 | 86.598 | 86.598 | 10.7056 | 97.3036 | 1796.8922 | 1636.4264 | 1636.4264 | 1678.0985 | 118.7937 | 1755.2201 | 41.6721 | 41.6721 | 1796.8922 | 162.0939 | 130.0525 | 130.0525 | 130.0525 | 32.0415 | 162.0939 | 3190.0904 | 3190.0904 | 909.3932 | 909.3932 | 1410.4948 | 1410.4948 | 679.8617 | 679.8617 | 190.3406 | 190.3406 | 238427661.3679 | 1382632282.7214 | 95680001.2174 | 35260054.6933 | 1752 | 61.3932 | 359153.7288 | 21205.2366 | 26.6596 | 764.8554 | 185 | 608 | 922.3846 | 152 | 38 | 0.29744
2352 | 618.065 | 703 | 200 | 800 | 7 | 98.06% | 100 | 174.5784 | 172.8059 | 172.8059 | 1 | 174.5784 | 100 | 372.7295 | 351.456 | 351.456 | 351.456 | 21.2734 | 372.7295 | 97.2964 | 86.5908 | 86.5908 | 86.5908 | 10.7056 | 97.2964 | 1856.1852 | 1692.2315 | 1692.2315 | 1733.7651 | 122.4201 | 1814.6516 | 41.5336 | 41.5336 | 1856.1852 | 163.7755 | 131.3724 | 131.3724 | 131.3724 | 32.4031 | 163.7755 | 3272.4948 | 3272.4948 | 991.9842 | 991.9842 | 1410.3795 | 1410.3795 | 679.8061 | 679.8061 | 190.3251 | 190.3251 | 240586787.08 | 1382643365.079 | 94814344.3635 | 33955503.4775 | 1752 | 62.4609 | 342212.8684 | 20205.0104 | 25.4021 | 834.3877 | 185 | 608 | 922.3846 | 152 | 38 | 0.29477
2353 | 669.5704 | 703 | 200 | 800 | 7 | 98.1% | 100 | 178.6719 | 177.0895 | 177.0895 | 1 | 178.6719 | 100 | 400.6948 | 377.8236 | 377.8236 | 377.8236 | 22.8712 | 400.6948 | 97.2892 | 86.5837 | 86.5837 | 86.5837 | 10.7056 | 97.2892 | 1906.7312 | 1739.8575 | 1739.8575 | 1781.2178 | 125.5134 | 1865.3709 | 41.3603 | 41.3603 | 1906.7312 | 163.2403 | 130.5399 | 130.5399 | 130.5399 | 32.7004 | 163.2403 | 3354.8995 | 3354.8995 | 1074.566 | 1074.566 | 1410.2699 | 1410.2699 | 679.7533 | 679.7533 | 190.3103 | 190.3103 | 242286572.2187 | 1382638736.9231 | 93855005.5567 | 33219685.3014 | 1752 | 63.4763 | 335774.5825 | 19824.8797 | 24.9242 | 903.92 | 185 | 608 | 922.3846 | 152 | 38 | 0.29181
2354 | 721.0758 | 703 | 200 | 800 | 7 | 98.15% | 100 | 182.8794 | 181.2413 | 181.2413 | 1 | 182.8794 | 100 | 428.6959 | 404.2248 | 404.2248 | 404.2248 | 24.4712 | 428.6959 | 97.2827 | 86.5772 | 86.5772 | 86.5772 | 10.7055 | 97.2827 | 1944.9703 | 1775.8032 | 1775.8032 | 1817.1184 | 127.8519 | 1903.6551 | 41.3152 | 41.3152 | 1944.9703 | 164.6698 | 131.6626 | 131.6626 | 131.6626 | 33.0072 | 164.6698 | 3437.3043 | 3437.3043 | 1157.1394 | 1157.1394 | 1410.1656 | 1410.1656 | 679.703 | 679.703 | 190.2962 | 190.2962 | 243842650.0015 | 1382643365.079 | 93033620.4299 | 32480364.4895 | 1752 | 64.4376 | 327081.8786 | 19311.6431 | 24.2789 | 973.4523 | 185 | 608 | 922.3846 | 152 | 38 | 0.28928
2355 | 772.5812 | 703 | 200 | 800 | 7 | 98.18% | 100 | 187.0896 | 185.4951 | 185.4951 | 1 | 187.0896 | 100 | 456.7101 | 430.6381 | 430.6381 | 430.6381 | 26.072 | 456.7101 | 97.2765 | 86.5709 | 86.5709 | 86.5709 | 10.7055 | 97.2765 | 1977.9778 | 1806.9361 | 1806.9361 | 1848.1031 | 129.8747 | 1936.8108 | 41.167 | 41.167 | 1977.9778 | 165.9962 | 132.7069 | 132.7069 | 132.7069 | 33.2893 | 165.9962 | 3519.7093 | 3519.7093 | 1239.705 | 1239.705 | 1410.0663 | 1410.0663 | 679.6552 | 679.6552 | 190.2828 | 190.2828 | 245127636.6194 | 1382643365.079 | 92266792.1533 | 31962206.1483 | 1752 | 65.3515 | 321006.944 | 18952.9654 | 23.828 | 1042.9846 | 185 | 608 | 922.3846 | 152 | 38 | 0.28692
2356 | 824.0866 | 703 | 200 | 800 | 7 | 98.2% | 100 | 191.306 | 189.7113 | 189.7113 | 1 | 191.306 | 100 | 484.728 | 457.0547 | 457.0547 | 457.0547 | 27.6732 | 484.728 | 97.2707 | 86.5651 | 86.5651 | 86.5651 | 10.7055 | 97.2707 | 2006.603 | 1833.8264 | 1833.8264 | 1874.9682 | 131.6347 | 1965.4612 | 41.1418 | 41.1418 | 2006.603 | 167.2323 | 133.6808 | 133.6808 | 133.6808 | 33.5515 | 167.2323 | 3602.1144 | 3602.1144 | 1322.2632 | 1322.2632 | 1409.9717 | 1409.9717 | 679.6096 | 679.6096 | 190.27 | 190.27 | 246313155.4172 | 1382643365.079 | 91558858.2144 | 31484621.2894 | 1752 | 66.2199 | 316389.7961 | 18680.3587 | 23.4853 | 1112.5169 | 185 | 608 | 922.3846 | 152 | 38 | 0.28474
2357 | 875.592 | 703 | 200 | 800 | 7 | 98.23% | 100 | 195.5249 | 193.9191 | 193.9191 | 1 | 195.5249 | 100 | 512.7759 | 483.4996 | 483.4996 | 483.4996 | 29.2763 | 512.7759 | 97.2651 | 86.5596 | 86.5596 | 86.5596 | 10.7055 | 97.2651 | 2031.6817 | 1857.3848 | 1857.3848 | 1898.5084 | 133.1733 | 1990.5581 | 41.1236 | 41.1236 | 2031.6817 | 168.3536 | 134.5639 | 134.5639 | 134.5639 | 33.7897 | 168.3536 | 3684.5198 | 3684.5198 | 1404.8146 | 1404.8146 | 1409.8813 | 1409.8813 | 679.566 | 679.566 | 190.2578 | 190.2578 | 247336628.2879 | 1382643365.079 | 90950571.7634 | 31069434.8697 | 1752 | 67.0461 | 311193.902 | 18373.5815 | 23.0996 | 1182.0492 | 185 | 608 | 922.3846 | 152 | 38 | 0.28286
2358 | 927.0974 | 703 | 200 | 800 | 7 | 98.25% | 100 | 199.7444 | 198.149 | 198.149 | 1 | 199.7444 | 100 | 540.8992 | 510.0155 | 510.0155 | 510.0155 | 30.8837 | 540.8992 | 97.2598 | 86.5543 | 86.5543 | 86.5543 | 10.7055 | 97.2598 | 2054.5429 | 1878.9194 | 1878.9194 | 1919.9717 | 134.5711 | 2013.4905 | 41.0523 | 41.0523 | 2054.5429 | 169.3083 | 135.315 | 135.315 | 135.315 | 33.9933 | 169.3083 | 3766.9252 | 3766.9252 | 1487.3597 | 1487.3597 | 1409.795 | 1409.795 | 679.5244 | 679.5244 | 190.2462 | 190.2462 | 248192142.601 | 1382643365.079 | 90441333.7181 | 30723158.6019 | 1752 | 67.833 | 307826.9122 | 18174.7869 | 22.8496 | 1251.5815 | 185 | 608 | 922.3846 | 152 | 38 | 0.28129
2359 | 978.6028 | 703 | 200 | 800 | 7 | 98.26% | 100 | 203.9666 | 202.3873 | 202.3873 | 1 | 203.9666 | 100 | 569.0615 | 536.568 | 536.568 | 536.568 | 32.4935 | 569.0615 | 97.2547 | 86.5492 | 86.5492 | 86.5492 | 10.7055 | 97.2547 | 2075.7391 | 1898.8478 | 1898.8478 | 1939.8782 | 135.8609 | 2034.7087 | 41.0304 | 41.0304 | 2075.7391 | 170.1495 | 135.9781 | 135.9781 | 135.9781 | 34.1714 | 170.1495 | 3849.3309 | 3849.3309 | 1569.8988 | 1569.8988 | 1409.7124 | 1409.7124 | 679.4846 | 679.4846 | 190.235 | 190.235 | 248962876.9182 | 1382643365.079 | 89981229.4074 | 30412528.5954 | 1752 | 68.5836 | 304960.4685 | 18005.5457 | 22.6369 | 1321.1138 | 185 | 608 | 922.3846 | 152 | 38 | 0.27988
2360 | 1030.1083 | 703 | 200 | 800 | 7 | 98.28% | 100 | 208.1911 | 206.6378 | 206.6378 | 1 | 208.1911 | 100 | 597.2004 | 563.0984 | 563.0984 | 563.0984 | 34.102 | 597.2004 | 97.2499 | 86.5444 | 86.5444 | 86.5444 | 10.7055 | 97.2499 | 2095.6454 | 1917.5171 | 1917.5171 | 1958.5689 | 137.0765 | 2054.5936 | 41.0517 | 41.0517 | 2095.6454 | 170.9337 | 136.5976 | 136.5976 | 136.5976 | 34.3361 | 170.9337 | 3931.7366 | 3931.7366 | 1652.4324 | 1652.4324 | 1409.6333 | 1409.6333 | 679.4465 | 679.4465 | 190.2244 | 190.2244 | 249685121.7607 | 1382643365.079 | 89537361.1765 | 30134151.9838 | 1752 | 69.3002 | 302240.0587 | 17844.9267 | 22.4349 | 1390.6462 | 185 | 608 | 922.3846 | 152 | 38 | 0.27851
2361 | 20.6022 | 752.4 | 200 | 800 | 7 | 91.28% | 100 | 134.9851 | 134.1328 | 134.1328 | 1 | 134.9851 | 100 | 125.4988 | 118.3437 | 118.3437 | 118.3437 | 7.1552 | 125.4988 | 103.2049 | 91.8606 | 91.8606 | 91.8606 | 11.3443 | 103.2049 | 469.3543 | 387.827 | 387.827 | 431.4343 | 37.92 | 425.747 | 43.6073 | 43.6073 | 469.3543 | 90.1065 | 72.7176 | 72.7176 | 72.7176 | 17.3889 | 90.1065 | 2415.4133 | 2415.4133 | 33.1035 | 33.1035 | 1511.1944 | 1511.1944 | 680.575 | 680.575 | 190.5403 | 190.5403 | 24685704.4873 | 1396472400.6914 | 177989824.8549 | 152852069.9664 | 1752 | 49.821 | 1630430.6838 | 96264.2613 | 121.025 | 27.8129 | 198 | 608 | 922.3846 | 152 | 38 | 0.55105
2362 | 51.5054 | 752.4 | 200 | 800 | 7 | 92.67% | 100 | 136.7517 | 135.6928 | 135.6928 | 1 | 136.7517 | 100 | 129.0636 | 121.7046 | 121.7046 | 121.7046 | 7.359 | 129.0636 | 103.1941 | 91.8501 | 91.8501 | 91.8501 | 11.344 | 103.1941 | 544.4948 | 458.2841 | 458.2841 | 501.9858 | 42.509 | 500.7931 | 43.7017 | 43.7017 | 544.4948 | 95.4275 | 76.9974 | 76.9974 | 76.9974 | 18.4301 | 95.4275 | 2464.8539 | 2464.8539 | 82.7516 | 82.7516 | 1511.0628 | 1511.0628 | 680.5157 | 680.5157 | 190.5237 | 190.5237 | 59917161.2566 | 1396516671.1838 | 167115073.1811 | 128451094.3784 | 1752 | 50.5728 | 1369881.8746 | 80880.8789 | 101.6848 | 69.5323 | 198 | 608 | 922.3846 | 152 | 38 | 0.51754
2363 | 154.5162 | 752.4 | 200 | 800 | 7 | 95.84% | 100 | 143.3689 | 141.5746 | 141.5746 | 1 | 143.3689 | 100 | 148.9244 | 140.4308 | 140.4308 | 140.4308 | 8.4936 | 148.9244 | 103.1691 | 91.8252 | 91.8252 | 91.8252 | 11.3439 | 103.1691 | 896.7751 | 788.9948 | 788.9948 | 832.7533 | 64.0217 | 853.0166 | 43.7585 | 43.7585 | 896.7751 | 121.7912 | 98.0988 | 98.0988 | 98.0988 | 23.6924 | 121.7912 | 2629.6574 | 2629.6574 | 248.1889 | 248.1889 | 1510.6608 | 1510.6608 | 680.3347 | 680.3347 | 190.473 | 190.473 | 154304820.4584 | 1396513937.6587 | 128302562.317 | 72878679.5658 | 1752 | 53.2807 | 779671.371 | 46033.5354 | 57.8741 | 208.5969 | 198 | 608 | 922.3846 | 152 | 38 | 0.39795
2364 | 206.0217 | 752.4 | 200 | 800 | 7 | 96.66% | 100 | 147.073 | 145.3846 | 145.3846 | 1 | 147.073 | 100 | 165.8176 | 156.3595 | 156.3595 | 156.3595 | 9.4581 | 165.8176 | 103.157 | 91.8132 | 91.8132 | 91.8132 | 11.3438 | 103.157 | 1105.5683 | 985.1417 | 985.1417 | 1028.8316 | 76.7368 | 1061.8785 | 43.6899 | 43.6899 | 1105.5683 | 136.5175 | 109.8626 | 109.8626 | 109.8626 | 26.6549 | 136.5175 | 2712.0597 | 2712.0597 | 330.8786 | 330.8786 | 1510.4786 | 1510.4786 | 680.2526 | 680.2526 | 190.4501 | 190.4501 | 183299838.3235 | 1396531076.3654 | 113603068.1731 | 58566017.138 | 1752 | 54.687 | 624279.7827 | 36858.8697 | 46.3396 | 278.1292 | 198 | 608 | 922.3846 | 152 | 38 | 0.35266
2365 | 257.5271 | 752.4 | 200 | 800 | 7 | 97.16% | 100 | 150.9648 | 149.1135 | 149.1135 | 1 | 150.9648 | 100 | 189.976 | 179.1387 | 179.1387 | 179.1387 | 10.8373 | 189.976 | 103.1462 | 91.8024 | 91.8024 | 91.8024 | 11.3438 | 103.1462 | 1282.8087 | 1152.2316 | 1152.2316 | 1195.2983 | 87.5104 | 1239.742 | 43.0667 | 43.0667 | 1282.8087 | 145.4012 | 116.9026 | 116.9026 | 116.9026 | 28.4986 | 145.4012 | 2794.4625 | 2794.4625 | 413.5513 | 413.5513 | 1510.3073 | 1510.3073 | 680.1754 | 680.1754 | 190.4285 | 190.4285 | 198506554.3087 | 1396549737.6614 | 107122598.1834 | 49821109.8465 | 1752 | 56.0635 | 519866.9901 | 30694.1057 | 38.5891 | 347.6615 | 198 | 608 | 922.3846 | 152 | 38 | 0.33269
2366 | 309.0325 | 752.4 | 200 | 800 | 7 | 97.48% | 100 | 154.9706 | 153.176 | 153.176 | 1 | 154.9706 | 100 | 216.8533 | 204.4816 | 204.4816 | 204.4816 | 12.3717 | 216.8533 | 103.1367 | 91.7929 | 91.7929 | 91.7929 | 11.3438 | 103.1367 | 1444.3127 | 1304.1662 | 1304.1662 | 1346.9569 | 97.3558 | 1401.522 | 42.7907 | 42.7907 | 1444.3127 | 150.4267 | 120.856 | 120.856 | 120.856 | 29.5707 | 150.4267 | 2876.8656 | 2876.8656 | 496.2086 | 496.2086 | 1510.1461 | 1510.1461 | 680.1028 | 680.1028 | 190.4081 | 190.4081 | 208051910.9559 | 1396538479.6405 | 103326198.4663 | 44083410.9373 | 1752 | 57.3942 | 460194.1178 | 27170.8863 | 34.1597 | 417.1938 | 198 | 608 | 922.3846 | 152 | 38 | 0.321
2367 | 360.5379 | 752.4 | 200 | 800 | 7 | 97.69% | 100 | 159.0504 | 157.4044 | 157.4044 | 1 | 159.0504 | 100 | 244.6004 | 230.6443 | 230.6443 | 230.6443 | 13.9561 | 244.6004 | 103.1259 | 91.7823 | 91.7823 | 91.7823 | 11.3436 | 103.1259 | 1571.6003 | 1424.2627 | 1424.2627 | 1466.4749 | 105.1253 | 1529.388 | 42.2123 | 42.2123 | 1571.6003 | 154.8689 | 124.3685 | 124.3685 | 124.3685 | 30.5005 | 154.8689 | 2959.269 | 2959.269 | 578.8517 | 578.8517 | 1509.994 | 1509.994 | 680.0343 | 680.0343 | 190.389 | 190.389 | 214762738.1807 | 1396562718.6969 | 100135018.0384 | 40539525.084 | 1752 | 58.6687 | 415986.9435 | 24560.7962 | 30.8782 | 486.7262 | 198 | 608 | 922.3846 | 152 | 38 | 0.31116
2368 | 412.0433 | 752.4 | 200 | 800 | 7 | 97.83% | 100 | 163.1911 | 161.4986 | 161.4986 | 1 | 163.1911 | 100 | 272.6099 | 257.0543 | 257.0543 | 257.0543 | 15.5556 | 272.6099 | 103.1176 | 91.7739 | 91.7739 | 91.7739 | 11.3437 | 103.1176 | 1670.3478 | 1517.0091 | 1517.0091 | 1559.2131 | 111.1347 | 1628.1438 | 42.204 | 42.204 | 1670.3478 | 159.0825 | 127.7076 | 127.7076 | 127.7076 | 31.3749 | 159.0825 | 3041.6727 | 3041.6727 | 661.4819 | 661.4819 | 1509.8503 | 1509.8503 | 679.9696 | 679.9696 | 190.3708 | 190.3708 | 220038743.5219 | 1396555819.2676 | 97417012.257 | 37988424.9534 | 1752 | 59.8795 | 391146.4278 | 23094.1568 | 29.0344 | 556.2585 | 198 | 608 | 922.3846 | 152 | 38 | 0.30279
2369 | 463.5487 | 752.4 | 200 | 800 | 7 | 97.94% | 100 | 167.35 | 165.6876 | 165.6876 | 1 | 167.35 | 100 | 300.6238 | 283.4683 | 283.4683 | 283.4683 | 17.1556 | 300.6238 | 103.1096 | 91.7659 | 91.7659 | 91.7659 | 11.3437 | 103.1096 | 1756.4055 | 1597.8836 | 1597.8836 | 1640.0239 | 116.3815 | 1714.2651 | 42.1403 | 42.1403 | 1756.4055 | 162.8242 | 130.6693 | 130.6693 | 130.6693 | 32.1548 | 162.8242 | 3124.0767 | 3124.0767 | 744.1001 | 744.1001 | 1509.7144 | 1509.7144 | 679.9084 | 679.9084 | 190.3537 | 190.3537 | 224261414.6035 | 1396542252.2656 | 95109453.3512 | 36086879.7797 | 1752 | 61.0267 | 370696.4548 | 21886.7448 | 27.5164 | 625.7908 | 198 | 608 | 922.3846 | 152 | 38 | 0.29568
2370 | 515.0541 | 752.4 | 200 | 800 | 7 | 98.04% | 100 | 171.4103 | 169.6873 | 169.6873 | 1 | 171.4103 | 100 | 328.84 | 310.0727 | 310.0727 | 310.0727 | 18.7673 | 328.84 | 103.0999 | 91.7564 | 91.7564 | 91.7564 | 11.3435 | 103.0999 | 1839.097 | 1675.8465 | 1675.8465 | 1717.6781 | 121.4189 | 1797.2654 | 41.8317 | 41.8317 | 1839.097 | 163.7619 | 131.0012 | 131.0012 | 131.0012 | 32.7608 | 163.7619 | 3206.4809 | 3206.4809 | 826.7074 | 826.7074 | 1509.5856 | 1509.5856 | 679.8504 | 679.8504 | 190.3375 | 190.3375 | 227593227.792 | 1396577491.5406 | 93490014.5782 | 34339266.0892 | 1752 | 62.11 | 349616.7597 | 20642.1527 | 25.9517 | 695.3231 | 198 | 608 | 922.3846 | 152 | 38 | 0.29069
2371 | 566.5595 | 752.4 | 200 | 800 | 7 | 98.12% | 100 | 175.5925 | 173.8184 | 173.8184 | 1 | 175.5925 | 100 | 357.3904 | 336.9921 | 336.9921 | 336.9921 | 20.3983 | 357.3904 | 103.0924 | 91.7489 | 91.7489 | 91.7489 | 11.3435 | 103.0924 | 1907.3021 | 1740.0164 | 1740.0164 | 1781.7291 | 125.5729 | 1865.5893 | 41.7127 | 41.7127 | 1907.3021 | 166.0719 | 132.8143 | 132.8143 | 132.8143 | 33.2576 | 166.0719 | 3288.8854 | 3288.8854 | 909.3045 | 909.3045 | 1509.4634 | 1509.4634 | 679.7954 | 679.7954 | 190.3221 | 190.3221 | 230160571.8872 | 1396574173.1655 | 92246424.0331 | 33018830.9143 | 1752 | 63.1391 | 335272.6608 | 19795.2451 | 24.8869 | 764.8554 | 198 | 608 | 922.3846 | 152 | 38 | 0.28686
2372 | 618.065 | 752.4 | 200 | 800 | 7 | 98.18% | 100 | 179.7797 | 178.0447 | 178.0447 | 1 | 179.7797 | 100 | 386.1336 | 364.0932 | 364.0932 | 364.0932 | 22.0404 | 386.1336 | 103.0853 | 91.7418 | 91.7418 | 91.7418 | 11.3435 | 103.0853 | 1972.7942 | 1801.7098 | 1801.7098 | 1843.2083 | 129.5858 | 1931.2956 | 41.4986 | 41.4986 | 1972.7942 | 167.7877 | 134.1591 | 134.1591 | 134.1591 | 33.6286 | 167.7877 | 3371.29 | 3371.29 | 991.8922 | 991.8922 | 1509.3473 | 1509.3473 | 679.7431 | 679.7431 | 190.3074 | 190.3074 | 232209083.0831 | 1396582688.964 | 91279992.3601 | 31928235.5928 | 1752 | 64.1154 | 322467.0678 | 19039.1744 | 23.9364 | 834.3877 | 198 | 608 | 922.3846 | 152 | 38 | 0.28388
2373 | 669.5704 | 752.4 | 200 | 800 | 7 | 98.22% | 100 | 183.9814 | 182.3542 | 182.3542 | 1 | 183.9814 | 100 | 415.1695 | 391.4701 | 391.4701 | 391.4701 | 23.6994 | 415.1695 | 103.0782 | 91.7347 | 91.7347 | 91.7347 | 11.3435 | 103.0782 | 2021.2584 | 1847.3203 | 1847.3203 | 1888.7118 | 132.5466 | 1979.8669 | 41.3915 | 41.3915 | 2021.2584 | 169.3644 | 135.3962 | 135.3962 | 135.3962 | 33.9682 | 169.3644 | 3453.6949 | 3453.6949 | 1074.4713 | 1074.4713 | 1509.2368 | 1509.2368 | 679.6933 | 679.6933 | 190.2935 | 190.2935 | 233811638.9965 | 1396582688.964 | 90361877.4102 | 31243794.6293 | 1752 | 65.0446 | 315396.6717 | 18621.7224 | 23.4115 | 903.92 | 198 | 608 | 922.3846 | 152 | 38 | 0.28105
2374 | 721.0758 | 752.4 | 200 | 800 | 7 | 98.25% | 100 | 188.1914 | 186.5743 | 186.5743 | 1 | 188.1914 | 100 | 444.3404 | 418.9742 | 418.9742 | 418.9742 | 25.3662 | 444.3404 | 103.0717 | 91.7283 | 91.7283 | 91.7283 | 11.3435 | 103.0717 | 2058.1919 | 1882.1188 | 1882.1188 | 1923.3776 | 134.8142 | 2016.9331 | 41.2588 | 41.2588 | 2058.1919 | 170.8527 | 136.5688 | 136.5688 | 136.5688 | 34.284 | 170.8527 | 3536.0999 | 3536.0999 | 1157.0422 | 1157.0422 | 1509.1315 | 1509.1315 | 679.6459 | 679.6459 | 190.2802 | 190.2802 | 235221069.9387 | 1396582688.964 | 89530897.3237 | 30665343.7736 | 1752 | 65.9275 | 308047.3499 | 18187.8021 | 22.866 | 973.4523 | 198 | 608 | 922.3846 | 152 | 38 | 0.27849
2375 | 772.5812 | 752.4 | 200 | 800 | 7 | 98.28% | 100 | 192.4063 | 190.7781 | 190.7781 | 1 | 192.4063 | 100 | 473.4437 | 446.4143 | 446.4143 | 446.4143 | 27.0294 | 473.4437 | 103.0656 | 91.7222 | 91.7222 | 91.7222 | 11.3435 | 103.0656 | 2090.7897 | 1912.7652 | 1912.7652 | 1953.9771 | 136.8127 | 2049.5779 | 41.2119 | 41.2119 | 2090.7897 | 172.273 | 137.6885 | 137.6885 | 137.6885 | 34.5844 | 172.273 | 3618.5051 | 3618.5051 | 1239.6056 | 1239.6056 | 1509.0312 | 1509.0312 | 679.6007 | 679.6007 | 190.2676 | 190.2676 | 236475062.0466 | 1396582688.964 | 88785930.0515 | 30156318.9379 | 1752 | 66.7674 | 303687.6558 | 17930.396 | 22.5424 | 1042.9846 | 198 | 608 | 922.3846 | 152 | 38 | 0.27619
2376 | 824.0866 | 752.4 | 200 | 800 | 7 | 98.31% | 100 | 196.6246 | 194.9804 | 194.9804 | 1 | 196.6246 | 100 | 502.5151 | 473.8243 | 473.8243 | 473.8243 | 28.6908 | 502.5151 | 103.0598 | 91.7163 | 91.7163 | 91.7163 | 11.3435 | 103.0598 | 2121.8927 | 1941.9185 | 1941.9185 | 1983.172 | 138.7207 | 2080.6392 | 41.2535 | 41.2535 | 2121.8927 | 173.5383 | 138.6861 | 138.6861 | 138.6861 | 34.8522 | 173.5383 | 3700.9105 | 3700.9105 | 1322.1621 | 1322.1621 | 1508.9353 | 1508.9353 | 679.5576 | 679.5576 | 190.2555 | 190.2555 | 237590601.8937 | 1396582688.964 | 88143296.3543 | 29683412.788 | 1752 | 67.5672 | 298045.2761 | 17597.2573 | 22.1236 | 1112.5169 | 198 | 608 | 922.3846 | 152 | 38 | 0.27421
2377 | 875.592 | 752.4 | 200 | 800 | 7 | 98.33% | 100 | 200.8426 | 199.2024 | 199.2024 | 1 | 200.8426 | 100 | 531.5919 | 501.2393 | 501.2393 | 501.2393 | 30.3526 | 531.5919 | 103.0542 | 91.7108 | 91.7108 | 91.7108 | 11.3435 | 103.0542 | 2152.0334 | 1970.2556 | 1970.2556 | 2011.4615 | 140.5719 | 2110.8275 | 41.206 | 41.206 | 2152.0334 | 174.6253 | 139.5427 | 139.5427 | 139.5427 | 35.0826 | 174.6253 | 3783.316 | 3783.316 | 1404.7119 | 1404.7119 | 1508.8438 | 1508.8438 | 679.5163 | 679.5163 | 190.2439 | 190.2439 | 238559896.8792 | 1396582688.964 | 87598919.8795 | 29258494.2773 | 1752 | 68.3294 | 293957.9066 | 17355.9299 | 21.8202 | 1182.0492 | 198 | 608 | 922.3846 | 152 | 38 | 0.27254
2378 | 927.0974 | 752.4 | 200 | 800 | 7 | 98.35% | 100 | 205.0633 | 203.4759 | 203.4759 | 1 | 205.0633 | 100 | 560.7521 | 528.7327 | 528.7327 | 528.7327 | 32.0194 | 560.7521 | 103.0489 | 91.7055 | 91.7055 | 91.7055 | 11.3435 | 103.0489 | 2177.3616 | 1994.0847 | 1994.0847 | 2035.2447 | 142.1168 | 2136.2015 | 41.1601 | 41.1601 | 2177.3616 | 175.6121 | 140.3212 | 140.3212 | 140.3212 | 35.2909 | 175.6121 | 3865.7216 | 3865.7216 | 1487.2557 | 1487.2557 | 1508.7562 | 1508.7562 | 679.4769 | 679.4769 | 190.2329 | 190.2329 | 239393663.7312 | 1396582688.964 | 87070112.4103 | 28953534.8945 | 1752 | 69.0572 | 290950.4234 | 17178.3614 | 21.5969 | 1251.5815 | 198 | 608 | 922.3846 | 152 | 38 | 0.27091
2379 | 978.6028 | 752.4 | 200 | 800 | 7 | 98.36% | 100 | 209.2804 | 207.7203 | 207.7203 | 1 | 209.2804 | 100 | 589.9385 | 556.2508 | 556.2508 | 556.2508 | 33.6877 | 589.9385 | 103.0438 | 91.7004 | 91.7004 | 91.7004 | 11.3435 | 103.0438 | 2199.611 | 2014.9752 | 2014.9752 | 2056.1392 | 143.4719 | 2158.4471 | 41.1639 | 41.1639 | 2199.611 | 176.39 | 140.9073 | 140.9073 | 140.9073 | 35.4828 | 176.39 | 3948.1274 | 3948.1274 | 1569.7937 | 1569.7937 | 1508.6723 | 1508.6723 | 679.4391 | 679.4391 | 190.2223 | 190.2223 | 240140863.9717 | 1396582688.964 | 86601970.8312 | 28674476.2331 | 1752 | 69.7525 | 288563.5895 | 17037.4374 | 21.4197 | 1321.1138 | 198 | 608 | 922.3846 | 152 | 38 | 0.26946
2380 | 1030.1083 | 752.4 | 200 | 800 | 7 | 98.38% | 100 | 213.505 | 211.9464 | 211.9464 | 1 | 213.505 | 100 | 619.0812 | 583.7275 | 583.7275 | 583.7275 | 35.3536 | 619.0812 | 103.0389 | 91.6955 | 91.6955 | 91.6955 | 11.3434 | 103.0389 | 2220.7619 | 2034.8211 | 2034.8211 | 2075.9953 | 144.7666 | 2179.5877 | 41.1742 | 41.1742 | 2220.7619 | 177.239 | 141.5771 | 141.5771 | 141.5771 | 35.6618 | 177.239 | 4030.5333 | 4030.5333 | 1652.3263 | 1652.3263 | 1508.5919 | 1508.5919 | 679.4029 | 679.4029 | 190.2122 | 190.2122 | 240874505.989 | 1396584218.1081 | 86156232.5129 | 28385043.39 | 1752 | 70.4171 | 284521.5562 | 16798.7868 | 21.1197 | 1390.6462 | 198 | 608 | 922.3846 | 152 | 38 | 0.26809
2381 | 20.6022 | 801.8 | 200 | 800 | 7 | 91.76% | 100 | 140.0492 | 139.1991 | 139.1991 | 1 | 140.0492 | 100 | 129.1616 | 121.7964 | 121.7964 | 121.7964 | 7.3652 | 129.1616 | 108.9826 | 97.0014 | 97.0014 | 97.0014 | 11.9812 | 108.9826 | 493.0838 | 410.3575 | 410.3575 | 453.7377 | 39.3461 | 449.7036 | 43.3802 | 43.3802 | 493.0838 | 91.647 | 73.9274 | 73.9274 | 73.9274 | 17.7195 | 91.647 | 2514.2044 | 2514.2044 | 33.0979 | 33.0979 | 1610.1397 | 1610.1397 | 680.4589 | 680.4589 | 190.5078 | 190.5078 | 23981728.2434 | 1409056730.5027 | 174518557.2274 | 144442984.0265 | 1752 | 52.6365 | 1532265.2832 | 90468.3572 | 113.7383 | 27.8129 | 211 | 608 | 922.3846 | 152 | 38 | 0.54035
2382 | 51.5054 | 801.8 | 200 | 800 | 7 | 93.08% | 100 | 141.864 | 140.7821 | 140.7821 | 1 | 141.864 | 100 | 132.7703 | 125.1987 | 125.1987 | 125.1987 | 7.5715 | 132.7703 | 108.9744 | 96.9933 | 96.9933 | 96.9933 | 11.9812 | 108.9744 | 573.0362 | 485.2722 | 485.2722 | 528.8091 | 44.227 | 529.4993 | 43.5369 | 43.5369 | 573.0362 | 97.3353 | 78.5031 | 78.5031 | 78.5031 | 18.8322 | 97.3353 | 2563.6454 | 2563.6454 | 82.7381 | 82.7381 | 1610.0104 | 1610.0104 | 680.4043 | 680.4043 | 190.4925 | 190.4925 | 58197631.3835 | 1409064840.8724 | 163534694.4097 | 121202833.3344 | 1752 | 53.3256 | 1290535.9946 | 76196.1213 | 95.795 | 69.5323 | 211 | 608 | 922.3846 | 152 | 38 | 0.50651
2383 | 154.5162 | 801.8 | 200 | 800 | 7 | 96.12% | 100 | 148.5722 | 146.6084 | 146.6084 | 1 | 148.5722 | 100 | 153.6481 | 144.8839 | 144.8839 | 144.8839 | 8.7642 | 153.6481 | 108.9497 | 96.9686 | 96.9686 | 96.9686 | 11.9811 | 108.9497 | 953.5388 | 842.3784 | 842.3784 | 886.0616 | 67.4772 | 909.8556 | 43.6833 | 43.6833 | 953.5388 | 124.5006 | 100.2369 | 100.2369 | 100.2369 | 24.2637 | 124.5006 | 2728.4499 | 2728.4499 | 248.1532 | 248.1532 | 1609.6142 | 1609.6142 | 680.2368 | 680.2368 | 190.4457 | 190.4457 | 149543904.0834 | 1409074219.4138 | 125488329.0359 | 67893547.4668 | 1752 | 55.7753 | 724527.5728 | 42777.7226 | 53.7809 | 208.5969 | 211 | 608 | 922.3846 | 152 | 38 | 0.38928
2384 | 206.0217 | 801.8 | 200 | 800 | 7 | 96.87% | 100 | 152.3048 | 150.5167 | 150.5167 | 1 | 152.3048 | 100 | 171.105 | 161.3441 | 161.3441 | 161.3441 | 9.761 | 171.105 | 108.9397 | 96.9585 | 96.9585 | 96.9585 | 11.9812 | 108.9397 | 1173.8929 | 1049.6511 | 1049.6511 | 1092.9983 | 80.8946 | 1130.5457 | 43.3472 | 43.3472 | 1173.8929 | 140.1666 | 112.7548 | 112.7548 | 112.7548 | 27.4118 | 140.1666 | 2810.8527 | 2810.8527 | 330.8339 | 330.8339 | 1609.4339 | 1609.4339 | 680.1606 | 680.1606 | 190.4243 | 190.4243 | 177577179.3008 | 1409054566.0362 | 110576367.6454 | 54791887.0176 | 1752 | 57.0504 | 574896.9166 | 33943.1952 | 42.6739 | 278.1292 | 211 | 608 | 922.3846 | 152 | 38 | 0.34334
2385 | 257.5271 | 801.8 | 200 | 800 | 7 | 97.33% | 100 | 156.2217 | 154.4122 | 154.4122 | 1 | 156.2217 | 100 | 196.1036 | 184.9154 | 184.9154 | 184.9154 | 11.1882 | 196.1036 | 108.9285 | 96.9475 | 96.9475 | 96.9475 | 11.9811 | 108.9285 | 1364.2754 | 1228.9301 | 1228.9301 | 1271.7839 | 92.4916 | 1321.4217 | 42.8537 | 42.8537 | 1364.2754 | 149.5073 | 120.1604 | 120.1604 | 120.1604 | 29.3469 | 149.5073 | 2893.2559 | 2893.2559 | 413.4987 | 413.4987 | 1609.2641 | 1609.2641 | 680.0889 | 680.0889 | 190.4042 | 190.4042 | 192234445.1125 | 1409074219.4138 | 103921539.3123 | 46769796.1614 | 1752 | 58.3007 | 489050.7532 | 28874.6464 | 36.3017 | 347.6615 | 211 | 608 | 922.3846 | 152 | 38 | 0.32283
2386 | 309.0325 | 801.8 | 200 | 800 | 7 | 97.64% | 100 | 160.2466 | 158.4249 | 158.4249 | 1 | 160.2466 | 100 | 223.8756 | 211.1017 | 211.1017 | 211.1017 | 12.7738 | 223.8756 | 108.9189 | 96.9378 | 96.9378 | 96.9378 | 11.9811 | 108.9189 | 1532.9137 | 1387.5187 | 1387.5187 | 1430.1256 | 102.7882 | 1490.3069 | 42.6069 | 42.6069 | 1532.9137 | 155.1149 | 124.5808 | 124.5808 | 124.5808 | 30.5341 | 155.1149 | 2975.6593 | 2975.6593 | 496.149 | 496.149 | 1609.1039 | 1609.1039 | 680.0212 | 680.0212 | 190.3853 | 190.3853 | 201490304.3834 | 1409076327.2886 | 100035327.5974 | 41398040.7306 | 1752 | 59.5041 | 427725.6966 | 25253.8784 | 31.7496 | 417.1938 | 211 | 608 | 922.3846 | 152 | 38 | 0.31086
2387 | 360.5379 | 801.8 | 200 | 800 | 7 | 97.82% | 100 | 164.3409 | 162.7101 | 162.7101 | 1 | 164.3409 | 100 | 252.6369 | 238.2208 | 238.2208 | 238.2208 | 14.4162 | 252.6369 | 108.9099 | 96.9289 | 96.9289 | 96.9289 | 11.9811 | 108.9099 | 1666.1258 | 1513.0538 | 1513.0538 | 1555.2231 | 110.9027 | 1623.9565 | 42.1693 | 42.1693 | 1666.1258 | 159.8065 | 128.2935 | 128.2935 | 128.2935 | 31.5129 | 159.8065 | 3058.0631 | 3058.0631 | 578.7861 | 578.7861 | 1608.9525 | 1608.9525 | 679.9572 | 679.9572 | 190.3674 | 190.3674 | 207917055.0734 | 1409068895.4646 | 96839609.0894 | 38174440.3725 | 1752 | 60.661 | 393590.8726 | 23238.4823 | 29.2158 | 486.7262 | 211 | 608 | 922.3846 | 152 | 38 | 0.30101
2388 | 412.0433 | 801.8 | 200 | 800 | 7 | 97.96% | 100 | 168.4903 | 166.775 | 166.775 | 1 | 168.4903 | 100 | 281.5537 | 265.4862 | 265.4862 | 265.4862 | 16.0676 | 281.5537 | 108.9005 | 96.9195 | 96.9195 | 96.9195 | 11.981 | 108.9005 | 1770.2936 | 1610.7815 | 1610.7815 | 1653.0473 | 117.2463 | 1728.0279 | 42.2657 | 42.2657 | 1770.2936 | 164.375 | 131.9178 | 131.9178 | 131.9178 | 32.4572 | 164.375 | 3140.4671 | 3140.4671 | 661.4109 | 661.4109 | 1608.8092 | 1608.8092 | 679.8966 | 679.8966 | 190.3504 | 190.3504 | 213034479.9237 | 1409083675.0383 | 94132870.9021 | 35748974.1359 | 1752 | 61.7601 | 368404.5905 | 21751.4281 | 27.3463 | 556.2585 | 211 | 608 | 922.3846 | 152 | 38 | 0.29267
2389 | 463.5487 | 801.8 | 200 | 800 | 7 | 98.08% | 100 | 172.5408 | 170.7626 | 170.7626 | 1 | 172.5408 | 100 | 310.5222 | 292.8001 | 292.8001 | 292.8001 | 17.7221 | 310.5222 | 108.8921 | 96.9111 | 96.9111 | 96.9111 | 11.981 | 108.8921 | 1871.8816 | 1706.4257 | 1706.4257 | 1748.4441 | 123.4375 | 1829.8632 | 42.0184 | 42.0184 | 1871.8816 | 165.9928 | 132.7887 | 132.7887 | 132.7887 | 33.2041 | 165.9928 | 3222.8714 | 3222.8714 | 744.0244 | 744.0244 | 1608.6734 | 1608.6734 | 679.8393 | 679.8393 | 190.3343 | 190.3343 | 217084279.3266 | 1409083872.8858 | 92159464.4206 | 33672383.367 | 1752 | 62.8019 | 344492.6247 | 20339.6123 | 25.5713 | 625.7908 | 211 | 608 | 922.3846 | 152 | 38 | 0.28659
2390 | 515.0541 | 801.8 | 200 | 800 | 7 | 98.16% | 100 | 176.7114 | 175.0191 | 175.0191 | 1 | 176.7114 | 100 | 339.7565 | 320.3644 | 320.3644 | 320.3644 | 19.3921 | 339.7565 | 108.8847 | 96.9037 | 96.9037 | 96.9037 | 11.981 | 108.8847 | 1952.927 | 1782.8403 | 1782.8403 | 1824.5443 | 128.3826 | 1911.2229 | 41.704 | 41.704 | 1952.927 | 169.0981 | 135.231 | 135.231 | 135.231 | 33.8672 | 169.0981 | 3305.2759 | 3305.2759 | 826.6276 | 826.6276 | 1608.5445 | 1608.5445 | 679.7848 | 679.7848 | 190.3191 | 190.3191 | 220215615.3453 | 1409073513.5219 | 90400048.4517 | 32310822.6811 | 1752 | 63.7941 | 328412.1525 | 19390.1854 | 24.3777 | 695.3231 | 211 | 608 | 922.3846 | 152 | 38 | 0.28117
2391 | 566.5595 | 801.8 | 200 | 800 | 7 | 98.23% | 100 | 180.8974 | 179.1555 | 179.1555 | 1 | 180.8974 | 100 | 369.3027 | 348.2227 | 348.2227 | 348.2227 | 21.08 | 369.3027 | 108.8768 | 96.8958 | 96.8958 | 96.8958 | 11.981 | 108.8768 | 2024.1916 | 1849.8865 | 1849.8865 | 1891.4552 | 132.7364 | 1982.6229 | 41.5688 | 41.5688 | 2024.1916 | 171.5683 | 137.1724 | 137.1724 | 137.1724 | 34.3959 | 171.5683 | 3387.6806 | 3387.6806 | 909.2211 | 909.2211 | 1608.4219 | 1608.4219 | 679.733 | 679.733 | 190.3046 | 190.3046 | 222679890.2355 | 1409087729.1295 | 89141826.9124 | 31090553.7226 | 1752 | 64.7356 | 314799.3833 | 18586.4572 | 23.3672 | 764.8554 | 211 | 608 | 922.3846 | 152 | 38 | 0.27729
2392 | 618.065 | 801.8 | 200 | 800 | 7 | 98.28% | 100 | 185.0906 | 183.4087 | 183.4087 | 1 | 185.0906 | 100 | 399.1548 | 376.3693 | 376.3693 | 376.3693 | 22.7855 | 399.1548 | 108.8697 | 96.8887 | 96.8887 | 96.8887 | 11.9809 | 108.8697 | 2088.1831 | 1910.1586 | 1910.1586 | 1951.5314 | 136.6516 | 2046.8102 | 41.3729 | 41.3729 | 2088.1831 | 173.4238 | 138.6292 | 138.6292 | 138.6292 | 34.7946 | 173.4238 | 3470.0855 | 3470.0855 | 991.8056 | 991.8056 | 1608.3053 | 1608.3053 | 679.6837 | 679.6837 | 190.2908 | 190.2908 | 224550688.4297 | 1409087729.1295 | 88191791.8078 | 30169790.633 | 1752 | 65.6316 | 304520.8306 | 17979.5885 | 22.6042 | 834.3877 | 211 | 608 | 922.3846 | 152 | 38 | 0.27436
2393 | 669.5704 | 801.8 | 200 | 800 | 7 | 98.31% | 100 | 189.2982 | 187.6482 | 187.6482 | 1 | 189.2982 | 100 | 429.3362 | 404.8262 | 404.8262 | 404.8262 | 24.51 | 429.3362 | 108.863 | 96.882 | 96.882 | 96.882 | 11.9809 | 108.863 | 2132.6865 | 1952.0348 | 1952.0348 | 1993.3026 | 139.3839 | 2091.4186 | 41.2679 | 41.2679 | 2132.6865 | 175.1377 | 139.9785 | 139.9785 | 139.9785 | 35.1591 | 175.1377 | 3552.4905 | 3552.4905 | 1074.3819 | 1074.3819 | 1608.1943 | 1608.1943 | 679.6368 | 679.6368 | 190.2777 | 190.2777 | 226070606.0667 | 1409087729.1295 | 87295277.1596 | 29546387.6442 | 1752 | 66.4853 | 297211.0727 | 17548.0041 | 22.0616 | 903.92 | 211 | 608 | 922.3846 | 152 | 38 | 0.2716
2394 | 721.0758 | 801.8 | 200 | 800 | 7 | 98.35% | 100 | 193.5111 | 191.8497 | 191.8497 | 1 | 193.5111 | 100 | 459.5584 | 433.3215 | 433.3215 | 433.3215 | 26.2369 | 459.5584 | 108.8566 | 96.8756 | 96.8756 | 96.8756 | 11.9809 | 108.8566 | 2171.0755 | 1988.1307 | 1988.1307 | 2029.3374 | 141.7381 | 2129.8688 | 41.2067 | 41.2067 | 2171.0755 | 176.672 | 141.1875 | 141.1875 | 141.1875 | 35.4845 | 176.672 | 3634.8958 | 3634.8958 | 1156.9504 | 1156.9504 | 1608.0883 | 1608.0883 | 679.592 | 679.592 | 190.2651 | 190.2651 | 227402198.0754 | 1409087729.1295 | 86518827.8307 | 28991209.7027 | 1752 | 67.2978 | 291500.372 | 17210.8316 | 21.6377 | 973.4523 | 211 | 608 | 922.3846 | 152 | 38 | 0.26921
2395 | 772.5812 | 801.8 | 200 | 800 | 7 | 98.37% | 100 | 197.7217 | 196.0846 | 196.0846 | 1 | 197.7217 | 100 | 489.7065 | 461.7467 | 461.7467 | 461.7467 | 27.9598 | 489.7065 | 108.8512 | 96.8701 | 96.8701 | 96.8701 | 11.981 | 108.8512 | 2205.6081 | 2020.5193 | 2020.5193 | 2061.7598 | 143.8483 | 2164.3676 | 41.2405 | 41.2405 | 2205.6081 | 177.966 | 142.1786 | 142.1786 | 142.1786 | 35.7874 | 177.966 | 3717.3012 | 3717.3012 | 1239.5117 | 1239.5117 | 1607.9871 | 1607.9871 | 679.5492 | 679.5492 | 190.2531 | 190.2531 | 228601804.1035 | 1409077893.9283 | 85780994.0653 | 28539307.9029 | 1752 | 68.0726 | 286881.9769 | 16938.1513 | 21.2949 | 1042.9846 | 211 | 608 | 922.3846 | 152 | 38 | 0.26694
2396 | 824.0866 | 801.8 | 200 | 800 | 7 | 98.4% | 100 | 201.9391 | 200.2975 | 200.2975 | 1 | 201.9391 | 100 | 519.7992 | 490.1195 | 490.1195 | 490.1195 | 29.6796 | 519.7992 | 108.8452 | 96.8642 | 96.8642 | 96.8642 | 11.981 | 108.8452 | 2239.6532 | 2052.5042 | 2052.5042 | 2093.714 | 145.9392 | 2198.4434 | 41.2098 | 41.2098 | 2239.6532 | 179.2429 | 143.1849 | 143.1849 | 143.1849 | 36.058 | 179.2429 | 3799.7067 | 3799.7067 | 1322.0663 | 1322.0663 | 1607.8904 | 1607.8904 | 679.5083 | 679.5083 | 190.2417 | 190.2417 | 229672563.7184 | 1409084966.256 | 85157063.2488 | 28085406.7768 | 1752 | 68.8116 | 282340.844 | 16670.0327 | 20.9578 | 1112.5169 | 211 | 608 | 922.3846 | 152 | 38 | 0.26501
2397 | 875.592 | 801.8 | 200 | 800 | 7 | 98.42% | 100 | 206.1585 | 204.552 | 204.552 | 1 | 206.1585 | 100 | 549.88 | 518.481 | 518.481 | 518.481 | 31.3989 | 549.88 | 108.8392 | 96.8583 | 96.8583 | 96.8583 | 11.981 | 108.8392 | 2272.5338 | 2083.3832 | 2083.3832 | 2124.5808 | 147.953 | 2231.3362 | 41.1975 | 41.1975 | 2272.5338 | 180.378 | 144.0812 | 144.0812 | 144.0812 | 36.2968 | 180.378 | 3882.1124 | 3882.1124 | 1404.6146 | 1404.6146 | 1607.7978 | 1607.7978 | 679.4692 | 679.4692 | 190.2307 | 190.2307 | 230610807.6633 | 1409087729.1295 | 84604652.8762 | 27696810.331 | 1752 | 69.5172 | 278696.3489 | 16454.8536 | 20.6873 | 1182.0492 | 211 | 608 | 922.3846 | 152 | 38 | 0.26331
2398 | 927.0974 | 801.8 | 200 | 800 | 7 | 98.44% | 100 | 210.3803 | 208.7787 | 208.7787 | 1 | 210.3803 | 100 | 580.0402 | 546.9174 | 546.9174 | 546.9174 | 33.1228 | 580.0402 | 108.8338 | 96.8528 | 96.8528 | 96.8528 | 11.9809 | 108.8338 | 2300.1064 | 2109.293 | 2109.293 | 2150.4744 | 149.632 | 2258.925 | 41.1814 | 41.1814 | 2300.1064 | 181.4059 | 144.8928 | 144.8928 | 144.8928 | 36.5131 | 181.4059 | 3964.5181 | 3964.5181 | 1487.1569 | 1487.1569 | 1607.7092 | 1607.7092 | 679.4318 | 679.4318 | 190.2203 | 190.2203 | 231435547.0612 | 1409087729.1295 | 84120557.6345 | 27356166.1748 | 1752 | 70.1919 | 275058.0446 | 16240.04 | 20.4172 | 1251.5815 | 211 | 608 | 922.3846 | 152 | 38 | 0.26182
2399 | 978.6028 | 801.8 | 200 | 800 | 7 | 98.46% | 100 | 214.6033 | 212.9847 | 212.9847 | 1 | 214.6033 | 100 | 610.215 | 575.3673 | 575.3673 | 575.3673 | 34.8477 | 610.215 | 108.8287 | 96.8477 | 96.8477 | 96.8477 | 11.9809 | 108.8287 | 2325.5564 | 2133.1978 | 2133.1978 | 2174.3696 | 151.1867 | 2284.3845 | 41.1718 | 41.1718 | 2325.5564 | 182.3194 | 145.6127 | 145.6127 | 145.6127 | 36.7067 | 182.3194 | 4046.9241 | 4046.9241 | 1569.6938 | 1569.6938 | 1607.6242 | 1607.6242 | 679.3959 | 679.3959 | 190.2102 | 190.2102 | 232171483.8561 | 1409087729.1295 | 83709126.3067 | 27031660.7077 | 1752 | 70.8372 | 271014.4602 | 16001.2977 | 20.1171 | 1321.1138 | 211 | 608 | 922.3846 | 152 | 38 | 0.26055
2400 | 1030.1083 | 801.8 | 200 | 800 | 7 | 98.47% | 100 | 218.8273 | 217.2234 | 217.2234 | 1 | 218.8273 | 100 | 640.3436 | 603.7736 | 603.7736 | 603.7736 | 36.57 | 640.3436 | 108.8238 | 96.8428 | 96.8428 | 96.8428 | 11.981 | 108.8238 | 2348.6963 | 2154.9622 | 2154.9622 | 2196.0949 | 152.6014 | 2307.5636 | 41.1327 | 41.1327 | 2348.6963 | 183.2045 | 146.3114 | 146.3114 | 146.3114 | 36.8931 | 183.2045 | 4129.3301 | 4129.3301 | 1652.2255 | 1652.2255 | 1607.5427 | 1607.5427 | 679.3614 | 679.3614 | 190.2006 | 190.2006 | 232849061.3635 | 1409085573.2915 | 83297581.2469 | 26767784.0981 | 1752 | 71.4558 | 268622.0497 | 15860.0445 | 19.9395 | 1390.6462 | 211 | 608 | 922.3846 | 152 | 38 | 0.25928
2401 | 20.6022 | 851.2 | 200 | 800 | 7 | 92.16% | 100 | 145.1642 | 144.3126 | 144.3126 | 1 | 145.1642 | 100 | 131.9616 | 124.4356 | 124.4356 | 124.4356 | 7.526 | 131.9616 | 114.771 | 102.1516 | 102.1516 | 102.1516 | 12.6193 | 114.771 | 515.2089 | 431.3851 | 431.3851 | 474.5446 | 40.6643 | 472.0493 | 43.1596 | 43.1596 | 515.2089 | 93.3853 | 75.3042 | 75.3042 | 75.3042 | 18.081 | 93.3853 | 2612.9962 | 2612.9962 | 33.0927 | 33.0927 | 1709.0737 | 1709.0737 | 680.3519 | 680.3519 | 190.4779 | 190.4779 | 23470965.0594 | 1420225781.878 | 170931111.6521 | 137372086.7642 | 1751.9999 | 55.1691 | 1449378.9284 | 85574.5621 | 107.5857 | 27.8129 | 224 | 608 | 922.3846 | 152 | 38 | 0.5293
2402 | 51.5054 | 851.2 | 200 | 800 | 7 | 93.43% | 100 | 147.0235 | 145.9355 | 145.9355 | 1 | 147.0235 | 100 | 136.4577 | 128.6748 | 128.6748 | 128.6748 | 7.7829 | 136.4577 | 114.7642 | 102.1448 | 102.1448 | 102.1448 | 12.6194 | 114.7642 | 600.5225 | 511.1456 | 511.1456 | 554.647 | 45.8755 | 557.0211 | 43.5014 | 43.5014 | 600.5225 | 99.2064 | 79.985 | 79.985 | 79.985 | 19.2215 | 99.2064 | 2662.4375 | 2662.4375 | 82.7256 | 82.7256 | 1708.9468 | 1708.9468 | 680.3014 | 680.3014 | 190.4637 | 190.4637 | 56623872.5958 | 1420211453.3453 | 160137914.7463 | 115026759.3126 | 1752 | 55.8001 | 1222724.8189 | 72192.3984 | 90.7615 | 69.5323 | 224 | 608 | 922.3846 | 152 | 38 | 0.49604
2403 | 154.5162 | 851.2 | 200 | 800 | 7 | 96.36% | 100 | 153.7889 | 151.8678 | 151.8678 | 1 | 153.7889 | 100 | 158.2567 | 149.2285 | 149.2285 | 149.2285 | 9.0282 | 158.2567 | 114.7371 | 102.1181 | 102.1181 | 102.1181 | 12.619 | 114.7371 | 1013.3008 | 898.6621 | 898.6621 | 942.1741 | 71.1267 | 969.7888 | 43.512 | 43.512 | 1013.3008 | 126.7775 | 102.0381 | 102.0381 | 102.0381 | 24.7394 | 126.7775 | 2827.2429 | 2827.2429 | 248.1201 | 248.1201 | 1708.5566 | 1708.5566 | 680.146 | 680.146 | 190.4202 | 190.4202 | 145167736.3721 | 1420267396.0395 | 122845144.5987 | 63719722.9897 | 1752 | 58.0282 | 676934.6664 | 39967.7314 | 50.2481 | 208.5969 | 224 | 608 | 922.3846 | 152 | 38 | 0.38114
2404 | 206.0217 | 851.2 | 200 | 800 | 7 | 97.06% | 100 | 157.5579 | 155.7922 | 155.7922 | 1 | 157.5579 | 100 | 176.196 | 166.1434 | 166.1434 | 166.1434 | 10.0526 | 176.196 | 114.7264 | 102.1074 | 102.1074 | 102.1074 | 12.619 | 114.7264 | 1243.9119 | 1115.6209 | 1115.6209 | 1158.7368 | 85.1752 | 1200.7961 | 43.1158 | 43.1158 | 1243.9119 | 143.5176 | 115.4164 | 115.4164 | 115.4164 | 28.1012 | 143.5176 | 2909.6462 | 2909.6462 | 330.7922 | 330.7922 | 1708.3784 | 1708.3784 | 680.0751 | 680.0751 | 190.4004 | 190.4004 | 172437388.8245 | 1420267397.136 | 107712535.2999 | 51582678.7396 | 1752 | 59.1891 | 541025.2028 | 31943.3337 | 40.1597 | 278.1292 | 224 | 608 | 922.3846 | 152 | 38 | 0.33451
2405 | 257.5271 | 851.2 | 200 | 800 | 7 | 97.47% | 100 | 161.5068 | 159.7305 | 159.7305 | 1 | 161.5068 | 100 | 201.9921 | 190.4667 | 190.4667 | 190.4667 | 11.5254 | 201.9921 | 114.717 | 102.0979 | 102.0979 | 102.0979 | 12.6191 | 114.717 | 1439.6312 | 1299.6811 | 1299.6811 | 1342.5288 | 97.1025 | 1396.7836 | 42.8477 | 42.8477 | 1439.6312 | 153.6751 | 123.4739 | 123.4739 | 123.4739 | 30.2012 | 153.6751 | 2992.0497 | 2992.0497 | 413.4496 | 413.4496 | 1708.2103 | 1708.2103 | 680.0082 | 680.0082 | 190.3816 | 190.3816 | 186604050.6688 | 1420247004.6704 | 100883669.7879 | 44265189.9721 | 1751.9999 | 60.3259 | 462276.8068 | 27293.8529 | 34.3143 | 347.6615 | 224 | 608 | 922.3846 | 152 | 38 | 0.31347
2406 | 309.0325 | 851.2 | 200 | 800 | 7 | 97.77% | 100 | 165.539 | 163.6957 | 163.6957 | 1 | 165.539 | 100 | 230.6204 | 217.4603 | 217.4603 | 217.4603 | 13.1601 | 230.6204 | 114.7067 | 102.0877 | 102.0877 | 102.0877 | 12.619 | 114.7067 | 1621.9015 | 1471.1477 | 1471.1477 | 1513.6683 | 108.2332 | 1579.3809 | 42.5206 | 42.5206 | 1621.9015 | 159.5265 | 128.095 | 128.095 | 128.095 | 31.4315 | 159.5265 | 3074.4535 | 3074.4535 | 496.0934 | 496.0934 | 1708.0513 | 1708.0513 | 679.9449 | 679.9449 | 190.3639 | 190.3639 | 195530964.8682 | 1420268581.5858 | 97182102.8615 | 39018356.1916 | 1752 | 61.4188 | 404230.4711 | 23866.6679 | 30.0056 | 417.1938 | 224 | 608 | 922.3846 | 152 | 38 | 0.30207
2407 | 360.5379 | 851.2 | 200 | 800 | 7 | 97.95% | 100 | 169.6455 | 167.9451 | 167.9451 | 1 | 169.6455 | 100 | 260.2279 | 245.3771 | 245.3771 | 245.3771 | 14.8508 | 260.2279 | 114.6982 | 102.0792 | 102.0792 | 102.0792 | 12.619 | 114.6982 | 1764.3605 | 1605.124 | 1605.124 | 1647.4488 | 116.9117 | 1722.0357 | 42.3248 | 42.3248 | 1764.3605 | 164.5083 | 132.0381 | 132.0381 | 132.0381 | 32.4702 | 164.5083 | 3156.8576 | 3156.8576 | 578.7246 | 578.7246 | 1707.9008 | 1707.9008 | 679.885 | 679.885 | 190.3471 | 190.3471 | 201854043.1537 | 1420259754.6476 | 93980953.5153 | 35905248.6835 | 1752 | 62.4711 | 371020.9848 | 21905.9058 | 27.5405 | 486.7262 | 224 | 608 | 922.3846 | 152 | 38 | 0.2922
2408 | 412.0433 | 851.2 | 200 | 800 | 7 | 98.09% | 100 | 173.6879 | 171.8709 | 171.8709 | 1 | 173.6879 | 100 | 290.0007 | 273.4495 | 273.4495 | 273.4495 | 16.5512 | 290.0007 | 114.69 | 102.071 | 102.071 | 102.071 | 12.6191 | 114.69 | 1880.144 | 1714.0314 | 1714.0314 | 1756.175 | 123.969 | 1838.0004 | 42.1436 | 42.1436 | 1880.144 | 167.1715 | 133.7444 | 133.7444 | 133.7444 | 33.4271 | 167.1715 | 3239.2619 | 3239.2619 | 661.3443 | 661.3443 | 1707.7582 | 1707.7582 | 679.8282 | 679.8282 | 190.3312 | 190.3312 | 206800134.6846 | 1420242295.0001 | 91466923.7405 | 33490646.5747 | 1752 | 63.4718 | 342871.6081 | 20243.9039 | 25.451 | 556.2585 | 224 | 608 | 922.3846 | 152 | 38 | 0.28445
2409 | 463.5487 | 851.2 | 200 | 800 | 7 | 98.19% | 100 | 177.8485 | 176.0694 | 176.0694 | 1 | 177.8485 | 100 | 320.0029 | 301.738 | 301.738 | 301.738 | 18.2649 | 320.0029 | 114.6818 | 102.0627 | 102.0627 | 102.0627 | 12.6191 | 114.6818 | 1982.1951 | 1810.0884 | 1810.0884 | 1852.0182 | 130.1769 | 1940.2653 | 41.9298 | 41.9298 | 1982.1951 | 170.9172 | 136.6964 | 136.6964 | 136.6964 | 34.2208 | 170.9172 | 3321.6664 | 3321.6664 | 743.9533 | 743.9533 | 1707.6227 | 1707.6227 | 679.7743 | 679.7743 | 190.3161 | 190.3161 | 210615790.3951 | 1420267745.9849 | 89373065.6058 | 31743398.0142 | 1752 | 64.4266 | 323114.5698 | 19077.4043 | 23.9844 | 625.7908 | 224 | 608 | 922.3846 | 152 | 38 | 0.278
2410 | 515.0541 | 851.2 | 200 | 800 | 7 | 98.26% | 100 | 182.0214 | 180.3173 | 180.3173 | 1 | 182.0214 | 100 | 350.291 | 330.2959 | 330.2959 | 330.2959 | 19.9951 | 350.291 | 114.6733 | 102.0543 | 102.0543 | 102.0543 | 12.619 | 114.6733 | 2066.4522 | 1889.6381 | 1889.6381 | 1931.123 | 135.3292 | 2024.9674 | 41.4848 | 41.4848 | 2066.4522 | 174.1017 | 139.2027 | 139.2027 | 139.2027 | 34.899 | 174.1017 | 3404.0712 | 3404.0712 | 826.5524 | 826.5524 | 1707.4939 | 1707.4939 | 679.723 | 679.723 | 190.3018 | 190.3018 | 213535924.6178 | 1420269293.7408 | 87718692.2992 | 30476089.3422 | 1752 | 65.3358 | 308494.0572 | 18214.1767 | 22.8992 | 695.3231 | 224 | 608 | 922.3846 | 152 | 38 | 0.27291
2411 | 566.5595 | 851.2 | 200 | 800 | 7 | 98.33% | 100 | 186.2142 | 184.3867 | 184.3867 | 1 | 186.2142 | 100 | 380.8651 | 359.1234 | 359.1234 | 359.1234 | 21.7417 | 380.8651 | 114.6659 | 102.047 | 102.047 | 102.047 | 12.619 | 114.6659 | 2139.7353 | 1958.4577 | 1958.4577 | 1999.9191 | 139.8162 | 2098.2739 | 41.4614 | 41.4614 | 2139.7353 | 176.6617 | 141.2185 | 141.2185 | 141.2185 | 35.4432 | 176.6617 | 3486.4761 | 3486.4761 | 909.1424 | 909.1424 | 1707.3713 | 1707.3713 | 679.6742 | 679.6742 | 190.2881 | 190.2881 | 215886531.6527 | 1420269293.7408 | 86553352.1064 | 29290822.5001 | 1752 | 66.2 | 295799.0307 | 17464.634 | 21.9568 | 764.8554 | 224 | 608 | 922.3846 | 152 | 38 | 0.26931
2412 | 618.065 | 851.2 | 200 | 800 | 7 | 98.37% | 100 | 190.4045 | 188.7225 | 188.7225 | 1 | 190.4045 | 100 | 411.7755 | 388.2677 | 388.2677 | 388.2677 | 23.5078 | 411.7755 | 114.6589 | 102.04 | 102.04 | 102.04 | 12.619 | 114.6589 | 2201.7007 | 2016.8877 | 2016.8877 | 2058.0907 | 143.61 | 2160.4977 | 41.203 | 41.203 | 2201.7007 | 178.5272 | 142.6562 | 142.6562 | 142.6562 | 35.871 | 178.5272 | 3568.8812 | 3568.8812 | 991.7239 | 991.7239 | 1707.2545 | 1707.2545 | 679.6277 | 679.6277 | 190.2751 | 190.2751 | 217646039.1467 | 1420269293.7408 | 85512348.1989 | 28572318.9136 | 1752 | 67.0254 | 286517.8209 | 16916.6507 | 21.2679 | 834.3877 | 224 | 608 | 922.3846 | 152 | 38 | 0.26611
2413 | 669.5704 | 851.2 | 200 | 800 | 7 | 98.4% | 100 | 194.6155 | 192.9493 | 192.9493 | 1 | 194.6155 | 100 | 442.9516 | 417.6624 | 417.6624 | 417.6624 | 25.2891 | 442.9516 | 114.6523 | 102.0333 | 102.0333 | 102.0333 | 12.619 | 114.6523 | 2246.9303 | 2059.3797 | 2059.3797 | 2100.5467 | 146.3836 | 2205.7633 | 41.1671 | 41.1671 | 2246.9303 | 180.3394 | 144.0839 | 144.0839 | 144.0839 | 36.2555 | 180.3394 | 3651.2864 | 3651.2864 | 1074.2974 | 1074.2974 | 1707.1431 | 1707.1431 | 679.5833 | 679.5833 | 190.2627 | 190.2627 | 219102003.5077 | 1420269293.7408 | 84637182.7057 | 27991520.0458 | 1752 | 67.8123 | 281448.6281 | 16617.3543 | 20.8916 | 903.92 | 224 | 608 | 922.3846 | 152 | 38 | 0.26341
2414 | 721.0758 | 851.2 | 200 | 800 | 7 | 98.43% | 100 | 198.8316 | 197.1779 | 197.1779 | 1 | 198.8316 | 100 | 474.1489 | 447.077 | 447.077 | 447.077 | 27.0719 | 474.1489 | 114.6459 | 102.027 | 102.027 | 102.027 | 12.619 | 114.6459 | 2286.0067 | 2096.0325 | 2096.0325 | 2137.2343 | 148.7724 | 2244.8049 | 41.2018 | 41.2018 | 2286.0067 | 181.9747 | 145.3728 | 145.3728 | 145.3728 | 36.6019 | 181.9747 | 3733.6919 | 3733.6919 | 1156.8635 | 1156.8635 | 1707.0366 | 1707.0366 | 679.5409 | 679.5409 | 190.2508 | 190.2508 | 220374145.3621 | 1420269293.7408 | 83850634.8495 | 27505926.0476 | 1752 | 68.5629 | 276868.9108 | 16346.9575 | 20.5517 | 973.4523 | 224 | 608 | 922.3846 | 152 | 38 | 0.26099
2415 | 772.5812 | 851.2 | 200 | 800 | 7 | 98.46% | 100 | 203.0483 | 201.3934 | 201.3934 | 1 | 203.0483 | 100 | 505.3249 | 476.4714 | 476.4714 | 476.4714 | 28.8535 | 505.3249 | 114.6398 | 102.0209 | 102.0209 | 102.0209 | 12.619 | 114.6398 | 2321.9997 | 2129.8862 | 2129.8862 | 2171.0221 | 150.9777 | 2280.8639 | 41.1358 | 41.1358 | 2321.9997 | 183.435 | 146.5243 | 146.5243 | 146.5243 | 36.9107 | 183.435 | 3816.0974 | 3816.0974 | 1239.4227 | 1239.4227 | 1706.9348 | 1706.9348 | 679.5004 | 679.5004 | 190.2395 | 190.2395 | 221492885.6501 | 1420269293.7408 | 83175552.3202 | 27062268.2889 | 1752 | 69.2796 | 271307.2912 | 16018.5871 | 20.1388 | 1042.9846 | 224 | 608 | 922.3846 | 152 | 38 | 0.25891
2416 | 824.0866 | 851.2 | 200 | 800 | 7 | 98.48% | 100 | 207.2674 | 205.6223 | 205.6223 | 1 | 207.2674 | 100 | 536.4354 | 505.8039 | 505.8039 | 505.8039 | 30.6315 | 536.4354 | 114.634 | 102.015 | 102.015 | 102.015 | 12.619 | 114.634 | 2357.6872 | 2163.3981 | 2163.3981 | 2204.5225 | 153.1647 | 2316.5628 | 41.1244 | 41.1244 | 2357.6872 | 184.7346 | 147.5504 | 147.5504 | 147.5504 | 37.1841 | 184.7346 | 3898.5031 | 3898.5031 | 1321.9754 | 1321.9754 | 1706.8374 | 1706.8374 | 679.4617 | 679.4617 | 190.2286 | 190.2286 | 222533822.9292 | 1420269293.7408 | 82554926.8549 | 26641956.4751 | 1752 | 69.9645 | 267955.7939 | 15820.7073 | 19.8901 | 1112.5169 | 224 | 608 | 922.3846 | 152 | 38 | 0.25699
2417 | 875.592 | 851.2 | 200 | 800 | 7 | 98.5% | 100 | 211.4883 | 209.8643 | 209.8643 | 1 | 211.4883 | 100 | 567.4769 | 535.0712 | 535.0712 | 535.0712 | 32.4057 | 567.4769 | 114.6284 | 102.0095 | 102.0095 | 102.0095 | 12.619 | 114.6284 | 2392.7149 | 2196.2329 | 2196.2329 | 2237.4108 | 155.3041 | 2351.537 | 41.1779 | 41.1779 | 2392.7149 | 185.9063 | 148.4755 | 148.4755 | 148.4755 | 37.4308 | 185.9063 | 3980.9089 | 3980.9089 | 1404.5221 | 1404.5221 | 1706.7441 | 1706.7441 | 679.4245 | 679.4245 | 190.2182 | 190.2182 | 223456583.6819 | 1420269293.7408 | 82017336.6462 | 26256785.9311 | 1752 | 70.6195 | 264182.0468 | 15597.8968 | 19.6099 | 1182.0492 | 224 | 608 | 922.3846 | 152 | 38 | 0.25534
2418 | 927.0974 | 851.2 | 200 | 800 | 7 | 98.52% | 100 | 215.7103 | 214.1234 | 214.1234 | 1 | 215.7103 | 100 | 598.5893 | 564.4052 | 564.4052 | 564.4052 | 34.1841 | 598.5893 | 114.6232 | 102.0042 | 102.0042 | 102.0042 | 12.619 | 114.6232 | 2421.9979 | 2223.7591 | 2223.7591 | 2264.9057 | 157.0922 | 2380.8513 | 41.1466 | 41.1466 | 2421.9979 | 186.977 | 149.3201 | 149.3201 | 149.3201 | 37.657 | 186.977 | 4063.3149 | 4063.3149 | 1487.0631 | 1487.0631 | 1706.6546 | 1706.6546 | 679.3889 | 679.3889 | 190.2083 | 190.2083 | 224239644.4567 | 1420269293.7408 | 81530463.1874 | 25960598.6151 | 1752 | 71.247 | 260975.565 | 15408.579 | 19.3719 | 1251.5815 | 224 | 608 | 922.3846 | 152 | 38 | 0.25384
2419 | 978.6028 | 851.2 | 200 | 800 | 7 | 98.54% | 100 | 219.9318 | 218.2953 | 218.2953 | 1 | 219.9318 | 100 | 629.7332 | 593.7688 | 593.7688 | 593.7688 | 35.9643 | 629.7332 | 114.6184 | 101.9994 | 101.9994 | 101.9994 | 12.619 | 114.6184 | 2451.3576 | 2251.4111 | 2251.4111 | 2292.4723 | 158.8853 | 2410.2963 | 41.0613 | 41.0613 | 2451.3576 | 187.8573 | 150.0135 | 150.0135 | 150.0135 | 37.8437 | 187.8573 | 4145.7209 | 4145.7209 | 1569.5987 | 1569.5987 | 1706.5688 | 1706.5688 | 679.3547 | 679.3547 | 190.1987 | 190.1987 | 224949178.6956 | 1420252586.1187 | 81198286.539 | 25599948.6467 | 1752 | 71.8477 | 256104.242 | 15120.9652 | 19.0103 | 1321.1138 | 224 | 608 | 922.3846 | 152 | 38 | 0.25281
2420 | 1030.1083 | 851.2 | 200 | 800 | 7 | 98.55% | 100 | 224.1551 | 222.5448 | 222.5448 | 1 | 224.1551 | 100 | 660.8382 | 623.0957 | 623.0957 | 623.0957 | 37.7425 | 660.8382 | 114.6138 | 101.9947 | 101.9947 | 101.9947 | 12.6191 | 114.6138 | 2478.5206 | 2276.9814 | 2276.9814 | 2317.973 | 160.5476 | 2437.529 | 40.9916 | 40.9916 | 2478.5206 | 188.6979 | 150.6772 | 150.6772 | 150.6772 | 38.0207 | 188.6979 | 4228.1271 | 4228.1271 | 1652.1294 | 1652.1294 | 1706.4863 | 1706.4863 | 679.3219 | 679.3219 | 190.1895 | 190.1895 | 225621880.4148 | 1420262514.5073 | 80788981.3604 | 25326623.7175 | 1752 | 72.4246 | 251980.5785 | 14877.4949 | 18.7042 | 1390.6462 | 224 | 608 | 922.3846 | 152 | 38 | 0.25155
2421 | 20.6022 | 900.6 | 200 | 800 | 7 | 92.53% | 100 | 150.3144 | 149.4445 | 149.4445 | 1 | 150.3144 | 100 | 134.7865 | 127.0983 | 127.0983 | 127.0983 | 7.6881 | 134.7865 | 120.5521 | 107.2954 | 107.2954 | 107.2954 | 13.2567 | 120.5521 | 537.6623 | 452.5718 | 452.5718 | 495.6577 | 42.0046 | 494.5764 | 43.0859 | 43.0859 | 537.6623 | 95.0052 | 76.5868 | 76.5868 | 76.5868 | 18.4185 | 95.0052 | 2711.7886 | 2711.7886 | 33.0879 | 33.0879 | 1807.9978 | 1807.9978 | 680.2528 | 680.2528 | 190.4501 | 190.4501 | 22958028.272 | 1430408161.9375 | 167783483.8747 | 130850325.9159 | 1752 | 57.4526 | 1378742.7503 | 81404.0447 | 102.3425 | 27.8129 | 237 | 608 | 922.3846 | 152 | 38 | 0.5196
2422 | 51.5054 | 900.6 | 200 | 800 | 7 | 93.75% | 100 | 152.1838 | 151.0885 | 151.0885 | 1 | 152.1838 | 100 | 140.0869 | 132.0959 | 132.0959 | 132.0959 | 7.991 | 140.0869 | 120.5444 | 107.2877 | 107.2877 | 107.2877 | 13.2567 | 120.5444 | 627.4612 | 536.6519 | 536.6519 | 579.9715 | 47.4897 | 584.1415 | 43.3197 | 43.3197 | 627.4612 | 100.9127 | 81.3071 | 81.3071 | 81.3071 | 19.6056 | 100.9127 | 2761.2302 | 2761.2302 | 82.714 | 82.714 | 1807.8732 | 1807.8732 | 680.206 | 680.206 | 190.437 | 190.437 | 55150842.6786 | 1430393642.704 | 156937763.2815 | 109517751.336 | 1752 | 58.0322 | 1157995.2768 | 68370.6219 | 85.9567 | 69.5323 | 237 | 608 | 922.3846 | 152 | 38 | 0.48618
2423 | 154.5162 | 900.6 | 200 | 800 | 7 | 96.57% | 100 | 159.0266 | 157.0807 | 157.0807 | 1 | 159.0266 | 100 | 162.8609 | 153.569 | 153.569 | 153.569 | 9.2919 | 162.8609 | 120.5209 | 107.2643 | 107.2643 | 107.2643 | 13.2566 | 120.5209 | 1070.3479 | 952.459 | 952.459 | 995.7592 | 74.5887 | 1027.0477 | 43.3002 | 43.3002 | 1070.3479 | 129.048 | 103.8331 | 103.8331 | 103.8331 | 25.2149 | 129.048 | 2926.0365 | 2926.0365 | 248.0892 | 248.0892 | 1807.4892 | 1807.4892 | 680.0615 | 680.0615 | 190.3966 | 190.3966 | 141036439.2748 | 1430413865.8555 | 120481905.875 | 60067788.9947 | 1752 | 60.0644 | 635725.5669 | 37534.6543 | 47.1892 | 208.5969 | 237 | 608 | 922.3846 | 152 | 38 | 0.37386
2424 | 206.0217 | 900.6 | 200 | 800 | 7 | 97.21% | 100 | 162.8404 | 161.0368 | 161.0368 | 1 | 162.8404 | 100 | 181.2039 | 170.8645 | 170.8645 | 170.8645 | 10.3394 | 181.2039 | 120.51 | 107.2535 | 107.2535 | 107.2535 | 13.2565 | 120.51 | 1307.9867 | 1175.7291 | 1175.7291 | 1218.8859 | 89.1008 | 1264.8299 | 43.1568 | 43.1568 | 1307.9867 | 146.9681 | 118.1542 | 118.1542 | 118.1542 | 28.8139 | 146.9681 | 3008.44 | 3008.44 | 330.7534 | 330.7534 | 1807.3133 | 1807.3133 | 679.9953 | 679.9953 | 190.378 | 190.378 | 167756383.9213 | 1430435087.6855 | 104927579.8043 | 48880948.5889 | 1752 | 61.1283 | 513428.0754 | 30313.9378 | 38.1112 | 278.1292 | 237 | 608 | 922.3846 | 152 | 38 | 0.32593
2425 | 257.5271 | 900.6 | 200 | 800 | 7 | 97.61% | 100 | 166.7981 | 164.9231 | 164.9231 | 1 | 166.7981 | 100 | 207.7464 | 195.8915 | 195.8915 | 195.8915 | 11.855 | 207.7464 | 120.4991 | 107.2427 | 107.2427 | 107.2427 | 13.2564 | 120.4991 | 1514.3169 | 1369.9206 | 1369.9206 | 1412.6357 | 101.6813 | 1471.6019 | 42.715 | 42.715 | 1514.3169 | 157.6429 | 126.6246 | 126.6246 | 126.6246 | 31.0183 | 157.6429 | 3090.8439 | 3090.8439 | 413.4037 | 413.4037 | 1807.147 | 1807.147 | 679.9327 | 679.9327 | 190.3605 | 190.3605 | 181433714.2399 | 1430438532.6328 | 98263377.6611 | 41864375.4662 | 1752 | 62.1648 | 436023.5177 | 25743.8002 | 32.3655 | 347.6615 | 237 | 608 | 922.3846 | 152 | 38 | 0.3054
2426 | 309.0325 | 900.6 | 200 | 800 | 7 | 97.9% | 100 | 170.8386 | 168.9293 | 168.9293 | 1 | 170.8386 | 100 | 237.1799 | 223.6442 | 223.6442 | 223.6442 | 13.5357 | 237.1799 | 120.4888 | 107.2325 | 107.2325 | 107.2325 | 13.2563 | 120.4888 | 1716.7157 | 1560.0753 | 1560.0753 | 1602.6987 | 114.0169 | 1674.0922 | 42.6234 | 42.6234 | 1716.7157 | 163.4876 | 131.2409 | 131.2409 | 131.2409 | 32.2467 | 163.4876 | 3173.248 | 3173.248 | 496.0412 | 496.0412 | 1806.9894 | 1806.9894 | 679.8735 | 679.8735 | 190.3439 | 190.3439 | 190109359.4293 | 1430446894.7332 | 94725533.4746 | 36718212.6046 | 1752 | 63.1602 | 382963.9515 | 22611.0452 | 28.427 | 417.1938 | 237 | 608 | 922.3846 | 152 | 38 | 0.29449
2427 | 360.5379 | 900.6 | 200 | 800 | 7 | 98.07% | 100 | 174.8499 | 173.0925 | 173.0925 | 1 | 174.8499 | 100 | 267.5978 | 252.3249 | 252.3249 | 252.3249 | 15.2728 | 267.5978 | 120.4797 | 107.2234 | 107.2234 | 107.2234 | 13.2563 | 120.4797 | 1867.3388 | 1701.7629 | 1701.7629 | 1744.1185 | 123.2202 | 1824.9831 | 42.3557 | 42.3557 | 1867.3388 | 166.9062 | 133.5444 | 133.5444 | 133.5444 | 33.3618 | 166.9062 | 3255.6524 | 3255.6524 | 578.6669 | 578.6669 | 1806.84 | 1806.84 | 679.8172 | 679.8172 | 190.3282 | 190.3282 | 196299236.7171 | 1430457460.7633 | 91437948.5193 | 33805354.0003 | 1752 | 64.1226 | 349123.3396 | 20613.0201 | 25.915 | 486.7262 | 237 | 608 | 922.3846 | 152 | 38 | 0.28437
2428 | 412.0433 | 900.6 | 200 | 800 | 7 | 98.19% | 100 | 178.9927 | 177.2963 | 177.2963 | 1 | 178.9927 | 100 | 298.3629 | 281.3329 | 281.3329 | 281.3329 | 17.03 | 298.3629 | 120.47 | 107.2138 | 107.2138 | 107.2138 | 13.2562 | 120.47 | 1992.4181 | 1819.6198 | 1819.6198 | 1861.609 | 130.8091 | 1950.4289 | 41.9892 | 41.9892 | 1992.4181 | 171.4877 | 137.164 | 137.164 | 137.164 | 34.3237 | 171.4877 | 3338.057 | 3338.057 | 661.2817 | 661.2817 | 1806.6982 | 1806.6982 | 679.7639 | 679.7639 | 190.3132 | 190.3132 | 200908287.6761 | 1430466123.161 | 88957480.9996 | 31668108.1634 | 1752 | 65.0401 | 324602.4848 | 19165.2541 | 24.0949 | 556.2585 | 237 | 608 | 922.3846 | 152 | 38 | 0.27672
2429 | 463.5487 | 900.6 | 200 | 800 | 7 | 98.29% | 100 | 183.163 | 181.3655 | 181.3655 | 1 | 183.163 | 100 | 329.4162 | 310.6124 | 310.6124 | 310.6124 | 18.8038 | 329.4162 | 120.462 | 107.2058 | 107.2058 | 107.2058 | 13.2562 | 120.462 | 2090.8311 | 1912.2006 | 1912.2006 | 1954.007 | 136.8241 | 2049.0247 | 41.8064 | 41.8064 | 2090.8311 | 175.5157 | 140.3395 | 140.3395 | 140.3395 | 35.1762 | 175.5157 | 3420.4617 | 3420.4617 | 743.8864 | 743.8864 | 1806.5632 | 1806.5632 | 679.7131 | 679.7131 | 190.299 | 190.299 | 204549784.9118 | 1430466123.161 | 86951966.9371 | 30032124.9901 | 1752 | 65.9161 | 303867.1929 | 17940.9963 | 22.5557 | 625.7908 | 237 | 608 | 922.3846 | 152 | 38 | 0.27054
2430 | 515.0541 | 900.6 | 200 | 800 | 7 | 98.35% | 100 | 187.3367 | 185.6009 | 185.6009 | 1 | 187.3367 | 100 | 360.7519 | 340.158 | 340.158 | 340.158 | 20.5938 | 360.7519 | 120.4551 | 107.1988 | 107.1988 | 107.1988 | 13.2562 | 120.4551 | 2176.404 | 1992.8965 | 1992.8965 | 2034.3392 | 142.0648 | 2134.9612 | 41.4428 | 41.4428 | 2176.404 | 178.6256 | 142.7624 | 142.7624 | 142.7624 | 35.8632 | 178.6256 | 3502.8667 | 3502.8667 | 826.4816 | 826.4816 | 1806.4348 | 1806.4348 | 679.6648 | 679.6648 | 190.2855 | 190.2855 | 207323902.4498 | 1430459245.8988 | 85348735.5571 | 28868116.0942 | 1752 | 66.7528 | 291999.6012 | 17240.3072 | 21.6748 | 695.3231 | 237 | 608 | 922.3846 | 152 | 38 | 0.2656
2431 | 566.5595 | 900.6 | 200 | 800 | 7 | 98.41% | 100 | 191.5308 | 189.7333 | 189.7333 | 1 | 191.5308 | 100 | 392.3136 | 369.9166 | 369.9166 | 369.9166 | 22.397 | 392.3136 | 120.4473 | 107.1912 | 107.1912 | 107.1912 | 13.2562 | 120.4473 | 2253.1618 | 2065.018 | 2065.018 | 2106.3953 | 146.7664 | 2211.7844 | 41.3773 | 41.3773 | 2253.1618 | 181.2428 | 144.822 | 144.822 | 144.822 | 36.4207 | 181.2428 | 3585.2718 | 3585.2718 | 909.0682 | 909.0682 | 1806.3124 | 1806.3124 | 679.6187 | 679.6187 | 190.2726 | 190.2726 | 209537128.361 | 1430466123.161 | 84189678.4589 | 27807070.0191 | 1752 | 67.5495 | 279888.1084 | 16525.2177 | 20.7758 | 764.8554 | 237 | 608 | 922.3846 | 152 | 38 | 0.26203
2432 | 618.065 | 900.6 | 200 | 800 | 7 | 98.45% | 100 | 195.7337 | 194.0421 | 194.0421 | 1 | 195.7337 | 100 | 424.2786 | 400.0553 | 400.0553 | 400.0553 | 24.2233 | 424.2786 | 120.4402 | 107.184 | 107.184 | 107.184 | 13.2562 | 120.4402 | 2312.8723 | 2121.2501 | 2121.2501 | 2162.4543 | 150.418 | 2271.6681 | 41.2042 | 41.2042 | 2312.8723 | 183.3823 | 146.5078 | 146.5078 | 146.5078 | 36.8746 | 183.3823 | 3667.6771 | 3667.6771 | 991.6466 | 991.6466 | 1806.1955 | 1806.1955 | 679.5747 | 679.5747 | 190.2603 | 190.2603 | 211214489.0281 | 1430466123.161 | 83161784.4632 | 27157603.3477 | 1752 | 68.3115 | 273108.1197 | 16124.9121 | 20.2725 | 834.3877 | 237 | 608 | 922.3846 | 152 | 38 | 0.25886
2433 | 669.5704 | 900.6 | 200 | 800 | 7 | 98.48% | 100 | 199.9475 | 198.2355 | 198.2355 | 1 | 199.9475 | 100 | 456.4104 | 430.351 | 430.351 | 430.351 | 26.0594 | 456.4104 | 120.4335 | 107.1774 | 107.1774 | 107.1774 | 13.2562 | 120.4335 | 2360.7038 | 2166.0772 | 2166.0772 | 2207.3607 | 153.3431 | 2319.4203 | 41.2835 | 41.2835 | 2360.7038 | 185.2548 | 147.9826 | 147.9826 | 147.9826 | 37.2722 | 185.2548 | 3750.0826 | 3750.0826 | 1074.2174 | 1074.2174 | 1806.0839 | 1806.0839 | 679.5327 | 679.5327 | 190.2485 | 190.2485 | 212618880.7023 | 1430466123.161 | 82339279.7005 | 26575716.4362 | 1752 | 69.0388 | 268104.4406 | 15829.4837 | 19.9011 | 903.92 | 237 | 608 | 922.3846 | 152 | 38 | 0.25633
2434 | 721.0758 | 900.6 | 200 | 800 | 7 | 98.51% | 100 | 204.1622 | 202.4679 | 202.4679 | 1 | 204.1622 | 100 | 488.5919 | 460.6936 | 460.6936 | 460.6936 | 27.8984 | 488.5919 | 120.4272 | 107.171 | 107.171 | 107.171 | 13.2562 | 120.4272 | 2403.4943 | 2206.3104 | 2206.3104 | 2247.5327 | 155.9616 | 2362.272 | 41.2223 | 41.2223 | 2403.4943 | 186.8731 | 149.2578 | 149.2578 | 149.2578 | 37.6154 | 186.8731 | 3832.4882 | 3832.4882 | 1156.7812 | 1156.7812 | 1805.9771 | 1805.9771 | 679.4926 | 679.4926 | 190.2373 | 190.2373 | 213836764.5691 | 1430466123.161 | 81597908.5292 | 26099203.7407 | 1752 | 69.734 | 261757.1736 | 15454.7269 | 19.4299 | 973.4523 | 237 | 608 | 922.3846 | 152 | 38 | 0.25405
2435 | 772.5812 | 900.6 | 200 | 800 | 7 | 98.53% | 100 | 208.3793 | 206.7157 | 206.7157 | 1 | 208.3793 | 100 | 520.7485 | 491.0124 | 491.0124 | 491.0124 | 29.7361 | 520.7485 | 120.4211 | 107.165 | 107.165 | 107.165 | 13.2562 | 120.4211 | 2442.1629 | 2242.7129 | 2242.7129 | 2283.8332 | 158.3297 | 2401.0426 | 41.1203 | 41.1203 | 2442.1629 | 188.3505 | 150.4242 | 150.4242 | 150.4242 | 37.9263 | 188.3505 | 3914.8939 | 3914.8939 | 1239.3383 | 1239.3383 | 1805.875 | 1805.875 | 679.4541 | 679.4541 | 190.2265 | 190.2265 | 214921140.6782 | 1430466123.161 | 80919787.3324 | 25692948.8284 | 1752 | 70.399 | 258139.5617 | 15241.135 | 19.1614 | 1042.9846 | 237 | 608 | 922.3846 | 152 | 38 | 0.25196
2436 | 824.0866 | 900.6 | 200 | 800 | 7 | 98.56% | 100 | 212.5995 | 210.9446 | 210.9446 | 1 | 212.5995 | 100 | 552.798 | 521.2302 | 521.2302 | 521.2302 | 31.5678 | 552.798 | 120.4153 | 107.1592 | 107.1592 | 107.1592 | 13.2562 | 120.4153 | 2481.0484 | 2279.1785 | 2279.1785 | 2320.3445 | 160.7039 | 2439.8824 | 41.166 | 41.166 | 2481.0484 | 189.6854 | 151.479 | 151.479 | 151.479 | 38.2064 | 189.6854 | 3997.2997 | 3997.2997 | 1321.8891 | 1321.8891 | 1805.7771 | 1805.7771 | 679.4173 | 679.4173 | 190.2162 | 190.2162 | 215932486.5529 | 1430466123.161 | 80320873.8838 | 25280516.4023 | 1752 | 71.0353 | 254613.4511 | 15032.9456 | 18.8997 | 1112.5169 | 237 | 608 | 922.3846 | 152 | 38 | 0.25011
2437 | 875.592 | 900.6 | 200 | 800 | 7 | 98.58% | 100 | 216.8212 | 215.1808 | 215.1808 | 1 | 216.8212 | 100 | 584.7788 | 551.3831 | 551.3831 | 551.3831 | 33.3957 | 584.7788 | 120.4099 | 107.1537 | 107.1537 | 107.1537 | 13.2562 | 120.4099 | 2517.6209 | 2313.4737 | 2313.4737 | 2354.6798 | 162.9411 | 2476.4148 | 41.2061 | 41.2061 | 2517.6209 | 190.9213 | 152.4554 | 152.4554 | 152.4554 | 38.4659 | 190.9213 | 4079.7057 | 4079.7057 | 1404.4342 | 1404.4342 | 1805.6832 | 1805.6832 | 679.382 | 679.382 | 190.2063 | 190.2063 | 216842442.8697 | 1430466123.161 | 79779801.652 | 24911632.3173 | 1752 | 71.6451 | 250727.7027 | 14803.5224 | 18.6112 | 1182.0492 | 237 | 608 | 922.3846 | 152 | 38 | 0.24844
2438 | 927.0974 | 900.6 | 200 | 800 | 7 | 98.6% | 100 | 221.0422 | 219.3616 | 219.3616 | 1 | 221.0422 | 100 | 616.8001 | 581.5741 | 581.5741 | 581.5741 | 35.2261 | 616.8001 | 120.4045 | 107.1484 | 107.1484 | 107.1484 | 13.2562 | 120.4045 | 2551.8769 | 2345.706 | 2345.706 | 2386.8405 | 165.0364 | 2510.7424 | 41.1345 | 41.1345 | 2551.8769 | 191.993 | 153.3013 | 153.3013 | 153.3013 | 38.6917 | 191.993 | 4162.1117 | 4162.1117 | 1486.9738 | 1486.9738 | 1805.5931 | 1805.5931 | 679.3481 | 679.3481 | 190.1968 | 190.1968 | 217605916.9834 | 1430466123.161 | 79386857.644 | 24541102.2116 | 1752 | 72.2294 | 245502.7289 | 14495.0283 | 18.2234 | 1251.5815 | 237 | 608 | 922.3846 | 152 | 38 | 0.24723
2439 | 978.6028 | 900.6 | 200 | 800 | 7 | 98.62% | 100 | 225.2641 | 223.6146 | 223.6146 | 1 | 225.2641 | 100 | 648.8817 | 611.8217 | 611.8217 | 611.8217 | 37.0599 | 648.8817 | 120.3995 | 107.1433 | 107.1433 | 107.1433 | 13.2562 | 120.3995 | 2582.9442 | 2374.9951 | 2374.9951 | 2416.0084 | 166.9358 | 2541.9309 | 41.0133 | 41.0133 | 2582.9442 | 192.9321 | 154.0427 | 154.0427 | 154.0427 | 38.8895 | 192.9321 | 4244.5179 | 4244.5179 | 1569.5082 | 1569.5082 | 1805.5065 | 1805.5065 | 679.3155 | 679.3155 | 190.1877 | 190.1877 | 218311618.4544 | 1430466123.161 | 78966235.4502 | 24256022.9344 | 1752 | 72.7908 | 241470.6599 | 14256.9659 | 17.9241 | 1321.1138 | 237 | 608 | 922.3846 | 152 | 38 | 0.24594
2440 | 1030.1083 | 900.6 | 200 | 800 | 7 | 98.63% | 100 | 229.4872 | 227.871 | 227.871 | 1 | 229.4872 | 100 | 680.9378 | 642.0453 | 642.0453 | 642.0453 | 38.8925 | 680.9378 | 120.3944 | 107.1383 | 107.1383 | 107.1383 | 13.2562 | 120.3944 | 2610.526 | 2401.0338 | 2401.0338 | 2441.8881 | 168.6379 | 2569.6716 | 40.8544 | 40.8544 | 2610.526 | 193.8468 | 154.7658 | 154.7658 | 154.7658 | 39.081 | 193.8468 | 4326.9242 | 4326.9242 | 1652.0377 | 1652.0377 | 1805.4233 | 1805.4233 | 679.2842 | 679.2842 | 190.1789 | 190.1789 | 218948111.2305 | 1430466123.161 | 78571854.4508 | 24013911.1577 | 1752 | 73.3302 | 238910.4346 | 14105.8045 | 17.734 | 1390.6462 | 237 | 608 | 922.3846 | 152 | 38 | 0.24472
2441 | 20.6022 | 950 | 200 | 800 | 7 | 92.86% | 100 | 155.4897 | 154.5684 | 154.5684 | 1 | 155.4897 | 100 | 138.5281 | 130.6256 | 130.6256 | 130.6256 | 7.9026 | 138.5281 | 126.3167 | 112.4244 | 112.4244 | 112.4244 | 13.8923 | 126.3167 | 559.1215 | 472.8539 | 472.8539 | 515.8473 | 43.2742 | 516.1281 | 42.9934 | 42.9934 | 559.1215 | 96.6656 | 77.9006 | 77.9006 | 77.9006 | 18.7649 | 96.6656 | 2810.5815 | 2810.5815 | 33.0834 | 33.0834 | 1906.9129 | 1906.9129 | 680.1609 | 680.1609 | 190.4244 | 190.4244 | 22319528.077 | 1439841418.7825 | 164814326.0447 | 125024727.0959 | 1752 | 59.5212 | 1315534.1165 | 77672.0661 | 97.6506 | 27.8129 | 250 | 608 | 922.3846 | 152 | 38 | 0.51045
2442 | 51.5054 | 950 | 200 | 800 | 7 | 94.04% | 100 | 157.3633 | 156.2136 | 156.2136 | 1 | 157.3633 | 100 | 144.0433 | 135.8256 | 135.8256 | 135.8256 | 8.2177 | 144.0433 | 126.3078 | 112.4157 | 112.4157 | 112.4157 | 13.8921 | 126.3078 | 653.7777 | 561.7894 | 561.7894 | 604.7094 | 49.0682 | 610.8576 | 42.9201 | 42.9201 | 653.7777 | 102.7027 | 82.7244 | 82.7244 | 82.7244 | 19.9783 | 102.7027 | 2860.0234 | 2860.0234 | 82.7032 | 82.7032 | 1906.7907 | 1906.7907 | 680.1173 | 680.1173 | 190.4122 | 190.4122 | 53612195.3832 | 1439858618.4601 | 154103000.9464 | 104426185.2103 | 1752 | 60.0529 | 1094745.8098 | 64636.2324 | 81.2617 | 69.5323 | 250 | 608 | 922.3846 | 152 | 38 | 0.47745
2443 | 154.5162 | 950 | 200 | 800 | 7 | 96.76% | 100 | 164.2909 | 162.3156 | 162.3156 | 1 | 164.2909 | 100 | 167.6011 | 158.0376 | 158.0376 | 158.0376 | 9.5634 | 167.6011 | 126.2849 | 112.3929 | 112.3929 | 112.3929 | 13.892 | 126.2849 | 1126.9246 | 1005.5198 | 1005.5198 | 1048.8826 | 78.0419 | 1083.5617 | 43.3628 | 43.3628 | 1126.9246 | 131.2513 | 105.5734 | 105.5734 | 105.5734 | 25.6778 | 131.2513 | 3024.8304 | 3024.8304 | 248.0604 | 248.0604 | 1906.4129 | 1906.4129 | 679.9826 | 679.9826 | 190.3745 | 190.3745 | 137028977.5272 | 1439864028.9772 | 118266493.392 | 56840462.3504 | 1752 | 61.9189 | 603518.0308 | 35633.0496 | 44.7985 | 208.5969 | 250 | 608 | 922.3846 | 152 | 38 | 0.36703
2444 | 206.0217 | 950 | 200 | 800 | 7 | 97.35% | 100 | 168.1184 | 166.3457 | 166.3457 | 1 | 168.1184 | 100 | 186.1993 | 175.5737 | 175.5737 | 175.5737 | 10.6256 | 186.1993 | 126.2749 | 112.3829 | 112.3829 | 112.3829 | 13.8921 | 126.2749 | 1372.9493 | 1237.0898 | 1237.0898 | 1279.8761 | 93.0733 | 1330.1631 | 42.7863 | 42.7863 | 1372.9493 | 150.2733 | 120.7773 | 120.7773 | 120.7773 | 29.496 | 150.2733 | 3107.2343 | 3107.2343 | 330.7171 | 330.7171 | 1906.2394 | 1906.2394 | 679.9207 | 679.9207 | 190.3571 | 190.3571 | 163147830.0703 | 1439849369.0115 | 102505159.8879 | 46497709.2824 | 1752.0001 | 62.894 | 482233.6277 | 28472.1481 | 35.7957 | 278.1292 | 250 | 608 | 922.3846 | 152 | 38 | 0.31847
2445 | 257.5271 | 950 | 200 | 800 | 7 | 97.74% | 100 | 172.0968 | 170.1487 | 170.1487 | 1 | 172.0968 | 100 | 213.4479 | 201.2664 | 201.2664 | 201.2664 | 12.1815 | 213.4479 | 126.2653 | 112.3733 | 112.3733 | 112.3733 | 13.8921 | 126.2653 | 1594.2643 | 1445.0185 | 1445.0185 | 1487.6916 | 106.5727 | 1551.5912 | 42.6731 | 42.6731 | 1594.2643 | 161.2882 | 129.5217 | 129.5217 | 129.5217 | 31.7665 | 161.2882 | 3189.6385 | 3189.6385 | 413.3608 | 413.3608 | 1906.075 | 1906.075 | 679.862 | 679.862 | 190.3407 | 190.3407 | 176572789.7244 | 1439858818.2891 | 95971349.6806 | 39597042.3059 | 1752 | 63.8408 | 412440.4454 | 24351.4031 | 30.615 | 347.6615 | 250 | 608 | 922.3846 | 152 | 38 | 0.29833
2446 | 309.0325 | 950 | 200 | 800 | 7 | 98.02% | 100 | 176.0469 | 174.1224 | 174.1224 | 1 | 176.0469 | 100 | 243.7864 | 229.8724 | 229.8724 | 229.8724 | 13.914 | 243.7864 | 126.2549 | 112.363 | 112.363 | 112.363 | 13.8919 | 126.2549 | 1809.3276 | 1646.9242 | 1646.9242 | 1689.6414 | 119.6862 | 1766.6104 | 42.7173 | 42.7173 | 1809.3276 | 165.3794 | 132.3454 | 132.3454 | 132.3454 | 33.034 | 165.3794 | 3272.0429 | 3272.0429 | 495.9923 | 495.9923 | 1905.919 | 1905.919 | 679.8064 | 679.8064 | 190.3251 | 190.3251 | 184971735.2508 | 1439871222.9279 | 92393800.0633 | 34763241.7579 | 1752 | 64.754 | 363014.9045 | 21433.209 | 26.9462 | 417.1938 | 250 | 608 | 922.3846 | 152 | 38 | 0.28731
2447 | 360.5379 | 950 | 200 | 800 | 7 | 98.18% | 100 | 180.1548 | 178.3485 | 178.3485 | 1 | 180.1548 | 100 | 275.0144 | 259.3169 | 259.3169 | 259.3169 | 15.6975 | 275.0144 | 126.2458 | 112.3539 | 112.3539 | 112.3539 | 13.8919 | 126.2458 | 1978.4141 | 1806.2592 | 1806.2592 | 1848.3963 | 130.0178 | 1936.277 | 42.1371 | 42.1371 | 1978.4141 | 170.6857 | 136.5408 | 136.5408 | 136.5408 | 34.1449 | 170.6857 | 3354.4475 | 3354.4475 | 578.6127 | 578.6127 | 1905.7709 | 1905.7709 | 679.7536 | 679.7536 | 190.3104 | 190.3104 | 190963819.363 | 1439878090.725 | 89355579.2438 | 31802510.6683 | 1752 | 65.6351 | 326878.0495 | 19299.6085 | 24.2638 | 486.7262 | 250 | 608 | 922.3846 | 152 | 38 | 0.27795
2448 | 412.0433 | 950 | 200 | 800 | 7 | 98.28% | 100 | 184.3138 | 182.6114 | 182.6114 | 1 | 184.3138 | 100 | 306.8133 | 289.2996 | 289.2996 | 289.2996 | 17.5138 | 306.8133 | 126.2374 | 112.3455 | 112.3455 | 112.3455 | 13.8919 | 126.2374 | 2095.6006 | 1916.487 | 1916.487 | 1958.4593 | 137.1413 | 2053.6283 | 41.9723 | 41.9723 | 2095.6006 | 175.7184 | 140.5169 | 140.5169 | 140.5169 | 35.2014 | 175.7184 | 3436.8523 | 3436.8523 | 661.2228 | 661.2228 | 1905.63 | 1905.63 | 679.7033 | 679.7033 | 190.2963 | 190.2963 | 195332693.2055 | 1439878090.725 | 86726881.8893 | 30062334.1802 | 1752 | 66.4813 | 307836.8025 | 18175.3709 | 22.8504 | 556.2585 | 250 | 608 | 922.3846 | 152 | 38 | 0.26985
2449 | 463.5487 | 950 | 200 | 800 | 7 | 98.37% | 100 | 188.4778 | 186.6829 | 186.6829 | 1 | 188.4778 | 100 | 338.8356 | 319.4926 | 319.4926 | 319.4926 | 19.343 | 338.8356 | 126.2295 | 112.3376 | 112.3376 | 112.3376 | 13.8919 | 126.2295 | 2200.2931 | 2015.1293 | 2015.1293 | 2056.7479 | 143.5451 | 2158.6744 | 41.6187 | 41.6187 | 2200.2931 | 179.6544 | 143.5945 | 143.5945 | 143.5945 | 36.0599 | 179.6544 | 3519.2573 | 3519.2573 | 743.8233 | 743.8233 | 1905.4958 | 1905.4958 | 679.6554 | 679.6554 | 190.2829 | 190.2829 | 198831719.9077 | 1439878090.725 | 84789778.3501 | 28500411.0172 | 1752 | 67.2878 | 288311.6279 | 17022.5611 | 21.401 | 625.7908 | 250 | 608 | 922.3846 | 152 | 38 | 0.26388
2450 | 515.0541 | 950 | 200 | 800 | 7 | 98.44% | 100 | 192.6631 | 190.9231 | 190.9231 | 1 | 192.6631 | 100 | 371.155 | 349.9656 | 349.9656 | 349.9656 | 21.1893 | 371.155 | 126.2227 | 112.3307 | 112.3307 | 112.3307 | 13.892 | 126.2227 | 2288.8168 | 2098.5059 | 2098.5059 | 2139.8531 | 148.9637 | 2247.4696 | 41.3472 | 41.3472 | 2288.8168 | 182.9844 | 146.22 | 146.22 | 146.22 | 36.7644 | 182.9844 | 3601.6625 | 3601.6625 | 826.4148 | 826.4148 | 1905.3678 | 1905.3678 | 679.6098 | 679.6098 | 190.2701 | 190.2701 | 201478194.5811 | 1439863926.7652 | 83245679.0596 | 27412199.5941 | 1752 | 68.0595 | 276645.8438 | 16333.7872 | 20.5351 | 695.3231 | 250 | 608 | 922.3846 | 152 | 38 | 0.25912
2451 | 566.5595 | 950 | 200 | 800 | 7 | 98.49% | 100 | 196.8611 | 195.1022 | 195.1022 | 1 | 196.8611 | 100 | 403.7295 | 380.6791 | 380.6791 | 380.6791 | 23.0504 | 403.7295 | 126.2158 | 112.3238 | 112.3238 | 112.3238 | 13.892 | 126.2158 | 2366.5067 | 2171.4796 | 2171.4796 | 2212.788 | 153.7188 | 2325.1983 | 41.3084 | 41.3084 | 2366.5067 | 185.6725 | 148.3375 | 148.3375 | 148.3375 | 37.3349 | 185.6725 | 3684.0678 | 3684.0678 | 908.998 | 908.998 | 1905.2457 | 1905.2457 | 679.5662 | 679.5662 | 190.2579 | 190.2579 | 203570803.5168 | 1439867294.2489 | 82085534.1101 | 26476368.1241 | 1752 | 68.7962 | 267069.6528 | 15768.3875 | 19.8243 | 764.8554 | 250 | 608 | 922.3846 | 152 | 38 | 0.25555
2452 | 618.065 | 950 | 200 | 800 | 7 | 98.52% | 100 | 201.0694 | 199.3606 | 199.3606 | 1 | 201.0694 | 100 | 436.6908 | 411.7571 | 411.7571 | 411.7571 | 24.9337 | 436.6908 | 126.2086 | 112.3167 | 112.3167 | 112.3167 | 13.892 | 126.2086 | 2424.5704 | 2226.0488 | 2226.0488 | 2267.3083 | 157.2621 | 2383.3109 | 41.2595 | 41.2595 | 2424.5704 | 187.9613 | 150.1433 | 150.1433 | 150.1433 | 37.818 | 187.9613 | 3766.4733 | 3766.4733 | 991.5734 | 991.5734 | 1905.129 | 1905.129 | 679.5246 | 679.5246 | 190.2463 | 190.2463 | 205193725.3173 | 1439870766.7014 | 81070582.2862 | 25864925.6951 | 1752 | 69.5016 | 260772.8777 | 15396.6119 | 19.3569 | 834.3877 | 250 | 608 | 922.3846 | 152 | 38 | 0.25242
2453 | 669.5704 | 950 | 200 | 800 | 7 | 98.55% | 100 | 205.2828 | 203.5852 | 203.5852 | 1 | 205.2828 | 100 | 469.7687 | 442.9448 | 442.9448 | 442.9448 | 26.8239 | 469.7687 | 126.2017 | 112.3098 | 112.3098 | 112.3098 | 13.8919 | 126.2017 | 2475.1143 | 2273.4807 | 2273.4807 | 2314.7606 | 160.3537 | 2433.8343 | 41.28 | 41.28 | 2475.1143 | 189.8911 | 151.6629 | 151.6629 | 151.6629 | 38.2282 | 189.8911 | 3848.8789 | 3848.8789 | 1074.1416 | 1074.1416 | 1905.0174 | 1905.0174 | 679.4848 | 679.4848 | 190.2351 | 190.2351 | 206554961.928 | 1439874535.4075 | 80239655.4505 | 25330847.214 | 1752 | 70.1761 | 254886.268 | 15049.0533 | 18.9199 | 903.92 | 250 | 608 | 922.3846 | 152 | 38 | 0.24986
2454 | 721.0758 | 950 | 200 | 800 | 7 | 98.58% | 100 | 209.4969 | 207.8317 | 207.8317 | 1 | 209.4969 | 100 | 502.9098 | 474.1921 | 474.1921 | 474.1921 | 28.7177 | 502.9098 | 126.1951 | 112.3032 | 112.3032 | 112.3032 | 13.8919 | 126.1951 | 2520.2709 | 2316.0333 | 2316.0333 | 2357.1535 | 163.1174 | 2479.1507 | 41.1202 | 41.1202 | 2520.2709 | 191.5572 | 152.9768 | 152.9768 | 152.9768 | 38.5804 | 191.5572 | 3931.2846 | 3931.2846 | 1156.703 | 1156.703 | 1904.9105 | 1904.9105 | 679.4467 | 679.4467 | 190.2244 | 190.2244 | 207730025.5403 | 1439878090.725 | 79507299.0466 | 24884584.6881 | 1752 | 70.8218 | 249716.0753 | 14743.7936 | 18.5361 | 973.4523 | 250 | 608 | 922.3846 | 152 | 38 | 0.2476
2455 | 772.5812 | 950 | 200 | 800 | 7 | 98.6% | 100 | 213.7158 | 212.0536 | 212.0536 | 1 | 213.7158 | 100 | 535.9992 | 505.3904 | 505.3904 | 505.3904 | 30.6088 | 535.9992 | 126.1889 | 112.297 | 112.297 | 112.297 | 13.8919 | 126.1889 | 2562.5032 | 2355.6946 | 2355.6946 | 2396.808 | 165.6952 | 2521.3898 | 41.1134 | 41.1134 | 2562.5032 | 193.0677 | 154.1702 | 154.1702 | 154.1702 | 38.8975 | 193.0677 | 4013.6905 | 4013.6905 | 1239.258 | 1239.258 | 1904.8081 | 1904.8081 | 679.4102 | 679.4102 | 190.2142 | 190.2142 | 208809542.3313 | 1439878090.725 | 78853695.9854 | 24458670.9583 | 1752 | 71.4402 | 245713.8977 | 14507.4961 | 18.2391 | 1042.9846 | 250 | 608 | 922.3846 | 152 | 38 | 0.24559
2456 | 824.0866 | 950 | 200 | 800 | 7 | 98.62% | 100 | 217.9372 | 216.3015 | 216.3015 | 1 | 217.9372 | 100 | 568.9783 | 536.4846 | 536.4846 | 536.4846 | 32.4937 | 568.9783 | 126.1832 | 112.2913 | 112.2913 | 112.2913 | 13.8919 | 126.1832 | 2602.191 | 2392.9262 | 2392.9262 | 2434.0711 | 168.1199 | 2561.0461 | 41.1449 | 41.1449 | 2602.191 | 194.4975 | 155.3022 | 155.3022 | 155.3022 | 39.1953 | 194.4975 | 4096.0965 | 4096.0965 | 1321.8071 | 1321.8071 | 1904.7099 | 1904.7099 | 679.3751 | 679.3751 | 190.2044 | 190.2044 | 209780336.815 | 1439878090.725 | 78249580.8087 | 24091991.6512 | 1752 | 72.0334 | 242497.5862 | 14317.5979 | 18.0003 | 1112.5169 | 250 | 608 | 922.3846 | 152 | 38 | 0.24373
2457 | 875.592 | 950 | 200 | 800 | 7 | 98.65% | 100 | 222.1601 | 220.4184 | 220.4184 | 1 | 222.1601 | 100 | 601.9205 | 567.5439 | 567.5439 | 567.5439 | 34.3766 | 601.9205 | 126.1778 | 112.2859 | 112.2859 | 112.2859 | 13.8919 | 126.1778 | 2637.2872 | 2425.864 | 2425.864 | 2467.0167 | 170.2705 | 2596.1346 | 41.1526 | 41.1526 | 2637.2872 | 195.8433 | 156.3667 | 156.3667 | 156.3667 | 39.4766 | 195.8433 | 4178.5026 | 4178.5026 | 1404.3505 | 1404.3505 | 1904.6156 | 1904.6156 | 679.3415 | 679.3415 | 190.195 | 190.195 | 210653183.1743 | 1439878090.725 | 77784352.7298 | 23684373.3709 | 1752 | 72.6017 | 236986.093 | 13992.1871 | 17.5912 | 1182.0492 | 250 | 608 | 922.3846 | 152 | 38 | 0.2423
2458 | 927.0974 | 950 | 200 | 800 | 7 | 98.66% | 100 | 226.3797 | 224.7296 | 224.7296 | 1 | 226.3797 | 100 | 634.9099 | 598.6476 | 598.6476 | 598.6476 | 36.2623 | 634.9099 | 126.1724 | 112.2805 | 112.2805 | 112.2805 | 13.8919 | 126.1724 | 2674.2181 | 2460.7067 | 2460.7067 | 2501.6898 | 172.5284 | 2633.2351 | 40.983 | 40.983 | 2674.2181 | 196.9002 | 157.1997 | 157.1997 | 157.1997 | 39.7005 | 196.9002 | 4260.9088 | 4260.9088 | 1486.8886 | 1486.8886 | 1904.525 | 1904.525 | 679.3092 | 679.3092 | 190.1859 | 190.1859 | 211378544.4672 | 1439866872.3032 | 77338199.8652 | 23416383.3643 | 1752 | 73.1483 | 233312.7309 | 13775.3036 | 17.3185 | 1251.5815 | 250 | 608 | 922.3846 | 152 | 38 | 0.24092
2459 | 978.6028 | 950 | 200 | 800 | 7 | 98.68% | 100 | 230.6009 | 228.959 | 228.959 | 1 | 230.6009 | 100 | 667.9386 | 629.7883 | 629.7883 | 629.7883 | 38.1503 | 667.9386 | 126.1672 | 112.2753 | 112.2753 | 112.2753 | 13.8919 | 126.1672 | 2705.6192 | 2490.4105 | 2490.4105 | 2531.1617 | 174.4575 | 2664.8681 | 40.7512 | 40.7512 | 2705.6192 | 197.9015 | 157.9901 | 157.9901 | 157.9901 | 39.9114 | 197.9015 | 4343.315 | 4343.315 | 1569.4218 | 1569.4218 | 1904.4379 | 1904.4379 | 679.2781 | 679.2781 | 190.1772 | 190.1772 | 212065053.0585 | 1439878090.725 | 76919147.2296 | 23137708.987 | 1752 | 73.6736 | 229736.6245 | 13564.1623 | 17.0531 | 1321.1138 | 250 | 608 | 922.3846 | 152 | 38 | 0.23963
2460 | 1030.1083 | 950 | 200 | 800 | 7 | 98.69% | 100 | 234.8268 | 233.1619 | 233.1619 | 1 | 234.8268 | 100 | 700.9593 | 660.9213 | 660.9213 | 660.9213 | 40.038 | 700.9593 | 126.1622 | 112.2703 | 112.2703 | 112.2703 | 13.8919 | 126.1622 | 2733.1007 | 2516.2178 | 2516.2178 | 2556.9447 | 176.156 | 2692.3738 | 40.7269 | 40.7269 | 2733.1007 | 198.8659 | 158.7518 | 158.7518 | 158.7518 | 40.1141 | 198.8659 | 4425.7214 | 4425.7214 | 1651.9502 | 1651.9502 | 1904.3541 | 1904.3541 | 679.2482 | 679.2482 | 190.1689 | 190.1689 | 212681207.0545 | 1439878090.725 | 76559952.1344 | 22880750.0861 | 1752 | 74.1789 | 227628.1573 | 13439.6737 | 16.8966 | 1390.6462 | 250 | 608 | 922.3846 | 152 | 38 | 0.23852
2461 | 20.6022 | 1003.2 | 200 | 800 | 7 | 93.18% | 100 | 161.0618 | 160.1261 | 160.1261 | 1 | 161.0618 | 100 | 143.4133 | 135.231 | 135.231 | 135.231 | 8.1823 | 143.4133 | 132.523 | 117.9464 | 117.9464 | 117.9464 | 14.5766 | 132.523 | 581.6869 | 494.4627 | 494.4627 | 537.0636 | 44.6233 | 539.0859 | 42.6009 | 42.6009 | 581.6869 | 98.2732 | 79.1689 | 79.1689 | 79.1689 | 19.1043 | 98.2732 | 2916.9745 | 2916.9745 | 33.0789 | 33.0789 | 2013.4279 | 2013.4279 | 680.069 | 680.069 | 190.3987 | 190.3987 | 21579520.6354 | 1449082573.1302 | 161851600.8992 | 119486305.3352 | 1752 | 61.5406 | 1244149.3854 | 73457.3525 | 92.3518 | 27.8129 | 264 | 608 | 922.3846 | 152 | 38 | 0.50132
2462 | 51.5054 | 1003.2 | 200 | 800 | 7 | 94.31% | 100 | 162.9822 | 161.7832 | 161.7832 | 1 | 162.9822 | 100 | 148.3162 | 139.8537 | 139.8537 | 139.8537 | 8.4625 | 148.3162 | 132.5161 | 117.9395 | 117.9395 | 117.9395 | 14.5766 | 132.5161 | 680.8406 | 587.4335 | 587.4335 | 630.1352 | 50.7054 | 638.1389 | 42.7017 | 42.7017 | 680.8406 | 104.6313 | 84.2518 | 84.2518 | 84.2518 | 20.3795 | 104.6313 | 2966.4166 | 2966.4166 | 82.6924 | 82.6924 | 2013.3083 | 2013.3083 | 680.0286 | 680.0286 | 190.3874 | 190.3874 | 52050976.0314 | 1449080901.7825 | 151166582.7488 | 99701539.4373 | 1752 | 62.0313 | 1040828.5681 | 61452.8383 | 77.2595 | 69.5323 | 264 | 608 | 922.3846 | 152 | 38 | 0.4684
2463 | 154.5162 | 1003.2 | 200 | 800 | 7 | 96.91% | 100 | 169.9731 | 168.0108 | 168.0108 | 1 | 169.9731 | 100 | 172.5712 | 162.7231 | 162.7231 | 162.7231 | 9.8481 | 172.5712 | 132.4918 | 117.9155 | 117.9155 | 117.9155 | 14.5763 | 132.4918 | 1182.0231 | 1057.4393 | 1057.4393 | 1100.6264 | 81.3967 | 1138.836 | 43.1871 | 43.1871 | 1182.0231 | 133.8259 | 107.6115 | 107.6115 | 107.6115 | 26.2144 | 133.8259 | 3131.2243 | 3131.2243 | 248.0315 | 248.0315 | 2012.9373 | 2012.9373 | 679.9033 | 679.9033 | 190.3523 | 190.3523 | 133104934.4085 | 1449113882.1444 | 115718779.216 | 54062404.231 | 1752 | 63.7369 | 569567.851 | 33628.5553 | 42.2784 | 208.5969 | 264 | 608 | 922.3846 | 152 | 38 | 0.35918
2464 | 206.0217 | 1003.2 | 200 | 800 | 7 | 97.47% | 100 | 173.8273 | 172.0136 | 172.0136 | 1 | 173.8273 | 100 | 191.6422 | 180.7048 | 180.7048 | 180.7048 | 10.9373 | 191.6422 | 132.482 | 117.9057 | 117.9057 | 117.9057 | 14.5764 | 132.482 | 1437.7961 | 1298.1048 | 1298.1048 | 1340.7623 | 97.0338 | 1395.1386 | 42.6575 | 42.6575 | 1437.7961 | 153.6621 | 123.4696 | 123.4696 | 123.4696 | 30.1925 | 153.6621 | 3213.6286 | 3213.6286 | 330.6806 | 330.6806 | 2012.7664 | 2012.7664 | 679.8455 | 679.8455 | 190.3361 | 190.3361 | 158528060.2795 | 1449108273.0907 | 100113538.7647 | 44250121.12 | 1752 | 64.6271 | 461606.1546 | 27254.2561 | 34.2645 | 278.1292 | 264 | 608 | 922.3846 | 152 | 38 | 0.3111
2465 | 257.5271 | 1003.2 | 200 | 800 | 7 | 97.86% | 100 | 177.818 | 175.8118 | 175.8118 | 1 | 177.818 | 100 | 219.5124 | 206.9835 | 206.9835 | 206.9835 | 12.5289 | 219.5124 | 132.4722 | 117.8959 | 117.8959 | 117.8959 | 14.5763 | 132.4722 | 1675.8188 | 1521.5492 | 1521.5492 | 1564.276 | 111.5427 | 1633.0919 | 42.7268 | 42.7268 | 1675.8188 | 165.1148 | 132.5656 | 132.5656 | 132.5656 | 32.5492 | 165.1148 | 3296.033 | 3296.033 | 413.3174 | 413.3174 | 2012.6041 | 2012.6041 | 679.7907 | 679.7907 | 190.3208 | 190.3208 | 171679923.5374 | 1449111997.8147 | 93672685.4826 | 37535393.1654 | 1752 | 65.4893 | 389976.6849 | 23025.0926 | 28.9475 | 347.6615 | 264 | 608 | 922.3846 | 152 | 38 | 0.29125
2466 | 309.0325 | 1003.2 | 200 | 800 | 7 | 98.13% | 100 | 181.7751 | 179.629 | 179.629 | 1 | 181.7751 | 100 | 250.7649 | 236.4513 | 236.4513 | 236.4513 | 14.3137 | 250.7649 | 132.4635 | 117.8872 | 117.8872 | 117.8872 | 14.5764 | 132.4635 | 1906.8199 | 1738.3753 | 1738.3753 | 1781.1573 | 125.6626 | 1864.0379 | 42.782 | 42.782 | 1906.8199 | 169.2486 | 135.4139 | 135.4139 | 135.4139 | 33.8346 | 169.2486 | 3378.4377 | 3378.4377 | 495.9429 | 495.9429 | 2012.45 | 2012.45 | 679.7387 | 679.7387 | 190.3062 | 190.3062 | 179809155.0992 | 1449114598.9724 | 90366938.1862 | 32709307.7422 | 1752 | 66.3218 | 338643.7127 | 19994.2795 | 25.1371 | 417.1938 | 264 | 608 | 922.3846 | 152 | 38 | 0.28106
2467 | 360.5379 | 1003.2 | 200 | 800 | 7 | 98.28% | 100 | 185.8876 | 184.0524 | 184.0524 | 1 | 185.8876 | 100 | 283.0092 | 266.8539 | 266.8539 | 266.8539 | 16.1553 | 283.0092 | 132.4545 | 117.8782 | 117.8782 | 117.8782 | 14.5763 | 132.4545 | 2078.4787 | 1900.3221 | 1900.3221 | 1942.3441 | 136.1347 | 2036.4568 | 42.022 | 42.022 | 2078.4787 | 174.8532 | 139.8427 | 139.8427 | 139.8427 | 35.0105 | 174.8532 | 3460.8426 | 3460.8426 | 578.5579 | 578.5579 | 2012.3033 | 2012.3033 | 679.6891 | 679.6891 | 190.2923 | 190.2923 | 185533156.5912 | 1449114598.9724 | 87151413.881 | 30200808.2195 | 1752 | 67.1306 | 309373.867 | 18266.1226 | 22.9645 | 486.7262 | 264 | 608 | 922.3846 | 152 | 38 | 0.27116
2468 | 412.0433 | 1003.2 | 200 | 800 | 7 | 98.37% | 100 | 190.0459 | 188.2363 | 188.2363 | 1 | 190.0459 | 100 | 315.7717 | 297.7451 | 297.7451 | 297.7451 | 18.0267 | 315.7717 | 132.4463 | 117.87 | 117.87 | 117.87 | 14.5763 | 132.4463 | 2201.4562 | 2015.9042 | 2015.9042 | 2057.8292 | 143.6269 | 2159.5312 | 41.925 | 41.925 | 2201.4562 | 179.9212 | 143.8215 | 143.8215 | 143.8215 | 36.0997 | 179.9212 | 3543.2476 | 3543.2476 | 661.1631 | 661.1631 | 2012.1635 | 2012.1635 | 679.6419 | 679.6419 | 190.2791 | 190.2791 | 189786230.7662 | 1449114598.9724 | 84614881.4366 | 28484288.8248 | 1752 | 67.906 | 290284.7024 | 17139.0558 | 21.5475 | 556.2585 | 264 | 608 | 922.3846 | 152 | 38 | 0.26334
2469 | 463.5487 | 1003.2 | 200 | 800 | 7 | 98.46% | 100 | 194.219 | 192.3555 | 192.3555 | 1 | 194.219 | 100 | 348.7839 | 328.8714 | 328.8714 | 328.8714 | 19.9125 | 348.7839 | 132.4388 | 117.8624 | 117.8624 | 117.8624 | 14.5763 | 132.4388 | 2312.212 | 2120.2769 | 2120.2769 | 2161.8033 | 150.4086 | 2270.6855 | 41.5265 | 41.5265 | 2312.212 | 184.0708 | 147.0975 | 147.0975 | 147.0975 | 36.9733 | 184.0708 | 3625.6528 | 3625.6528 | 743.7592 | 743.7592 | 2012.0302 | 2012.0302 | 679.5969 | 679.5969 | 190.2665 | 190.2665 | 193142000.2171 | 1449114598.9724 | 82713954.9611 | 27029445.8493 | 1752 | 68.6473 | 272244.6762 | 16073.9324 | 20.2084 | 625.7908 | 264 | 608 | 922.3846 | 152 | 38 | 0.25748
2470 | 515.0541 | 1003.2 | 200 | 800 | 7 | 98.51% | 100 | 198.4113 | 196.6512 | 196.6512 | 1 | 198.4113 | 100 | 382.1104 | 360.2939 | 360.2939 | 360.2939 | 21.8165 | 382.1104 | 132.4311 | 117.8547 | 117.8547 | 117.8547 | 14.5763 | 132.4311 | 2401.6657 | 2204.3639 | 2204.3639 | 2245.7759 | 155.8898 | 2360.2537 | 41.412 | 41.412 | 2401.6657 | 187.6073 | 149.8898 | 149.8898 | 149.8898 | 37.7175 | 187.6073 | 3708.0582 | 3708.0582 | 826.3468 | 826.3468 | 2011.903 | 2011.903 | 679.5539 | 679.5539 | 190.2545 | 190.2545 | 195691864.7494 | 1449114598.9724 | 81115255.3147 | 26078288.3668 | 1752 | 69.3579 | 264461.8972 | 15614.4198 | 19.6307 | 695.3231 | 264 | 608 | 922.3846 | 152 | 38 | 0.25256
2471 | 566.5595 | 1003.2 | 200 | 800 | 7 | 98.56% | 100 | 202.6131 | 200.8544 | 200.8544 | 1 | 202.6131 | 100 | 415.7466 | 392.0083 | 392.0083 | 392.0083 | 23.7383 | 415.7466 | 132.4239 | 117.8476 | 117.8476 | 117.8476 | 14.5763 | 132.4239 | 2479.2697 | 2277.2063 | 2277.2063 | 2318.6399 | 160.6298 | 2437.8361 | 41.4336 | 41.4336 | 2479.2697 | 190.4064 | 152.096 | 152.096 | 152.096 | 38.3105 | 190.4064 | 3790.4637 | 3790.4637 | 908.9266 | 908.9266 | 2011.7814 | 2011.7814 | 679.5128 | 679.5128 | 190.243 | 190.243 | 197660889.1183 | 1449114598.9724 | 79977410.8115 | 25247101.0978 | 1752 | 70.037 | 255390.4464 | 15078.8211 | 18.9573 | 764.8554 | 264 | 608 | 922.3846 | 152 | 38 | 0.24905
2472 | 618.065 | 1003.2 | 200 | 800 | 7 | 98.59% | 100 | 206.8236 | 205.087 | 205.087 | 1 | 206.8236 | 100 | 449.7485 | 424.0674 | 424.0674 | 424.0674 | 25.6811 | 449.7485 | 132.4171 | 117.8408 | 117.8408 | 117.8408 | 14.5763 | 132.4171 | 2535.5565 | 2330.1117 | 2330.1117 | 2371.4923 | 164.0642 | 2494.1759 | 41.3806 | 41.3806 | 2535.5565 | 192.8203 | 154.0003 | 154.0003 | 154.0003 | 38.82 | 192.8203 | 3872.8694 | 3872.8694 | 991.4989 | 991.4989 | 2011.665 | 2011.665 | 679.4735 | 679.4735 | 190.232 | 190.232 | 199208312.4852 | 1449114598.9724 | 78987951.3534 | 24689137.1889 | 1752 | 70.6882 | 248930.5396 | 14697.4138 | 18.4778 | 834.3877 | 264 | 608 | 922.3846 | 152 | 38 | 0.246
2473 | 669.5704 | 1003.2 | 200 | 800 | 7 | 98.62% | 100 | 211.0351 | 209.2956 | 209.2956 | 1 | 211.0351 | 100 | 483.8454 | 456.2158 | 456.2158 | 456.2158 | 27.6295 | 483.8454 | 132.4106 | 117.8343 | 117.8343 | 117.8343 | 14.5763 | 132.4106 | 2588.1601 | 2379.6368 | 2379.6368 | 2420.8743 | 167.2858 | 2546.9226 | 41.2375 | 41.2375 | 2588.1601 | 194.7766 | 155.5394 | 155.5394 | 155.5394 | 39.2372 | 194.7766 | 3955.2752 | 3955.2752 | 1074.0643 | 1074.0643 | 2011.5535 | 2011.5535 | 679.4359 | 679.4359 | 190.2214 | 190.2214 | 200533448.7887 | 1449114598.9724 | 78183350.3131 | 24168601.9258 | 1752 | 71.3117 | 242750.1414 | 14332.5094 | 18.0191 | 903.92 | 264 | 608 | 922.3846 | 152 | 38 | 0.24352
2474 | 721.0758 | 1003.2 | 200 | 800 | 7 | 98.64% | 100 | 215.2517 | 213.5508 | 213.5508 | 1 | 215.2517 | 100 | 517.9883 | 488.4076 | 488.4076 | 488.4076 | 29.5807 | 517.9883 | 132.4043 | 117.828 | 117.828 | 117.828 | 14.5763 | 132.4043 | 2633.7902 | 2422.5723 | 2422.5723 | 2463.7233 | 170.067 | 2592.6393 | 41.1509 | 41.1509 | 2633.7902 | 196.5291 | 156.9225 | 156.9225 | 156.9225 | 39.6066 | 196.5291 | 4037.6811 | 4037.6811 | 1156.6232 | 1156.6232 | 2011.4467 | 2011.4467 | 679.3998 | 679.3998 | 190.2113 | 190.2113 | 201672189.6196 | 1449114598.9724 | 77450183.8763 | 23763027.5317 | 1752 | 71.9098 | 238882.4672 | 14104.1533 | 17.732 | 973.4523 | 264 | 608 | 922.3846 | 152 | 38 | 0.24127
2475 | 772.5812 | 1003.2 | 200 | 800 | 7 | 98.67% | 100 | 219.4716 | 217.7855 | 217.7855 | 1 | 219.4716 | 100 | 552.0426 | 520.5157 | 520.5157 | 520.5157 | 31.5269 | 552.0426 | 132.3984 | 117.822 | 117.822 | 117.822 | 14.5763 | 132.3984 | 2677.1209 | 2463.2608 | 2463.2608 | 2504.4128 | 172.7081 | 2635.969 | 41.152 | 41.152 | 2677.1209 | 198.1376 | 158.1944 | 158.1944 | 158.1944 | 39.9432 | 198.1376 | 4120.0871 | 4120.0871 | 1239.176 | 1239.176 | 2011.3442 | 2011.3442 | 679.3652 | 679.3652 | 190.2016 | 190.2016 | 202730676.3639 | 1449114598.9724 | 76782461.6631 | 23372263.0006 | 1752 | 72.4836 | 235184.028 | 13885.7892 | 17.4574 | 1042.9846 | 264 | 608 | 922.3846 | 152 | 38 | 0.23921
2476 | 824.0866 | 1003.2 | 200 | 800 | 7 | 98.69% | 100 | 223.6936 | 221.9966 | 221.9966 | 1 | 223.6936 | 100 | 585.9834 | 552.5166 | 552.5166 | 552.5166 | 33.4668 | 585.9834 | 132.3927 | 117.8164 | 117.8164 | 117.8164 | 14.5763 | 132.3927 | 2717.7434 | 2501.3739 | 2501.3739 | 2542.5485 | 175.1948 | 2676.5687 | 41.1746 | 41.1746 | 2717.7434 | 199.6561 | 159.3961 | 159.3961 | 159.3961 | 40.26 | 199.6561 | 4202.4932 | 4202.4932 | 1321.7231 | 1321.7231 | 2011.2458 | 2011.2458 | 679.332 | 679.332 | 190.1923 | 190.1923 | 203686319.8253 | 1449114598.9724 | 76196174.7303 | 23002906.4719 | 1752 | 73.0347 | 231721.5009 | 13681.3538 | 17.2004 | 1112.5169 | 264 | 608 | 922.3846 | 152 | 38 | 0.2374
2477 | 875.592 | 1003.2 | 200 | 800 | 7 | 98.71% | 100 | 227.9132 | 226.2069 | 226.2069 | 1 | 227.9132 | 100 | 619.8949 | 584.4897 | 584.4897 | 584.4897 | 35.4052 | 619.8949 | 132.3876 | 117.8112 | 117.8112 | 117.8112 | 14.5764 | 132.3876 | 2760.4316 | 2541.5867 | 2541.5867 | 2582.6243 | 177.8073 | 2719.394 | 41.0376 | 41.0376 | 2760.4316 | 200.9088 | 160.3862 | 160.3862 | 160.3862 | 40.5226 | 200.9088 | 4284.8994 | 4284.8994 | 1404.2647 | 1404.2647 | 2011.1513 | 2011.1513 | 679.3 | 679.3 | 190.1834 | 190.1834 | 204520394.5336 | 1449095327.3378 | 75753193.9715 | 22631084.1571 | 1752 | 73.5635 | 225782.1088 | 13330.6789 | 16.7595 | 1182.0492 | 264 | 608 | 922.3846 | 152 | 38 | 0.23604
2478 | 927.0974 | 1003.2 | 200 | 800 | 7 | 98.72% | 100 | 232.1329 | 230.466 | 230.466 | 1 | 232.1329 | 100 | 653.9023 | 616.5532 | 616.5532 | 616.5532 | 37.3491 | 653.9023 | 132.3828 | 117.8064 | 117.8064 | 117.8064 | 14.5764 | 132.3828 | 2796.4201 | 2575.6412 | 2575.6412 | 2616.4069 | 180.0132 | 2755.6545 | 40.7656 | 40.7656 | 2796.4201 | 202.0284 | 161.2696 | 161.2696 | 161.2696 | 40.7587 | 202.0284 | 4367.3057 | 4367.3057 | 1486.8013 | 1486.8013 | 2011.0603 | 2011.0603 | 679.2693 | 679.2693 | 190.1748 | 190.1748 | 205222521.9393 | 1449103966.4561 | 75313106.7409 | 22360404.8637 | 1752 | 74.0728 | 221834.5817 | 13097.6081 | 16.4665 | 1251.5815 | 264 | 608 | 922.3846 | 152 | 38 | 0.23468
2479 | 978.6028 | 1003.2 | 200 | 800 | 7 | 98.74% | 100 | 236.3573 | 234.6808 | 234.6808 | 1 | 236.3573 | 100 | 687.9217 | 648.6279 | 648.6279 | 648.6279 | 39.2938 | 687.9217 | 132.3776 | 117.8011 | 117.8011 | 117.8011 | 14.5764 | 132.3776 | 2828.4613 | 2605.7711 | 2605.7711 | 2646.4768 | 181.9845 | 2787.7556 | 40.7057 | 40.7057 | 2828.4613 | 203.0858 | 162.1038 | 162.1038 | 162.1038 | 40.982 | 203.0858 | 4449.7121 | 4449.7121 | 1569.3331 | 1569.3331 | 2010.9728 | 2010.9728 | 679.2397 | 679.2397 | 190.1665 | 190.1665 | 205892242.2341 | 1449107705.0812 | 74910113.6163 | 22089939.0684 | 1752 | 74.5629 | 219699.6487 | 12971.5569 | 16.3081 | 1321.1138 | 264 | 608 | 922.3846 | 152 | 38 | 0.23344
2480 | 1030.1083 | 1003.2 | 200 | 800 | 7 | 98.75% | 100 | 240.5849 | 238.9067 | 238.9067 | 1 | 240.5849 | 100 | 721.9137 | 680.6767 | 680.6767 | 680.6767 | 41.237 | 721.9137 | 132.3722 | 117.7958 | 117.7958 | 117.7958 | 14.5764 | 132.3722 | 2858.5448 | 2633.9024 | 2633.9024 | 2674.7091 | 183.8357 | 2817.738 | 40.8068 | 40.8068 | 2858.5448 | 204.0782 | 162.8872 | 162.8872 | 162.8872 | 41.191 | 204.0782 | 4532.1186 | 4532.1186 | 1651.8603 | 1651.8603 | 2010.8885 | 2010.8885 | 679.2113 | 679.2113 | 190.1585 | 190.1585 | 206501540.9649 | 1449111443.7062 | 74538666.362 | 21848348.9669 | 1752 | 75.035 | 217905.4055 | 12865.6208 | 16.1749 | 1390.6462 | 264 | 608 | 922.3846 | 152 | 38 | 0.23229
2481 | 206.0217 | 22.8 | 400 | 1600 | 7 | 33.68% | 100 | 111.2136 | 111.5264 | 111.5264 | 1 | 111.2136 | 100 | 133.1306 | 125.5636 | 125.5636 | 125.5636 | 7.567 | 133.1306 | 43.7655 | 38.9687 | 38.9687 | 38.9687 | 4.7968 | 43.7655 | 107.3089 | 51.669 | 51.669 | 92.1224 | 15.1866 | 66.8555 | 40.4534 | 40.4534 | 107.3089 | 137.398 | 112.6749 | 112.6749 | 112.6749 | 24.7231 | 137.398 | 1441.7516 | 1441.7516 | 332.1157 | 332.1157 | 45.9432 | 45.9432 | 682.796 | 682.796 | 380.8967 | 380.8967 | 233615345.9699 | 100080123.8448 | 256444405.7679 | 1161860124.4174 | 1752 | 0 | 11468936.3493 | 677151.5625 | 851.3261 | 278.1292 | 6 | 1216 | 1844.7693 | 304 | 76 | 0.39572
2482 | 257.5271 | 22.8 | 400 | 1600 | 7 | 40.66% | 100 | 112.0935 | 112.1978 | 112.1978 | 1 | 112.0935 | 100 | 134.2673 | 126.6326 | 126.6326 | 126.6326 | 7.6348 | 134.2673 | 43.7485 | 38.9517 | 38.9517 | 38.9517 | 4.7968 | 43.7485 | 113.5032 | 57.3436 | 57.3436 | 97.9403 | 15.5629 | 72.9065 | 40.5968 | 40.5968 | 113.5032 | 109.4206 | 89.7839 | 89.7839 | 89.7839 | 19.6367 | 109.4206 | 1524.1153 | 1524.1153 | 414.9635 | 414.9635 | 45.9232 | 45.9232 | 682.4981 | 682.4981 | 380.7305 | 380.7305 | 289521848.0825 | 100080123.8448 | 322781147.9133 | 1039616880.1594 | 1752 | 0 | 10297010.7305 | 607958.4621 | 764.3354 | 347.6615 | 6 | 1216 | 1844.7693 | 304 | 76 | 0.49808
2483 | 309.0325 | 22.8 | 400 | 1600 | 7 | 47.64% | 100 | 112.9336 | 112.7672 | 112.7672 | 1 | 112.9336 | 100 | 135.0027 | 127.3233 | 127.3233 | 127.3233 | 7.6794 | 135.0027 | 43.7334 | 38.9366 | 38.9366 | 38.9366 | 4.7968 | 43.7334 | 121.2514 | 64.427 | 64.427 | 105.2189 | 16.0325 | 80.4595 | 40.7919 | 40.7919 | 121.2514 | 90.7803 | 74.491 | 74.491 | 74.491 | 16.2893 | 90.7803 | 1606.4839 | 1606.4839 | 497.7628 | 497.7628 | 45.9053 | 45.9053 | 682.2331 | 682.2331 | 380.5827 | 380.5827 | 345431042.8849 | 100080123.8448 | 389101206.2552 | 917387627.015 | 1752 | 0.00074107 | 9133972.4764 | 539290.0916 | 678.0044 | 417.1938 | 6 | 1216 | 1844.7693 | 304 | 76 | 0.60041
2484 | 360.5379 | 22.8 | 400 | 1600 | 7 | 54.4% | 100 | 113.8412 | 113.3378 | 113.3378 | 1 | 113.8412 | 100 | 134.6672 | 127.0044 | 127.0044 | 127.0044 | 7.6628 | 134.6672 | 43.7198 | 38.9231 | 38.9231 | 38.9231 | 4.7968 | 43.7198 | 130.8585 | 73.2254 | 73.2254 | 114.245 | 16.6135 | 89.8389 | 41.0196 | 41.0196 | 130.8585 | 78.5255 | 64.4224 | 64.4224 | 64.4224 | 14.1031 | 78.5255 | 1688.8567 | 1688.8567 | 580.5213 | 580.5213 | 45.8894 | 45.8894 | 681.9958 | 681.9958 | 380.4503 | 380.4503 | 403707098.5047 | 100080123.8448 | 449295404.5273 | 798917373.1233 | 1752 | 0.25358 | 7992471.545 | 471893.3326 | 593.272 | 486.7262 | 6 | 1216 | 1844.7693 | 304 | 76 | 0.69331
2485 | 412.0433 | 22.8 | 400 | 1600 | 7 | 60.13% | 100 | 115.1063 | 114.2987 | 114.2987 | 1 | 115.1063 | 100 | 133.7531 | 126.1401 | 126.1401 | 126.1401 | 7.6131 | 133.7531 | 43.7077 | 38.9109 | 38.9109 | 38.9109 | 4.7968 | 43.7077 | 141.4643 | 83.0674 | 83.0674 | 124.2032 | 17.2611 | 100.3285 | 41.1358 | 41.1358 | 141.4643 | 71.6247 | 58.7336 | 58.7336 | 58.7336 | 12.8911 | 71.6247 | 1771.2331 | 1771.2331 | 663.245 | 663.245 | 45.875 | 45.875 | 681.782 | 681.782 | 380.3311 | 380.3311 | 463226698.8517 | 100080123.8448 | 490245488.942 | 698447688.3614 | 1752 | 1.6243 | 7005656.6548 | 413629.5822 | 520.0219 | 556.2585 | 6 | 1216 | 1844.7693 | 304 | 76 | 0.75656
2486 | 463.5487 | 22.8 | 400 | 1600 | 7 | 64.64% | 100 | 116.9196 | 115.8343 | 115.8343 | 1 | 116.9196 | 100 | 134.9046 | 127.224 | 127.224 | 127.224 | 7.6807 | 134.9046 | 43.6966 | 38.8998 | 38.8998 | 38.8998 | 4.7968 | 43.6966 | 152.2446 | 93.0791 | 93.0791 | 134.3281 | 17.9165 | 110.9956 | 41.249 | 41.249 | 152.2446 | 67.3831 | 55.2077 | 55.2077 | 55.2077 | 12.1754 | 67.3831 | 1853.6125 | 1853.6125 | 745.9389 | 745.9389 | 45.862 | 45.862 | 681.5885 | 681.5885 | 380.2231 | 380.2231 | 513611457.693 | 100080123.8448 | 518743882.9298 | 619564538.7008 | 1752 | 4.1976 | 6225689.832 | 367578.6027 | 462.1259 | 625.7908 | 6 | 1216 | 1844.7693 | 304 | 76 | 0.80053
2487 | 515.0541 | 22.8 | 400 | 1600 | 7 | 68.01% | 100 | 119.1559 | 117.8986 | 117.8986 | 1 | 119.1559 | 100 | 138.0822 | 130.2187 | 130.2187 | 130.2187 | 7.8635 | 138.0822 | 43.6866 | 38.8898 | 38.8898 | 38.8898 | 4.7968 | 43.6866 | 162.3226 | 102.7015 | 102.7015 | 143.7817 | 18.541 | 121.2424 | 41.0802 | 41.0802 | 162.3226 | 64.6393 | 52.9109 | 52.9109 | 52.9109 | 11.7284 | 64.6393 | 1935.9946 | 1935.9946 | 828.607 | 828.607 | 45.8501 | 45.8501 | 681.4126 | 681.4126 | 380.125 | 380.125 | 553729567.984 | 100080123.8448 | 537809671.089 | 560380637.0822 | 1752 | 7.6545 | 5599089.7335 | 330582.7364 | 415.614 | 695.3231 | 6 | 1216 | 1844.7693 | 304 | 76 | 0.82976
2488 | 566.5595 | 22.8 | 400 | 1600 | 7 | 70.57% | 100 | 121.8998 | 120.4964 | 120.4964 | 1 | 121.8998 | 100 | 143.2454 | 135.0861 | 135.0861 | 135.0861 | 8.1593 | 143.2454 | 43.6774 | 38.8806 | 38.8806 | 38.8806 | 4.7968 | 43.6774 | 171.482 | 111.3655 | 111.3655 | 152.3777 | 19.1043 | 130.4698 | 41.0123 | 41.0123 | 171.482 | 62.7199 | 51.2956 | 51.2956 | 51.2956 | 11.4243 | 62.7199 | 2018.379 | 2018.379 | 911.2526 | 911.2526 | 45.8393 | 45.8393 | 681.2518 | 681.2518 | 380.0353 | 380.0353 | 584341010.9309 | 100080123.8448 | 551997019.964 | 515581878.0379 | 1752 | 11.5556 | 5158050.0252 | 304542.7691 | 382.8762 | 764.8554 | 6 | 1216 | 1844.7693 | 304 | 76 | 0.85148
2489 | 618.065 | 22.8 | 400 | 1600 | 7 | 72.63% | 100 | 124.9369 | 123.4032 | 123.4032 | 1 | 124.9369 | 100 | 149.5983 | 141.0754 | 141.0754 | 141.0754 | 8.5229 | 149.5983 | 43.669 | 38.8722 | 38.8722 | 38.8722 | 4.7968 | 43.669 | 179.9896 | 119.4178 | 119.4178 | 160.3616 | 19.628 | 139.0458 | 40.9438 | 40.9438 | 179.9896 | 61.1786 | 49.9974 | 49.9974 | 49.9974 | 11.1812 | 61.1786 | 2100.7654 | 2100.7654 | 993.8786 | 993.8786 | 45.8294 | 45.8294 | 681.1043 | 681.1043 | 379.953 | 379.953 | 608541200.9308 | 100080123.8448 | 563937877.2685 | 479440771.9887 | 1752 | 15.5028 | 4782549.3516 | 282372.3724 | 355.0032 | 834.3877 | 6 | 1216 | 1844.7693 | 304 | 76 | 0.86973
2490 | 669.5704 | 22.8 | 400 | 1600 | 7 | 74.46% | 100 | 128.1847 | 126.5048 | 126.5048 | 1 | 128.1847 | 100 | 156.35 | 147.4407 | 147.4407 | 147.4407 | 8.9093 | 156.35 | 43.6612 | 38.8644 | 38.8644 | 38.8644 | 4.7968 | 43.6612 | 188.4611 | 127.2992 | 127.2992 | 168.3156 | 20.1455 | 147.4447 | 41.0165 | 41.0165 | 188.4611 | 59.9049 | 48.924 | 48.924 | 48.924 | 10.9809 | 59.9049 | 2183.1535 | 2183.1535 | 1076.4873 | 1076.4873 | 45.8203 | 45.8203 | 680.9686 | 680.9686 | 379.8773 | 379.8773 | 630138773.6378 | 100080123.8448 | 574235026.6132 | 447545909.2809 | 1751.9998 | 19.2836 | 4481132.376 | 264576.0424 | 332.6294 | 903.92 | 6 | 1216 | 1844.7693 | 304 | 76 | 0.88537
2491 | 721.0758 | 22.8 | 400 | 1600 | 7 | 75.92% | 100 | 131.5209 | 129.7373 | 129.7373 | 1 | 131.5209 | 100 | 163.4197 | 154.1059 | 154.1059 | 154.1059 | 9.3137 | 163.4197 | 43.6541 | 38.8573 | 38.8573 | 38.8573 | 4.7968 | 43.6541 | 196.4562 | 134.8797 | 134.8797 | 175.8173 | 20.6389 | 155.5186 | 40.9377 | 40.9377 | 196.4562 | 58.8156 | 47.9961 | 47.9961 | 47.9961 | 10.8194 | 58.8156 | 2265.5433 | 2265.5433 | 1159.0807 | 1159.0807 | 45.8118 | 45.8118 | 680.8433 | 680.8433 | 379.8074 | 379.8074 | 647245026.3859 | 100080123.8448 | 582795360.7579 | 421879489.0114 | 1752 | 22.9391 | 4192790.4423 | 247551.692 | 311.2261 | 973.4523 | 6 | 1216 | 1844.7693 | 304 | 76 | 0.89856
2492 | 772.5812 | 22.8 | 400 | 1600 | 7 | 77.18% | 100 | 134.9925 | 133.1038 | 133.1038 | 1 | 134.9925 | 100 | 171.0077 | 161.2599 | 161.2599 | 161.2599 | 9.7478 | 171.0077 | 43.6475 | 38.8507 | 38.8507 | 38.8507 | 4.7968 | 43.6475 | 203.7605 | 141.8641 | 141.8641 | 182.6662 | 21.0943 | 162.9584 | 40.8021 | 40.8021 | 203.7605 | 57.8913 | 47.2076 | 47.2076 | 47.2076 | 10.6836 | 57.8913 | 2347.9344 | 2347.9344 | 1241.6604 | 1241.6604 | 45.804 | 45.804 | 680.7273 | 680.7273 | 379.7427 | 379.7427 | 661980068.328 | 100080123.8448 | 590150125.5709 | 399789732.5676 | 1752.0001 | 26.3979 | 3978675.1972 | 234909.8508 | 295.3325 | 1042.9846 | 6 | 1216 | 1844.7693 | 304 | 76 | 0.90989
2493 | 824.0866 | 22.8 | 400 | 1600 | 7 | 78.27% | 100 | 138.5989 | 136.6013 | 136.6013 | 1 | 138.5989 | 100 | 178.8257 | 168.6308 | 168.6308 | 168.6308 | 10.1949 | 178.8257 | 43.6413 | 38.8445 | 38.8445 | 38.8445 | 4.7968 | 43.6413 | 210.897 | 148.5304 | 148.5304 | 189.365 | 21.532 | 170.0624 | 40.8347 | 40.8347 | 210.897 | 57.0781 | 46.5118 | 46.5118 | 46.5118 | 10.5663 | 57.0781 | 2430.3268 | 2430.3268 | 1324.228 | 1324.228 | 45.7968 | 45.7968 | 680.6194 | 680.6194 | 379.6825 | 379.6825 | 674509568.8304 | 100080123.8448 | 596771875.6466 | 380638431.6782 | 1752 | 29.6505 | 3787692.6481 | 223633.8154 | 281.1561 | 1112.5169 | 6 | 1216 | 1844.7693 | 304 | 76 | 0.92009
2494 | 875.592 | 22.8 | 400 | 1600 | 7 | 79.25% | 100 | 142.2698 | 140.1762 | 140.1762 | 1 | 142.2698 | 100 | 186.7216 | 176.075 | 176.075 | 176.075 | 10.6465 | 186.7216 | 43.6356 | 38.8388 | 38.8388 | 38.8388 | 4.7968 | 43.6356 | 218.0128 | 155.1619 | 155.1619 | 196.0471 | 21.9657 | 177.1277 | 40.8852 | 40.8852 | 218.0128 | 56.3464 | 45.8882 | 45.8882 | 45.8882 | 10.4582 | 56.3464 | 2512.7203 | 2512.7203 | 1406.7847 | 1406.7847 | 45.79 | 45.79 | 680.519 | 680.519 | 379.6265 | 379.6265 | 685529815.6291 | 100080123.8448 | 602889810.2903 | 363500250.2358 | 1752 | 32.6797 | 3625965.9033 | 214085.108 | 269.1513 | 1182.0492 | 6 | 1216 | 1844.7693 | 304 | 76 | 0.92952
2495 | 927.0974 | 22.8 | 400 | 1600 | 7 | 80.15% | 100 | 145.9874 | 143.7825 | 143.7825 | 1 | 145.9874 | 100 | 194.6546 | 183.5542 | 183.5542 | 183.5542 | 11.1003 | 194.6546 | 43.6302 | 38.8334 | 38.8334 | 38.8334 | 4.7968 | 43.6302 | 224.8408 | 161.6032 | 161.6032 | 202.4545 | 22.3863 | 183.9895 | 40.8513 | 40.8513 | 224.8408 | 55.7338 | 45.3672 | 45.3672 | 45.3672 | 10.3666 | 55.7338 | 2595.1148 | 2595.1148 | 1489.3316 | 1489.3316 | 45.7837 | 45.7837 | 680.4253 | 680.4253 | 379.5742 | 379.5742 | 695895426.0094 | 100080123.8448 | 608325895.6452 | 347698554.5006 | 1752 | 35.4991 | 3457392.4829 | 204132.1576 | 256.6383 | 1251.5815 | 6 | 1216 | 1844.7693 | 304 | 76 | 0.9379
2496 | 978.6028 | 22.8 | 400 | 1600 | 7 | 80.96% | 100 | 149.7529 | 147.4363 | 147.4363 | 1 | 149.7529 | 100 | 202.5594 | 191.0069 | 191.0069 | 191.0069 | 11.5525 | 202.5594 | 43.6252 | 38.8284 | 38.8284 | 38.8284 | 4.7968 | 43.6252 | 231.4943 | 167.9076 | 167.9076 | 208.6941 | 22.8003 | 190.7078 | 40.7865 | 40.7865 | 231.4943 | 55.2275 | 44.9376 | 44.9376 | 44.9376 | 10.29 | 55.2275 | 2677.5102 | 2677.5102 | 1571.8695 | 1571.8695 | 45.7778 | 45.7778 | 680.3376 | 680.3376 | 379.5253 | 379.5253 | 705343288.6421 | 100080123.8448 | 613040385.4092 | 333536202.1039 | 1752 | 38.131 | 3316926.6354 | 195838.7409 | 246.2117 | 1321.1138 | 6 | 1216 | 1844.7693 | 304 | 76 | 0.94516
2497 | 1030.1083 | 22.8 | 400 | 1600 | 7 | 81.68% | 100 | 153.6008 | 151.1909 | 151.1909 | 1 | 153.6008 | 100 | 210.4376 | 198.4344 | 198.4344 | 198.4344 | 12.0032 | 210.4376 | 43.6205 | 38.8237 | 38.8237 | 38.8237 | 4.7968 | 43.6205 | 238.0081 | 174.0325 | 174.0325 | 214.8068 | 23.2014 | 197.2339 | 40.7743 | 40.7743 | 238.0081 | 54.8839 | 44.6568 | 44.6568 | 44.6568 | 10.2271 | 54.8839 | 2759.9064 | 2759.9064 | 1654.3994 | 1654.3994 | 45.7723 | 45.7723 | 680.2553 | 680.2553 | 379.4794 | 379.4794 | 714016932.8028 | 100080123.8448 | 616868781.8015 | 321034161.5509 | 1752 | 40.5889 | 3193023.033 | 188523.1961 | 237.0145 | 1390.6462 | 6 | 1216 | 1844.7693 | 304 | 76 | 0.95106
2498 | 154.5162 | 53.2 | 400 | 1600 | 7 | 34.45% | 100 | 109.5554 | 109.9804 | 109.9804 | 1 | 109.5554 | 100 | 122.3569 | 115.4031 | 115.4031 | 115.4031 | 6.9538 | 122.3569 | 43.7703 | 38.9736 | 38.9736 | 38.9736 | 4.7968 | 43.7703 | 108.238 | 52.4978 | 52.4978 | 92.9892 | 15.2487 | 67.7466 | 40.4914 | 40.4914 | 108.238 | 193.9511 | 158.6652 | 158.6652 | 158.6652 | 35.2859 | 193.9511 | 1420.1557 | 1420.1557 | 249.1175 | 249.1175 | 107.2141 | 107.2141 | 682.8803 | 682.8803 | 380.9438 | 380.9438 | 190127127.7482 | 233520288.9712 | 179935368.2224 | 1148417215.0582 | 1752 | 2.8389e-18 | 11343086.2952 | 669721.0948 | 841.9844 | 208.5969 | 14 | 1216 | 1844.7693 | 304 | 76 | 0.27779
2499 | 206.0217 | 53.2 | 400 | 1600 | 7 | 41.4% | 100 | 110.6134 | 110.843 | 110.843 | 1 | 110.6134 | 100 | 125.934 | 118.7738 | 118.7738 | 118.7738 | 7.1602 | 125.934 | 43.7528 | 38.956 | 38.956 | 38.956 | 4.7968 | 43.7528 | 114.6124 | 58.3289 | 58.3289 | 98.9849 | 15.6276 | 73.9564 | 40.656 | 40.656 | 114.6124 | 143.7723 | 117.8954 | 117.8954 | 117.8954 | 25.8769 | 143.7723 | 1502.5179 | 1502.5179 | 332.0071 | 332.0071 | 107.1658 | 107.1658 | 682.5728 | 682.5728 | 380.7722 | 380.7722 | 246418037.9928 | 233520288.9712 | 245314869.3239 | 1026746803.7121 | 1752 | 3.2445e-18 | 10183353.8512 | 601247.9067 | 755.8987 | 278.1292 | 14 | 1216 | 1844.7693 | 304 | 76 | 0.37866
2500 | 257.5271 | 53.2 | 400 | 1600 | 6 | 48.36% | 100 | 106.1917 | 106.2987 | 106.2987 | 1 | 106.1917 | 100 | 128.3046 | 121.0101 | 121.0101 | 121.0101 | 7.2944 | 128.3046 | 43.7557 | 38.9589 | 38.9589 | 38.9589 | 4.7968 | 43.7557 | 112.6518 | 56.302 | 56.302 | 97.1523 | 15.4994 | 71.8015 | 40.8503 | 40.8503 | 112.6518 | 113.3667 | 92.9755 | 92.9755 | 92.9755 | 20.3913 | 113.3667 | 1488.1207 | 1488.1207 | 415.04 | 415.04 | 107.1738 | 107.1738 | 585.1062 | 585.1062 | 380.8007 | 380.8007 | 302537522.277 | 233520288.9712 | 311211071.6595 | 904731117.0923 | 1752 | 3.0417e-18 | 9015204.2257 | 532277.7494 | 669.1883 | 347.6615 | 14 | 1216 | 1844.7693 | 304 | 76 | 0.48032
2501 | 309.0325 | 53.2 | 400 | 1600 | 6 | 55.33% | 100 | 107.0519 | 106.8697 | 106.8697 | 1 | 107.0519 | 100 | 129.8492 | 122.4641 | 122.4641 | 122.4641 | 7.3851 | 129.8492 | 43.7398 | 38.943 | 38.943 | 38.943 | 4.7968 | 43.7398 | 121.496 | 64.4047 | 64.4047 | 105.4604 | 16.0356 | 80.4403 | 41.0557 | 41.0557 | 121.496 | 93.753 | 76.9301 | 76.9301 | 76.9301 | 16.8229 | 93.753 | 1570.4873 | 1570.4873 | 497.8446 | 497.8446 | 107.1301 | 107.1301 | 584.8673 | 584.8673 | 380.6452 | 380.6452 | 358747735.0978 | 233520288.9712 | 377188375.8546 | 782543600.0764 | 1752 | 0.0022056 | 7837290.8113 | 462731.1162 | 581.7532 | 417.1938 | 14 | 1216 | 1844.7693 | 304 | 76 | 0.5821
2502 | 360.5379 | 53.2 | 400 | 1600 | 7 | 62.08% | 100 | 113.2175 | 112.4053 | 112.4053 | 1 | 113.2175 | 100 | 130.5021 | 123.0746 | 123.0746 | 123.0746 | 7.4275 | 130.5021 | 43.7107 | 38.9139 | 38.9139 | 38.9139 | 4.7968 | 43.7107 | 146.2125 | 87.3342 | 87.3342 | 128.6692 | 17.5433 | 104.8775 | 41.335 | 41.335 | 146.2125 | 80.5779 | 66.1035 | 66.1035 | 66.1035 | 14.4744 | 80.5779 | 1749.6326 | 1749.6326 | 580.3853 | 580.3853 | 107.0501 | 107.0501 | 681.836 | 681.836 | 380.3612 | 380.3612 | 415888547.3938 | 233520288.9712 | 438186130.5482 | 664405033.0868 | 1752 | 0.28505 | 6696158.5163 | 395356.1223 | 497.0482 | 486.7262 | 14 | 1216 | 1844.7693 | 304 | 76 | 0.67622
2503 | 412.0433 | 53.2 | 400 | 1600 | 7 | 67.63% | 100 | 114.5263 | 113.324 | 113.324 | 1 | 114.5263 | 100 | 131.6316 | 124.1378 | 124.1378 | 124.1378 | 7.4938 | 131.6316 | 43.6994 | 38.9026 | 38.9026 | 38.9026 | 4.7968 | 43.6994 | 161.2816 | 101.3683 | 101.3683 | 142.8178 | 18.4638 | 119.8321 | 41.4495 | 41.4495 | 161.2816 | 72.8732 | 59.7613 | 59.7613 | 59.7613 | 13.1119 | 72.8732 | 1832.0113 | 1832.0113 | 663.1044 | 663.1044 | 107.0189 | 107.0189 | 681.6375 | 681.6375 | 380.2504 | 380.2504 | 468853476.7583 | 233520288.9712 | 482559385.3485 | 567066848.9221 | 1752 | 1.8123 | 5723616.1075 | 337935.051 | 424.8575 | 556.2585 | 14 | 1216 | 1844.7693 | 304 | 76 | 0.74471
2504 | 463.5487 | 53.2 | 400 | 1600 | 7 | 71.82% | 100 | 116.4509 | 114.9288 | 114.9288 | 1 | 116.4509 | 100 | 134.7913 | 127.1157 | 127.1157 | 127.1157 | 7.6756 | 134.7913 | 43.6891 | 38.8923 | 38.8923 | 38.8923 | 4.7968 | 43.6891 | 176.4568 | 115.5756 | 115.5756 | 157.0653 | 19.3915 | 134.967 | 41.4897 | 41.4897 | 176.4568 | 68.2648 | 55.9352 | 55.9352 | 55.9352 | 12.3296 | 68.2648 | 1914.3927 | 1914.3927 | 745.7951 | 745.7951 | 106.9906 | 106.9906 | 681.4571 | 681.4571 | 380.1498 | 380.1498 | 512139314.1753 | 233520288.9712 | 512556102.1166 | 493784294.7369 | 1752 | 4.6385 | 4977233.0705 | 293866.9331 | 369.4543 | 625.7908 | 14 | 1216 | 1844.7693 | 304 | 76 | 0.79099
2505 | 515.0541 | 53.2 | 400 | 1600 | 7 | 74.88% | 100 | 118.8766 | 117.1434 | 117.1434 | 1 | 118.8766 | 100 | 139.8532 | 131.8875 | 131.8875 | 131.8875 | 7.9657 | 139.8532 | 43.6797 | 38.8829 | 38.8829 | 38.8829 | 4.7968 | 43.6797 | 190.9103 | 129.2612 | 129.2612 | 170.6308 | 20.2794 | 149.5407 | 41.3696 | 41.3696 | 190.9103 | 65.2538 | 53.4215 | 53.4215 | 53.4215 | 11.8323 | 65.2538 | 1996.7765 | 1996.7765 | 828.4611 | 828.4611 | 106.9648 | 106.9648 | 681.2926 | 681.2926 | 380.058 | 380.058 | 544989623.0423 | 233520288.9712 | 533459676.0946 | 440030412.6127 | 1752 | 8.3197 | 4430014.76 | 261557.9445 | 328.8349 | 695.3231 | 14 | 1216 | 1844.7693 | 304 | 76 | 0.82306
2506 | 566.5595 | 53.2 | 400 | 1600 | 7 | 77.24% | 100 | 121.7281 | 119.7998 | 119.7998 | 1 | 121.7281 | 100 | 146.2193 | 137.8893 | 137.8893 | 137.8893 | 8.33 | 146.2193 | 43.6711 | 38.8743 | 38.8743 | 38.8743 | 4.7968 | 43.6711 | 204.3786 | 142.0099 | 142.0099 | 183.2696 | 21.1091 | 163.1189 | 41.2597 | 41.2597 | 204.3786 | 63.2022 | 51.6994 | 51.6994 | 51.6994 | 11.5028 | 63.2022 | 2079.1624 | 2079.1624 | 911.1055 | 911.1055 | 106.9411 | 106.9411 | 681.1418 | 681.1418 | 379.9739 | 379.9739 | 571299232.9981 | 233520288.9712 | 548442599.9383 | 398737810.9143 | 1751.9999 | 12.3119 | 4015414.5447 | 237079.0237 | 298.0597 | 764.8554 | 14 | 1216 | 1844.7693 | 304 | 76 | 0.8459
2507 | 618.065 | 53.2 | 400 | 1600 | 7 | 79.16% | 100 | 124.8913 | 122.7646 | 122.7646 | 1 | 124.8913 | 100 | 153.4408 | 144.6977 | 144.6977 | 144.6977 | 8.7431 | 153.4408 | 43.6632 | 38.8664 | 38.8664 | 38.8664 | 4.7968 | 43.6632 | 217.4779 | 154.2278 | 154.2278 | 195.5691 | 21.9088 | 176.1367 | 41.3413 | 41.3413 | 217.4779 | 61.6062 | 50.358 | 50.358 | 50.358 | 11.2482 | 61.6062 | 2161.5501 | 2161.5501 | 993.731 | 993.731 | 106.9194 | 106.9194 | 681.0032 | 681.0032 | 379.8966 | 379.8966 | 592647652.6237 | 233520288.9712 | 560697969.7732 | 365134055.5281 | 1752 | 16.2936 | 3673903.7286 | 216915.464 | 272.7097 | 834.3877 | 14 | 1216 | 1844.7693 | 304 | 76 | 0.86478
2508 | 669.5704 | 53.2 | 400 | 1600 | 7 | 80.75% | 100 | 128.171 | 125.881 | 125.881 | 1 | 128.171 | 100 | 161.1012 | 151.92 | 151.92 | 151.92 | 9.1812 | 161.1012 | 43.6559 | 38.8591 | 38.8591 | 38.8591 | 4.7968 | 43.6559 | 230.2125 | 166.3122 | 166.3122 | 207.5161 | 22.6963 | 189.0085 | 41.204 | 41.204 | 230.2125 | 60.277 | 49.2392 | 49.2392 | 49.2392 | 11.0378 | 60.277 | 2243.9394 | 2243.9394 | 1076.3397 | 1076.3397 | 106.8993 | 106.8993 | 680.8752 | 680.8752 | 379.8252 | 379.8252 | 609918944.1571 | 233520288.9712 | 571227074.6044 | 337333692.2673 | 1752 | 20.1442 | 3382148.7022 | 199689.5971 | 251.053 | 903.92 | 14 | 1216 | 1844.7693 | 304 | 76 | 0.88101
2509 | 721.0758 | 53.2 | 400 | 1600 | 7 | 82.08% | 100 | 131.6011 | 129.149 | 129.149 | 1 | 131.6011 | 100 | 169.1402 | 159.4993 | 159.4993 | 159.4993 | 9.6409 | 169.1402 | 43.6491 | 38.8524 | 38.8524 | 38.8524 | 4.7968 | 43.6491 | 242.5415 | 177.9496 | 177.9496 | 219.0857 | 23.4559 | 201.4055 | 41.1361 | 41.1361 | 242.5415 | 59.1391 | 48.2711 | 48.2711 | 48.2711 | 10.8679 | 59.1391 | 2326.3302 | 2326.3302 | 1158.9335 | 1158.9335 | 106.8807 | 106.8807 | 680.7569 | 680.7569 | 379.7592 | 379.7592 | 624501308.4025 | 233520288.9712 | 580030717.9746 | 313947607.697 | 1751.9999 | 23.7955 | 3147115.7979 | 185812.7306 | 233.6068 | 973.4523 | 14 | 1216 | 1844.7693 | 304 | 76 | 0.89457
2510 | 772.5812 | 53.2 | 400 | 1600 | 7 | 83.24% | 100 | 135.1617 | 132.5267 | 132.5267 | 1 | 135.1617 | 100 | 177.4259 | 167.3111 | 167.3111 | 167.3111 | 10.1147 | 177.4259 | 43.6429 | 38.8461 | 38.8461 | 38.8461 | 4.7968 | 43.6429 | 254.6266 | 189.2495 | 189.2495 | 230.4325 | 24.1941 | 213.4436 | 41.183 | 41.183 | 254.6266 | 58.1666 | 47.4399 | 47.4399 | 47.4399 | 10.7266 | 58.1666 | 2408.7223 | 2408.7223 | 1241.514 | 1241.514 | 106.8634 | 106.8634 | 680.647 | 680.647 | 379.6979 | 379.6979 | 637167596.6534 | 233520288.9712 | 587703181.0401 | 293608933.3352 | 1752 | 27.2337 | 2952562.8592 | 174325.8915 | 219.1654 | 1042.9846 | 14 | 1216 | 1844.7693 | 304 | 76 | 0.90639
2511 | 824.0866 | 53.2 | 400 | 1600 | 7 | 84.24% | 100 | 138.8156 | 136.0216 | 136.0216 | 1 | 138.8156 | 100 | 185.8781 | 175.28 | 175.28 | 175.28 | 10.5981 | 185.8781 | 43.637 | 38.8402 | 38.8402 | 38.8402 | 4.7968 | 43.637 | 266.4281 | 200.3056 | 200.3056 | 241.5122 | 24.9159 | 225.2215 | 41.2066 | 41.2066 | 266.4281 | 57.3652 | 46.7591 | 46.7591 | 46.7591 | 10.6061 | 57.3652 | 2491.1155 | 2491.1155 | 1324.0826 | 1324.0826 | 106.8474 | 106.8474 | 680.5447 | 680.5447 | 379.6408 | 379.6408 | 648065264.9314 | 233520288.9712 | 594291148.64 | 276123220.2324 | 1751.9999 | 30.4575 | 2774099.7842 | 163789.0338 | 205.9183 | 1112.5169 | 14 | 1216 | 1844.7693 | 304 | 76 | 0.91654
2512 | 875.592 | 53.2 | 400 | 1600 | 7 | 85.14% | 100 | 142.5215 | 139.5472 | 139.5472 | 1 | 142.5215 | 100 | 194.4529 | 183.3645 | 183.3645 | 183.3645 | 11.0884 | 194.4529 | 43.6316 | 38.8348 | 38.8348 | 38.8348 | 4.7968 | 43.6316 | 278.1252 | 211.3105 | 211.3105 | 252.4866 | 25.6386 | 236.9491 | 41.1761 | 41.1761 | 278.1252 | 56.6403 | 46.1423 | 46.1423 | 46.1423 | 10.4979 | 56.6403 | 2573.5097 | 2573.5097 | 1406.6405 | 1406.6405 | 106.8324 | 106.8324 | 680.4493 | 680.4493 | 379.5876 | 379.5876 | 657685624.1115 | 233520288.9712 | 600490578.0968 | 260303459.225 | 1752 | 33.4595 | 2611878.8402 | 154211.1477 | 193.8768 | 1182.0492 | 14 | 1216 | 1844.7693 | 304 | 76 | 0.9261
2513 | 927.0974 | 53.2 | 400 | 1600 | 7 | 86% | 100 | 146.274 | 143.1091 | 143.1091 | 1 | 146.274 | 100 | 202.9381 | 191.3643 | 191.3643 | 191.3643 | 11.5737 | 202.9381 | 43.6265 | 38.8297 | 38.8297 | 38.8297 | 4.7968 | 43.6265 | 290.3925 | 222.8149 | 222.8149 | 263.9981 | 26.3944 | 249.2093 | 41.1832 | 41.1832 | 290.3925 | 56.0026 | 45.6034 | 45.6034 | 45.6034 | 10.3991 | 56.0026 | 2655.9049 | 2655.9049 | 1489.1887 | 1489.1887 | 106.8184 | 106.8184 | 680.36 | 680.36 | 379.5378 | 379.5378 | 667143517.054 | 233520288.9712 | 606130785.2389 | 245205408.7358 | 1752 | 36.2263 | 2463991.0985 | 145479.5259 | 182.8992 | 1251.5815 | 14 | 1216 | 1844.7693 | 304 | 76 | 0.93479
2514 | 978.6028 | 53.2 | 400 | 1600 | 7 | 86.75% | 100 | 150.0835 | 146.7335 | 146.7335 | 1 | 150.0835 | 100 | 211.4336 | 199.3739 | 199.3739 | 199.3739 | 12.0596 | 211.4336 | 43.6217 | 38.8249 | 38.8249 | 38.8249 | 4.7968 | 43.6217 | 302.457 | 234.125 | 234.125 | 275.3238 | 27.1332 | 261.2582 | 41.1988 | 41.1988 | 302.457 | 55.4775 | 45.1598 | 45.1598 | 45.1598 | 10.3178 | 55.4775 | 2738.3009 | 2738.3009 | 1571.7282 | 1571.7282 | 106.8053 | 106.8053 | 680.2764 | 680.2764 | 379.4911 | 379.4911 | 675282337.5976 | 233520288.9712 | 611053736.9805 | 232143636.4507 | 1752 | 38.822 | 2328419.2648 | 137475.0627 | 172.8359 | 1321.1138 | 14 | 1216 | 1844.7693 | 304 | 76 | 0.94237
2515 | 1030.1083 | 53.2 | 400 | 1600 | 7 | 87.39% | 100 | 153.9635 | 150.4618 | 150.4618 | 1 | 153.9635 | 100 | 219.9736 | 207.4255 | 207.4255 | 207.4255 | 12.5481 | 219.9736 | 43.6172 | 38.8205 | 38.8205 | 38.8205 | 4.7968 | 43.6172 | 314.1047 | 245.0837 | 245.0837 | 286.2568 | 27.8479 | 272.9316 | 41.1731 | 41.1731 | 314.1047 | 55.118 | 44.8671 | 44.8671 | 44.8671 | 10.2509 | 55.118 | 2820.6977 | 2820.6977 | 1654.2597 | 1654.2597 | 106.7929 | 106.7929 | 680.1978 | 680.1978 | 379.4473 | 379.4473 | 682490043.2847 | 233520288.9712 | 615068027.6649 | 220921640.0792 | 1752 | 41.254 | 2217181.2037 | 130907.3196 | 164.5788 | 1390.6462 | 14 | 1216 | 1844.7693 | 304 | 76 | 0.94856
2516 | 103.0108 | 102.6 | 400 | 1600 | 7 | 40.94% | 100 | 107.8082 | 108.1276 | 108.1276 | 1 | 107.8082 | 100 | 102.7088 | 96.8711 | 96.8711 | 96.8711 | 5.8377 | 102.7088 | 43.7667 | 38.9699 | 38.9699 | 38.9699 | 4.7968 | 43.7667 | 115.8075 | 58.5181 | 58.5181 | 99.9333 | 15.8742 | 74.3923 | 41.4152 | 41.4152 | 115.8075 | 295.7722 | 241.9425 | 241.9425 | 241.9425 | 53.8297 | 295.7722 | 1436.5373 | 1436.5373 | 166.0627 | 166.0627 | 206.7506 | 206.7506 | 682.8161 | 682.8161 | 380.9079 | 380.9079 | 150378567.7356 | 450360557.3016 | 116461315.5792 | 1034799559.3835 | 1752 | 0.00041893 | 10450061.3567 | 616994.9122 | 775.6961 | 139.0646 | 27 | 1216 | 1844.7693 | 304 | 76 | 0.18015
2517 | 154.5162 | 102.6 | 400 | 1600 | 6 | 47.4% | 100 | 103.3363 | 103.673 | 103.673 | 1 | 103.3363 | 100 | 111.2174 | 104.8966 | 104.8966 | 104.8966 | 6.3208 | 111.2174 | 43.7699 | 38.9731 | 38.9731 | 38.9731 | 4.7968 | 43.7699 | 112.7895 | 55.952 | 55.952 | 97.185 | 15.6046 | 71.5566 | 41.233 | 41.233 | 112.7895 | 202.7987 | 165.9019 | 165.9019 | 165.9019 | 36.8968 | 202.7987 | 1422.1409 | 1422.1409 | 249.1147 | 249.1147 | 206.7676 | 206.7676 | 585.3193 | 585.3193 | 380.9394 | 380.9394 | 208601256.4463 | 450360557.3016 | 171532535.5601 | 921505650.692 | 1752 | -8.1112e-19 | 9277027.1134 | 547736.3562 | 688.6231 | 208.5969 | 27 | 1216 | 1844.7693 | 304 | 76 | 0.26509
2518 | 206.0217 | 102.6 | 400 | 1600 | 6 | 54.15% | 100 | 104.3378 | 104.482 | 104.482 | 1 | 104.3378 | 100 | 116.5559 | 109.9289 | 109.9289 | 109.9289 | 6.627 | 116.5559 | 43.7524 | 38.9556 | 38.9556 | 38.9556 | 4.7968 | 43.7524 | 120.931 | 63.619 | 63.619 | 104.8708 | 16.0602 | 79.6792 | 41.2518 | 41.2518 | 120.931 | 151.442 | 124.1839 | 124.1839 | 124.1839 | 27.2581 | 151.442 | 1504.5033 | 1504.5033 | 332.0037 | 332.0037 | 206.6748 | 206.6748 | 585.0564 | 585.0564 | 380.7683 | 380.7683 | 265608032.527 | 450360557.3016 | 232754112.8413 | 803277297.3301 | 1752 | -2.4334e-18 | 8078165.7422 | 476952.909 | 599.633 | 278.1292 | 27 | 1216 | 1844.7693 | 304 | 76 | 0.35951
2519 | 257.5271 | 102.6 | 400 | 1600 | 6 | 61.03% | 100 | 105.1923 | 105.0181 | 105.0181 | 1 | 105.1923 | 100 | 120.0909 | 113.2604 | 113.2604 | 113.2604 | 6.8306 | 120.0909 | 43.7368 | 38.9401 | 38.9401 | 38.9401 | 4.7968 | 43.7368 | 132.2321 | 73.9731 | 73.9731 | 115.5098 | 16.7223 | 90.6954 | 41.5367 | 41.5367 | 132.2321 | 119.0468 | 97.6261 | 97.6261 | 97.6261 | 21.4207 | 119.0468 | 1586.8708 | 1586.8708 | 414.8391 | 414.8391 | 206.5923 | 206.5923 | 584.823 | 584.823 | 380.6164 | 380.6164 | 322541873.9279 | 450360557.3016 | 296397096.6778 | 682700472.0927 | 1752 | 0.019727 | 6925096.3986 | 408873.1251 | 514.042 | 347.6615 | 27 | 1216 | 1844.7693 | 304 | 76 | 0.45767
2520 | 309.0325 | 102.6 | 400 | 1600 | 6 | 67.72% | 100 | 106.0853 | 105.4981 | 105.4981 | 1 | 106.0853 | 100 | 122.8893 | 115.8972 | 115.8972 | 115.8972 | 6.9921 | 122.8893 | 43.7229 | 38.9262 | 38.9262 | 38.9262 | 4.7968 | 43.7229 | 147.621 | 88.1692 | 88.1692 | 129.9772 | 17.6438 | 105.813 | 41.808 | 41.808 | 147.621 | 98.363 | 80.7016 | 80.7016 | 80.7016 | 17.6614 | 98.363 | 1669.2427 | 1669.2427 | 497.6292 | 497.6292 | 206.5186 | 206.5186 | 584.6143 | 584.6143 | 380.4805 | 380.4805 | 377341967.5168 | 450360557.3016 | 358835670.1182 | 565461805.0634 | 1752 | 0.23316 | 5764101.5972 | 340325.4046 | 427.8627 | 417.1938 | 27 | 1216 | 1844.7693 | 304 | 76 | 0.55397
2521 | 360.5379 | 102.6 | 400 | 1600 | 7 | 73.61% | 100 | 112.4838 | 111.15 | 111.15 | 1 | 112.4838 | 100 | 126.3233 | 119.1313 | 119.1313 | 119.1313 | 7.192 | 126.3233 | 43.6973 | 38.9005 | 38.9005 | 38.9005 | 4.7968 | 43.6973 | 186.0478 | 124.0933 | 124.0933 | 166.057 | 19.9907 | 144.0841 | 41.9637 | 41.9637 | 186.0478 | 85.1316 | 69.8179 | 69.8179 | 69.8179 | 15.3137 | 85.1316 | 1848.397 | 1848.397 | 580.1846 | 580.1846 | 206.3824 | 206.3824 | 681.6003 | 681.6003 | 380.2297 | 380.2297 | 426803041.8823 | 450360557.3016 | 412433774.9867 | 462402625.8293 | 1752 | 1.3542 | 4728499.0346 | 279181.1213 | 350.9911 | 486.7262 | 27 | 1216 | 1844.7693 | 304 | 76 | 0.63667
2522 | 412.0433 | 102.6 | 400 | 1600 | 7 | 78.17% | 100 | 114.1383 | 112.4906 | 112.4906 | 1 | 114.1383 | 100 | 131.066 | 123.6022 | 123.6022 | 123.6022 | 7.4638 | 131.066 | 43.6872 | 38.8904 | 38.8904 | 38.8904 | 4.7968 | 43.6872 | 212.8413 | 149.2002 | 149.2002 | 191.2214 | 21.6198 | 170.82 | 42.0212 | 42.0212 | 212.8413 | 76.9821 | 63.0975 | 63.0975 | 63.0975 | 13.8846 | 76.9821 | 1930.7789 | 1930.7789 | 662.8959 | 662.8959 | 206.3288 | 206.3288 | 681.4232 | 681.4232 | 380.1309 | 380.1309 | 466836198.6496 | 450360557.3016 | 452368438.3353 | 382434805.7136 | 1752 | 3.7732 | 3908576.3421 | 230771.0582 | 290.1292 | 556.2585 | 27 | 1216 | 1844.7693 | 304 | 76 | 0.69803
2523 | 463.5487 | 102.6 | 400 | 1600 | 7 | 81.55% | 100 | 116.4184 | 114.5266 | 114.5266 | 1 | 116.4184 | 100 | 137.517 | 129.6841 | 129.6841 | 129.6841 | 7.8329 | 137.517 | 43.6779 | 38.8812 | 38.8812 | 38.8812 | 4.7968 | 43.6779 | 240.8063 | 175.557 | 175.557 | 217.4749 | 23.3314 | 198.8884 | 41.9179 | 41.9179 | 240.8063 | 72.0876 | 59.0541 | 59.0541 | 59.0541 | 13.0335 | 72.0876 | 2013.1631 | 2013.1631 | 745.581 | 745.581 | 206.2799 | 206.2799 | 681.2615 | 681.2615 | 380.0407 | 380.0407 | 498585731.9633 | 450360557.3016 | 479879605.6966 | 323174105.0385 | 1752 | 7.1832 | 3299412.4993 | 194804.6673 | 244.9116 | 625.7908 | 27 | 1216 | 1844.7693 | 304 | 76 | 0.74071
2524 | 515.0541 | 102.6 | 400 | 1600 | 7 | 84.16% | 100 | 119.1472 | 116.9899 | 116.9899 | 1 | 119.1472 | 100 | 144.8833 | 136.6291 | 136.6291 | 136.6291 | 8.2542 | 144.8833 | 43.6695 | 38.8727 | 38.8727 | 38.8727 | 4.7968 | 43.6695 | 270.2515 | 203.1584 | 203.1584 | 245.1247 | 25.1268 | 228.2852 | 41.9663 | 41.9663 | 270.2515 | 68.7939 | 56.3126 | 56.3126 | 56.3126 | 12.4813 | 68.7939 | 2095.5494 | 2095.5494 | 828.2431 | 828.2431 | 206.235 | 206.235 | 681.1133 | 681.1133 | 379.958 | 379.958 | 523688464.1868 | 450360557.3016 | 500437327.5581 | 277513650.9534 | 1752 | 11.0176 | 2825876.7978 | 166846.0641 | 209.7616 | 695.3231 | 27 | 1216 | 1844.7693 | 304 | 76 | 0.77239
2525 | 566.5595 | 102.6 | 400 | 1600 | 7 | 86.06% | 100 | 122.2268 | 119.8972 | 119.8972 | 1 | 122.2268 | 100 | 153.3813 | 144.6413 | 144.6413 | 144.6413 | 8.74 | 153.3813 | 43.6617 | 38.8649 | 38.8649 | 38.8649 | 4.7968 | 43.6617 | 298.58 | 229.8943 | 229.8943 | 271.7238 | 26.8562 | 256.7505 | 41.8295 | 41.8295 | 298.58 | 66.5353 | 54.4246 | 54.4246 | 54.4246 | 12.1108 | 66.5353 | 2177.9375 | 2177.9375 | 910.8849 | 910.8849 | 206.1937 | 206.1937 | 680.9769 | 680.9769 | 379.8819 | 379.8819 | 542549841.4365 | 450360557.3016 | 514855970.2478 | 244233631.014 | 1752 | 15.1134 | 2471133.3475 | 145901.2202 | 183.4294 | 764.8554 | 27 | 1216 | 1844.7693 | 304 | 76 | 0.7946
2526 | 618.065 | 102.6 | 400 | 1600 | 7 | 87.58% | 100 | 125.5378 | 123.027 | 123.027 | 1 | 125.5378 | 100 | 162.3527 | 153.0998 | 153.0998 | 153.0998 | 9.2528 | 162.3527 | 43.6545 | 38.8577 | 38.8577 | 38.8577 | 4.7968 | 43.6545 | 327.0142 | 256.7277 | 256.7277 | 298.4066 | 28.6077 | 285.3353 | 41.6789 | 41.6789 | 327.0142 | 64.8612 | 53.0203 | 53.0203 | 53.0203 | 11.8409 | 64.8612 | 2260.3271 | 2260.3271 | 993.5089 | 993.5089 | 206.1555 | 206.1555 | 680.851 | 680.851 | 379.8117 | 379.8117 | 558140952.7126 | 450360557.3016 | 525903370.6187 | 217595086.2634 | 1752 | 19.1157 | 2213530.4881 | 130691.7732 | 164.3078 | 834.3877 | 27 | 1216 | 1844.7693 | 304 | 76 | 0.81162
2527 | 669.5704 | 102.6 | 400 | 1600 | 7 | 88.89% | 100 | 129.0328 | 126.2672 | 126.2672 | 1 | 129.0328 | 100 | 171.5132 | 161.7368 | 161.7368 | 161.7368 | 9.7765 | 171.5132 | 43.6479 | 38.8511 | 38.8511 | 38.8511 | 4.7968 | 43.6479 | 357.3974 | 285.009 | 285.009 | 326.9426 | 30.4548 | 315.4638 | 41.9337 | 41.9337 | 357.3974 | 63.4905 | 51.8673 | 51.8673 | 51.8673 | 11.6232 | 63.4905 | 2342.7181 | 2342.7181 | 1076.1169 | 1076.1169 | 206.1202 | 206.1202 | 680.7343 | 680.7343 | 379.7466 | 379.7466 | 571345758.0052 | 450360557.3016 | 535664946.8015 | 194628737.8918 | 1752 | 22.8787 | 1987960.3007 | 117373.6067 | 147.564 | 903.92 | 27 | 1216 | 1844.7693 | 304 | 76 | 0.82666
2528 | 721.0758 | 102.6 | 400 | 1600 | 7 | 89.95% | 100 | 132.6096 | 129.7081 | 129.7081 | 1 | 132.6096 | 100 | 180.9521 | 170.636 | 170.636 | 170.636 | 10.3161 | 180.9521 | 43.6417 | 38.8449 | 38.8449 | 38.8449 | 4.7968 | 43.6417 | 387.9568 | 313.6956 | 313.6956 | 355.6353 | 32.3215 | 346.0171 | 41.9397 | 41.9397 | 387.9568 | 62.347 | 50.8972 | 50.8972 | 50.8972 | 11.4498 | 62.347 | 2425.1104 | 2425.1104 | 1158.7108 | 1158.7108 | 206.0874 | 206.0874 | 680.626 | 680.626 | 379.6862 | 379.6862 | 582523531.5352 | 450360557.3016 | 542983117.3245 | 176132793.8387 | 1752 | 26.4532 | 1795160.2641 | 105990.2628 | 133.2527 | 973.4523 | 27 | 1216 | 1844.7693 | 304 | 76 | 0.83794
2529 | 772.5812 | 102.6 | 400 | 1600 | 7 | 90.86% | 100 | 136.2723 | 133.1778 | 133.1778 | 1 | 136.2723 | 100 | 190.5211 | 179.658 | 179.658 | 179.658 | 10.8631 | 190.5211 | 43.6359 | 38.8391 | 38.8391 | 38.8391 | 4.7968 | 43.6359 | 419.27 | 343.1249 | 343.1249 | 385.027 | 34.243 | 377.3679 | 41.9021 | 41.9021 | 419.27 | 61.3918 | 50.0822 | 50.0822 | 50.0822 | 11.3095 | 61.3918 | 2507.5039 | 2507.5039 | 1241.2919 | 1241.2919 | 206.0569 | 206.0569 | 680.5252 | 680.5252 | 379.6299 | 379.6299 | 592204359.1958 | 450360557.3016 | 549339425.4304 | 160095680.3779 | 1752 | 29.7857 | 1635252.566 | 96548.9559 | 121.3829 | 1042.9846 | 27 | 1216 | 1844.7693 | 304 | 76 | 0.84773
2530 | 824.0866 | 102.6 | 400 | 1600 | 7 | 91.69% | 100 | 140.0106 | 136.6071 | 136.6071 | 1 | 140.0106 | 100 | 200.0802 | 188.6706 | 188.6706 | 188.6706 | 11.4096 | 200.0802 | 43.6305 | 38.8338 | 38.8338 | 38.8338 | 4.7968 | 43.6305 | 451.5212 | 373.4427 | 373.4427 | 415.2904 | 36.2308 | 409.6736 | 41.8476 | 41.8476 | 451.5212 | 60.6276 | 49.4281 | 49.4281 | 49.4281 | 11.1995 | 60.6276 | 2589.8983 | 2589.8983 | 1323.8615 | 1323.8615 | 206.0284 | 206.0284 | 680.431 | 680.431 | 379.5774 | 379.5774 | 601500556.2533 | 450360557.3016 | 554600249.9792 | 145538640.6619 | 1752 | 32.8768 | 1475759.2278 | 87132.1138 | 109.5439 | 1112.5169 | 27 | 1216 | 1844.7693 | 304 | 76 | 0.85584
2531 | 875.592 | 102.6 | 400 | 1600 | 7 | 92.4% | 100 | 143.8029 | 140.191 | 140.191 | 1 | 143.8029 | 100 | 209.6535 | 197.6965 | 197.6965 | 197.6965 | 11.957 | 209.6535 | 43.6255 | 38.8287 | 38.8287 | 38.8287 | 4.7968 | 43.6255 | 485.5917 | 405.503 | 405.503 | 447.2597 | 38.332 | 443.835 | 41.7567 | 41.7567 | 485.5917 | 59.9802 | 48.8755 | 48.8755 | 48.8755 | 11.1046 | 59.9802 | 2672.2937 | 2672.2937 | 1406.4207 | 1406.4207 | 206.0017 | 206.0017 | 680.3429 | 680.3429 | 379.5283 | 379.5283 | 609295117.189 | 450360557.3016 | 559125364.6249 | 133218960.8845 | 1752 | 35.76 | 1351813.1969 | 79814.0639 | 100.3436 | 1182.0492 | 27 | 1216 | 1844.7693 | 304 | 76 | 0.86281
2532 | 927.0974 | 102.6 | 400 | 1600 | 7 | 92.97% | 100 | 147.6686 | 143.9734 | 143.9734 | 1 | 147.6686 | 100 | 219.3794 | 206.8663 | 206.8663 | 206.8663 | 12.5131 | 219.3794 | 43.6208 | 38.824 | 38.824 | 38.824 | 4.7968 | 43.6208 | 520.1536 | 437.9274 | 437.9274 | 479.7072 | 40.4464 | 478.3738 | 41.7798 | 41.7798 | 520.1536 | 59.4419 | 48.4181 | 48.4181 | 48.4181 | 11.0238 | 59.4419 | 2754.6898 | 2754.6898 | 1488.9706 | 1488.9706 | 205.9767 | 205.9767 | 680.2604 | 680.2604 | 379.4822 | 379.4822 | 615878099.1859 | 450360557.3016 | 562642180.3191 | 123119167.1955 | 1752 | 38.4614 | 1252725.5735 | 73963.7098 | 92.9884 | 1251.5815 | 27 | 1216 | 1844.7693 | 304 | 76 | 0.86824
2533 | 978.6028 | 102.6 | 400 | 1600 | 7 | 93.51% | 100 | 151.584 | 147.6272 | 147.6272 | 1 | 151.584 | 100 | 229.1918 | 216.1176 | 216.1176 | 216.1176 | 13.0742 | 229.1918 | 43.6164 | 38.8196 | 38.8196 | 38.8196 | 4.7968 | 43.6164 | 555.2175 | 470.8041 | 470.8041 | 512.6237 | 42.5938 | 513.3979 | 41.8196 | 41.8196 | 555.2175 | 58.9889 | 48.0335 | 48.0335 | 48.0335 | 10.9554 | 58.9889 | 2837.0868 | 2837.0868 | 1571.5119 | 1571.5119 | 205.9532 | 205.9532 | 680.1828 | 680.1828 | 379.4389 | 379.4389 | 621774292.8434 | 450360557.3016 | 566228596.9805 | 113636552.8745 | 1752 | 40.9537 | 1154984.2205 | 68192.8425 | 85.7332 | 1321.1138 | 27 | 1216 | 1844.7693 | 304 | 76 | 0.87376
2534 | 1030.1083 | 102.6 | 400 | 1600 | 7 | 93.98% | 100 | 155.5302 | 151.3998 | 151.3998 | 1 | 155.5302 | 100 | 239.0816 | 225.4419 | 225.4419 | 225.4419 | 13.6398 | 239.0816 | 43.6122 | 38.8154 | 38.8154 | 38.8154 | 4.7968 | 43.6122 | 590.9784 | 504.4192 | 504.4192 | 546.1924 | 44.786 | 549.2052 | 41.7731 | 41.7731 | 590.9784 | 58.5933 | 47.6982 | 47.6982 | 47.6982 | 10.8951 | 58.5933 | 2919.4844 | 2919.4844 | 1654.0454 | 1654.0454 | 205.9311 | 205.9311 | 680.1097 | 680.1097 | 379.3982 | 379.3982 | 626978963.9498 | 450360557.3016 | 569132357.8695 | 105528120.8791 | 1752 | 43.2832 | 1073078.9378 | 63356.972 | 79.6534 | 1390.6462 | 27 | 1216 | 1844.7693 | 304 | 76 | 0.87824
2535 | 51.5054 | 152 | 400 | 1600 | 7 | 49.54% | 100 | 106.2426 | 106.1193 | 106.1193 | 1 | 106.2426 | 100 | 87.9909 | 82.9893 | 82.9893 | 82.9893 | 5.0016 | 87.9909 | 43.7631 | 38.9663 | 38.9663 | 38.9663 | 4.7968 | 43.7631 | 130.855 | 68.8208 | 68.8208 | 113.4106 | 17.4444 | 86.2652 | 44.5898 | 44.5898 | 130.855 | 295.7043 | 241.8727 | 241.8727 | 241.8727 | 53.8315 | 295.7043 | 1452.9192 | 1452.9192 | 83.0238 | 83.0238 | 306.269 | 306.269 | 682.7535 | 682.7535 | 380.873 | 380.873 | 88192907.7469 | 667200825.632 | 112534472.054 | 884071794.5671 | 1752 | 0.0013655 | 9611468.6141 | 567482.5277 | 713.4484 | 69.5323 | 40 | 1216 | 1844.7693 | 304 | 76 | 0.17435
2536 | 154.5162 | 152 | 400 | 1600 | 6 | 60.9% | 100 | 102.4455 | 102.5041 | 102.5041 | 1 | 102.4455 | 100 | 102.9236 | 97.0712 | 97.0712 | 97.0712 | 5.8524 | 102.9236 | 43.7491 | 38.9524 | 38.9524 | 38.9524 | 4.7968 | 43.7491 | 135.3473 | 74.9491 | 74.9491 | 118.0954 | 17.2519 | 92.201 | 43.1464 | 43.1464 | 135.3473 | 197.5486 | 161.6182 | 161.6182 | 161.6182 | 35.9304 | 197.5486 | 1520.886 | 1520.886 | 248.9821 | 248.9821 | 306.1594 | 306.1594 | 585.0078 | 585.0078 | 380.7367 | 380.7367 | 224990014.2942 | 667200825.632 | 174724400.878 | 685084759.1958 | 1752 | 0.00081447 | 7203956.6347 | 425337.6549 | 534.7415 | 208.5969 | 40 | 1216 | 1844.7693 | 304 | 76 | 0.27027
2537 | 206.0217 | 152 | 400 | 1600 | 6 | 67.22% | 100 | 103.3948 | 103.2074 | 103.2074 | 1 | 103.3948 | 100 | 109.0557 | 102.8524 | 102.8524 | 102.8524 | 6.2034 | 109.0557 | 43.734 | 38.9372 | 38.9372 | 38.9372 | 4.7968 | 43.734 | 149.3174 | 88.3846 | 88.3846 | 131.321 | 17.9963 | 106.3809 | 42.9364 | 42.9364 | 149.3174 | 153.9471 | 126.228 | 126.228 | 126.228 | 27.7191 | 153.9471 | 1603.2545 | 1603.2545 | 331.8467 | 331.8467 | 306.04 | 306.04 | 584.7796 | 584.7796 | 380.5882 | 380.5882 | 282966800.8111 | 667200825.632 | 227522894.4705 | 574309479.0864 | 1752 | 0.076353 | 6011051.3611 | 354905.869 | 446.1935 | 278.1292 | 40 | 1216 | 1844.7693 | 304 | 76 | 0.35188
2538 | 257.5271 | 152 | 400 | 1600 | 6 | 73.22% | 100 | 104.423 | 103.8505 | 103.8505 | 1 | 104.423 | 100 | 114.4511 | 107.9387 | 107.9387 | 107.9387 | 6.5124 | 114.4511 | 43.7204 | 38.9236 | 38.9236 | 38.9236 | 4.7968 | 43.7204 | 168.9247 | 106.723 | 106.723 | 149.7798 | 19.1448 | 125.8679 | 43.0568 | 43.0568 | 168.9247 | 125.4107 | 102.8003 | 102.8003 | 102.8003 | 22.6104 | 125.4107 | 1685.6271 | 1685.6271 | 414.6634 | 414.6634 | 305.9331 | 305.9331 | 584.5754 | 584.5754 | 380.4552 | 380.4552 | 336235694.4889 | 667200825.632 | 279392530.8707 | 469170949.0083 | 1752 | 0.81999 | 4932810.9593 | 291244.1526 | 366.1569 | 347.6615 | 40 | 1216 | 1844.7693 | 304 | 76 | 0.43172
2539 | 309.0325 | 152 | 400 | 1600 | 6 | 78.39% | 100 | 105.7849 | 104.8488 | 104.8488 | 1 | 105.7849 | 100 | 120.8255 | 113.9483 | 113.9483 | 113.9483 | 6.8772 | 120.8255 | 43.7081 | 38.9113 | 38.9113 | 38.9113 | 4.7968 | 43.7081 | 194.6661 | 130.9818 | 130.9818 | 173.9936 | 20.6725 | 151.6543 | 43.0119 | 43.0119 | 194.6661 | 107.0321 | 87.7447 | 87.7447 | 87.7447 | 19.2874 | 107.0321 | 1768.0034 | 1768.0034 | 497.4396 | 497.4396 | 305.8368 | 305.8368 | 584.3914 | 584.3914 | 380.3355 | 380.3355 | 380847512.1394 | 667200825.632 | 325429468.2553 | 378522193.9733 | 1752 | 2.4486 | 3956580.7848 | 233605.3474 | 293.6925 | 417.1938 | 40 | 1216 | 1844.7693 | 304 | 76 | 0.50298
2540 | 360.5379 | 152 | 400 | 1600 | 7 | 82.7% | 100 | 112.8942 | 111.2666 | 111.2666 | 1 | 112.8942 | 100 | 127.5355 | 120.2724 | 120.2724 | 120.2724 | 7.2631 | 127.5355 | 43.6853 | 38.8885 | 38.8885 | 38.8885 | 4.7968 | 43.6853 | 256.5272 | 188.7689 | 188.7689 | 232.1027 | 24.4245 | 213.1934 | 43.3338 | 43.3338 | 256.5272 | 95.4129 | 78.1691 | 78.1691 | 78.1691 | 17.2438 | 95.4129 | 1947.1652 | 1947.1652 | 580.0056 | 580.0056 | 305.6574 | 305.6574 | 681.3899 | 681.3899 | 380.1123 | 380.1123 | 418881467.9559 | 667200825.632 | 362823142.5664 | 303094567.1992 | 1752 | 4.9592 | 3201233.2283 | 189007.9443 | 237.6239 | 486.7262 | 40 | 1216 | 1844.7693 | 304 | 76 | 0.56081
2541 | 412.0433 | 152 | 400 | 1600 | 7 | 85.94% | 100 | 115.1825 | 113.2694 | 113.2694 | 1 | 115.1825 | 100 | 135.5348 | 127.8144 | 127.8144 | 127.8144 | 7.7203 | 135.5348 | 43.6762 | 38.8794 | 38.8794 | 38.8794 | 4.7968 | 43.6762 | 301.0075 | 230.6915 | 230.6915 | 273.8758 | 27.1316 | 257.8231 | 43.1844 | 43.1844 | 301.0075 | 88.1139 | 72.1353 | 72.1353 | 72.1353 | 15.9786 | 88.1139 | 2029.5499 | 2029.5499 | 662.709 | 662.709 | 305.5861 | 305.5861 | 681.231 | 681.231 | 380.0237 | 380.0237 | 448900946.4706 | 667200825.632 | 389605961.5643 | 246292266.3331 | 1752 | 8.3439 | 2583337.2799 | 152525.9904 | 191.7582 | 556.2585 | 40 | 1216 | 1844.7693 | 304 | 76 | 0.60208
2542 | 463.5487 | 152 | 400 | 1600 | 7 | 88.43% | 100 | 117.924 | 115.6185 | 115.6185 | 1 | 117.924 | 100 | 144.4818 | 136.2501 | 136.2501 | 136.2501 | 8.2316 | 144.4818 | 43.6679 | 38.8711 | 38.8711 | 38.8711 | 4.7968 | 43.6679 | 350.4139 | 277.2724 | 277.2724 | 320.2702 | 30.1437 | 307.4161 | 42.9978 | 42.9978 | 350.4139 | 83.3878 | 68.2119 | 68.2119 | 68.2119 | 15.1759 | 83.3878 | 2111.9365 | 2111.9365 | 745.3881 | 745.3881 | 305.5207 | 305.5207 | 681.0853 | 681.0853 | 379.9424 | 379.9424 | 471800103.0109 | 667200825.632 | 410228072.2503 | 202770999.1068 | 1752 | 12.1298 | 2100296.4455 | 124006.183 | 155.9026 | 625.7908 | 40 | 1216 | 1844.7693 | 304 | 76 | 0.63385
2543 | 515.0541 | 152 | 400 | 1600 | 7 | 90.07% | 100 | 121.0465 | 118.8526 | 118.8526 | 1 | 121.0465 | 100 | 154.6007 | 145.7909 | 145.7909 | 145.7909 | 8.8098 | 154.6007 | 43.6602 | 38.8634 | 38.8634 | 38.8634 | 4.7968 | 43.6602 | 400.6624 | 324.8158 | 324.8158 | 367.4753 | 33.1871 | 358.003 | 42.6594 | 42.6594 | 400.6624 | 80.2303 | 65.5822 | 65.5822 | 65.5822 | 14.6481 | 80.2303 | 2194.3249 | 2194.3249 | 828.0458 | 828.0458 | 305.4605 | 305.4605 | 680.9511 | 680.9511 | 379.8675 | 379.8675 | 488371646.0641 | 667200825.632 | 422457612.6155 | 173969915.6884 | 1752 | 16.277 | 1804906.2671 | 106565.6885 | 133.9761 | 695.3231 | 40 | 1216 | 1844.7693 | 304 | 76 | 0.65269
2544 | 566.5595 | 152 | 400 | 1600 | 7 | 91.42% | 100 | 124.4889 | 121.9587 | 121.9587 | 1 | 124.4889 | 100 | 165.1553 | 155.7424 | 155.7424 | 155.7424 | 9.4129 | 165.1553 | 43.6532 | 38.8564 | 38.8564 | 38.8564 | 4.7968 | 43.6532 | 450.9675 | 372.0014 | 372.0014 | 414.7151 | 36.2524 | 408.2538 | 42.7137 | 42.7137 | 450.9675 | 78.1926 | 63.8744 | 63.8744 | 63.8744 | 14.3182 | 78.1926 | 2276.7148 | 2276.7148 | 910.6845 | 910.6845 | 305.4049 | 305.4049 | 680.8271 | 680.8271 | 379.7984 | 379.7984 | 502238620.8815 | 667200825.632 | 432209840.8978 | 150350712.6758 | 1752 | 20.2695 | 1565952.0054 | 92457.2964 | 116.2388 | 764.8554 | 40 | 1216 | 1844.7693 | 304 | 76 | 0.66772
2545 | 618.065 | 152 | 400 | 1600 | 7 | 92.48% | 100 | 128.0326 | 125.4481 | 125.4481 | 1 | 128.0326 | 100 | 175.8462 | 165.8224 | 165.8224 | 165.8224 | 10.0238 | 175.8462 | 43.6466 | 38.8498 | 38.8498 | 38.8498 | 4.7968 | 43.6466 | 506.4437 | 424.253 | 424.253 | 466.8108 | 39.6328 | 463.8858 | 42.5579 | 42.5579 | 506.4437 | 76.5432 | 62.4913 | 62.4913 | 62.4913 | 14.0519 | 76.5432 | 2359.1061 | 2359.1061 | 993.3063 | 993.3063 | 305.3534 | 305.3534 | 680.7122 | 680.7122 | 379.7343 | 379.7343 | 513728933.2718 | 667200825.632 | 439376364.4604 | 131693876.6359 | 1752 | 24.0702 | 1353128.8653 | 79891.7439 | 100.4412 | 834.3877 | 40 | 1216 | 1844.7693 | 304 | 76 | 0.67876
2546 | 669.5704 | 152 | 400 | 1600 | 7 | 93.37% | 100 | 131.7164 | 128.9225 | 128.9225 | 1 | 131.7164 | 100 | 186.7037 | 176.0595 | 176.0595 | 176.0595 | 10.6443 | 186.7037 | 43.6405 | 38.8437 | 38.8437 | 38.8437 | 4.7968 | 43.6405 | 563.0775 | 477.5384 | 477.5384 | 519.9899 | 43.0876 | 520.6261 | 42.4515 | 42.4515 | 563.0775 | 75.3575 | 61.4903 | 61.4903 | 61.4903 | 13.8673 | 75.3575 | 2441.4987 | 2441.4987 | 1075.9131 | 1075.9131 | 305.3055 | 305.3055 | 680.6054 | 680.6054 | 379.6747 | 379.6747 | 523812194.176 | 667200825.632 | 444766704.0506 | 116220276.1414 | 1752 | 27.6336 | 1201375.7347 | 70931.9008 | 89.1768 | 903.92 | 40 | 1216 | 1844.7693 | 304 | 76 | 0.68707
2547 | 721.0758 | 152 | 400 | 1600 | 7 | 94.11% | 100 | 135.497 | 132.5054 | 132.5054 | 1 | 135.497 | 100 | 197.6109 | 186.3432 | 186.3432 | 186.3432 | 11.2676 | 197.6109 | 43.6348 | 38.838 | 38.838 | 38.838 | 4.7968 | 43.6348 | 624.2699 | 534.7499 | 534.7499 | 577.4514 | 46.8186 | 581.5685 | 42.7015 | 42.7015 | 624.2699 | 74.3751 | 60.6534 | 60.6534 | 60.6534 | 13.7217 | 74.3751 | 2523.8923 | 2523.8923 | 1158.5063 | 1158.5063 | 305.2608 | 305.2608 | 680.5059 | 680.5059 | 379.6192 | 379.6192 | 532505274.3389 | 667200825.632 | 449127829.1825 | 103166073.2751 | 1752 | 30.9557 | 1077298.3399 | 63606.0949 | 79.9666 | 973.4523 | 40 | 1216 | 1844.7693 | 304 | 76 | 0.69379
2548 | 772.5812 | 152 | 400 | 1600 | 7 | 94.78% | 100 | 139.3211 | 135.9708 | 135.9708 | 1 | 139.3211 | 100 | 208.5813 | 196.6866 | 196.6866 | 196.6866 | 11.8947 | 208.5813 | 43.6295 | 38.8327 | 38.8327 | 38.8327 | 4.7968 | 43.6295 | 689.7897 | 596.2083 | 596.2083 | 638.9654 | 50.8242 | 647.0325 | 42.7572 | 42.7572 | 689.7897 | 73.5408 | 59.9373 | 59.9373 | 59.9373 | 13.6035 | 73.5408 | 2606.2869 | 2606.2869 | 1241.0873 | 1241.0873 | 305.2192 | 305.2192 | 680.413 | 680.413 | 379.5674 | 379.5674 | 540126099.5725 | 667200825.632 | 453159164.223 | 91513910.5725 | 1752 | 34.0082 | 947797.7086 | 55960.089 | 70.3539 | 1042.9846 | 40 | 1216 | 1844.7693 | 304 | 76 | 0.70001
2549 | 824.0866 | 152 | 400 | 1600 | 7 | 95.26% | 100 | 143.195 | 139.928 | 139.928 | 1 | 143.195 | 100 | 219.7831 | 207.2481 | 207.2481 | 207.2481 | 12.535 | 219.7831 | 43.6246 | 38.8278 | 38.8278 | 38.8278 | 4.7968 | 43.6246 | 756.4626 | 659.1019 | 659.1019 | 701.568 | 54.8947 | 713.9965 | 42.4661 | 42.4661 | 756.4626 | 72.8537 | 59.3476 | 59.3476 | 59.3476 | 13.5061 | 72.8537 | 2688.6824 | 2688.6824 | 1323.6573 | 1323.6573 | 305.1802 | 305.1802 | 680.3261 | 680.3261 | 379.5189 | 379.5189 | 545979279.0173 | 667200825.632 | 455738174.1994 | 83081781.5276 | 1752.0001 | 36.8896 | 857220.6205 | 50612.2159 | 63.6305 | 1112.5169 | 40 | 1216 | 1844.7693 | 304 | 76 | 0.70398
2550 | 875.592 | 152 | 400 | 1600 | 7 | 95.71% | 100 | 147.1417 | 143.5901 | 143.5901 | 1 | 147.1417 | 100 | 231.1438 | 217.9593 | 217.9593 | 217.9593 | 13.1844 | 231.1438 | 43.6199 | 38.8231 | 38.8231 | 38.8231 | 4.7968 | 43.6199 | 822.3855 | 721.2318 | 721.2318 | 763.4516 | 58.9338 | 780.1657 | 42.2198 | 42.2198 | 822.3855 | 72.3431 | 58.91 | 58.91 | 58.91 | 13.4331 | 72.3431 | 2771.0788 | 2771.0788 | 1406.2173 | 1406.2173 | 305.1436 | 305.1436 | 680.2445 | 680.2445 | 379.4734 | 379.4734 | 551363783.4194 | 667200825.632 | 458197102.2934 | 75238288.6552 | 1752 | 39.5468 | 768928.1658 | 45399.2326 | 57.0767 | 1182.0492 | 40 | 1216 | 1844.7693 | 304 | 76 | 0.70777
2551 | 927.0974 | 152 | 400 | 1600 | 7 | 96.09% | 100 | 151.1437 | 147.3067 | 147.3067 | 1 | 151.1437 | 100 | 242.5074 | 228.6733 | 228.6733 | 228.6733 | 13.8341 | 242.5074 | 43.6155 | 38.8187 | 38.8187 | 38.8187 | 4.7968 | 43.6155 | 891.0104 | 785.8534 | 785.8534 | 827.8481 | 63.1622 | 849.0157 | 41.9947 | 41.9947 | 891.0104 | 71.9909 | 58.6156 | 58.6156 | 58.6156 | 13.3753 | 71.9909 | 2853.4759 | 2853.4759 | 1488.7682 | 1488.7682 | 305.1092 | 305.1092 | 680.1679 | 680.1679 | 379.4306 | 379.4306 | 556170133.5109 | 667200825.632 | 460194616.3487 | 68434424.5083 | 1752 | 42.0116 | 697054.6874 | 41155.6622 | 51.7416 | 1251.5815 | 40 | 1216 | 1844.7693 | 304 | 76 | 0.71085
2552 | 978.6028 | 152 | 400 | 1600 | 7 | 96.43% | 100 | 155.1573 | 151.1524 | 151.1524 | 1 | 155.1573 | 100 | 253.8882 | 239.4034 | 239.4034 | 239.4034 | 14.4848 | 253.8882 | 43.6114 | 38.8146 | 38.8146 | 38.8146 | 4.7968 | 43.6114 | 966.4589 | 856.7378 | 856.7378 | 898.6671 | 67.7918 | 924.5296 | 41.9292 | 41.9292 | 966.4589 | 71.6008 | 58.2815 | 58.2815 | 58.2815 | 13.3193 | 71.6008 | 2935.8736 | 2935.8736 | 1571.3107 | 1571.3107 | 305.0768 | 305.0768 | 680.0957 | 680.0957 | 379.3904 | 379.3904 | 560380631.387 | 667200825.632 | 461952051.7795 | 62466491.2016 | 1752 | 44.2967 | 637284.4724 | 37626.6955 | 47.3049 | 1321.1138 | 40 | 1216 | 1844.7693 | 304 | 76 | 0.71356
2553 | 1030.1083 | 152 | 400 | 1600 | 7 | 96.71% | 100 | 159.2163 | 155.1275 | 155.1275 | 1 | 159.2163 | 100 | 265.3591 | 250.2184 | 250.2184 | 250.2184 | 15.1406 | 265.3591 | 43.6075 | 38.8107 | 38.8107 | 38.8107 | 4.7968 | 43.6075 | 1039.3413 | 925.0233 | 925.0233 | 967.0896 | 72.2517 | 997.2751 | 42.0663 | 42.0663 | 1039.3413 | 71.3117 | 58.031 | 58.031 | 58.031 | 13.2807 | 71.3117 | 3018.272 | 3018.272 | 1653.8457 | 1653.8457 | 305.0463 | 305.0463 | 680.0276 | 680.0276 | 379.3524 | 379.3524 | 564150902.1839 | 667200825.632 | 462946009.6783 | 57702262.5058 | 1752 | 46.4354 | 593224.1687 | 35025.277 | 44.0344 | 1390.6462 | 40 | 1216 | 1844.7693 | 304 | 76 | 0.71509
2554 | 20.6022 | 201.4 | 400 | 1600 | 7 | 61.44% | 100 | 105.1199 | 105.0288 | 105.0288 | 1 | 105.1199 | 100 | 85.5669 | 80.7019 | 80.7019 | 80.7019 | 4.865 | 85.5669 | 43.7528 | 38.9561 | 38.9561 | 38.9561 | 4.7968 | 43.7528 | 161.3669 | 90.2653 | 90.2653 | 140.8699 | 20.497 | 110.7624 | 50.6045 | 50.6045 | 161.3669 | 212.8091 | 174.0736 | 174.0736 | 174.0736 | 38.7355 | 212.8091 | 1502.2469 | 1502.2469 | 33.2008 | 33.2008 | 405.6996 | 405.6996 | 682.5737 | 682.5737 | 380.7727 | 380.7727 | 36320761.8372 | 884041093.9624 | 155989305.6838 | 675648841.9205 | 1752 | 6.9235e-09 | 8342656.1334 | 492569.0111 | 619.2658 | 27.8129 | 53 | 1216 | 1844.7693 | 304 | 76 | 0.24157
2555 | 51.5054 | 201.4 | 400 | 1600 | 7 | 64.08% | 100 | 105.4643 | 105.2892 | 105.2892 | 1 | 105.4643 | 100 | 86.6333 | 81.7065 | 81.7065 | 81.7065 | 4.9268 | 86.6333 | 43.7433 | 38.9465 | 38.9465 | 38.9465 | 4.7968 | 43.7433 | 166.5325 | 96.5457 | 96.5457 | 146.0175 | 20.5149 | 117.0606 | 49.4718 | 49.4718 | 166.5325 | 222.8982 | 182.3123 | 182.3123 | 182.3123 | 40.5859 | 222.8982 | 1551.6667 | 1551.6667 | 82.9815 | 82.9815 | 405.6 | 405.6 | 682.4061 | 682.4061 | 380.6792 | 380.6792 | 89503221.5288 | 884041093.9624 | 149092653.7227 | 629363052.9275 | 1752 | 0.0021629 | 7590952.4835 | 448186.7523 | 563.4677 | 69.5323 | 53 | 1216 | 1844.7693 | 304 | 76 | 0.231
2556 | 154.5162 | 201.4 | 400 | 1600 | 6 | 74.01% | 100 | 101.9577 | 101.6477 | 101.6477 | 1 | 101.9577 | 100 | 98.2979 | 92.7061 | 92.7061 | 92.7061 | 5.5918 | 98.2979 | 43.7311 | 38.9343 | 38.9343 | 38.9343 | 4.7968 | 43.7311 | 180.2719 | 112.3399 | 112.3399 | 159.574 | 20.698 | 133.0379 | 47.234 | 47.234 | 180.2719 | 192.7527 | 157.9478 | 157.9478 | 157.9478 | 34.8048 | 192.7527 | 1619.6383 | 1619.6383 | 248.867 | 248.867 | 405.4736 | 405.4736 | 584.7372 | 584.7372 | 380.5606 | 380.5606 | 234948312.9587 | 884041093.9624 | 177689022.451 | 455321573.0378 | 1752 | 0.77095 | 5228797.1335 | 308719.836 | 388.1276 | 208.5969 | 53 | 1216 | 1844.7693 | 304 | 76 | 0.27582
2557 | 206.0217 | 201.4 | 400 | 1600 | 6 | 78.77% | 100 | 103.0844 | 102.5654 | 102.5654 | 1 | 103.0844 | 100 | 106.58 | 100.5151 | 100.5151 | 100.5151 | 6.0649 | 106.58 | 43.7178 | 38.921 | 38.921 | 38.921 | 4.7968 | 43.7178 | 204.6403 | 136.2398 | 136.2398 | 182.6329 | 22.0074 | 158.2472 | 46.3932 | 46.3932 | 204.6403 | 164.5275 | 134.7494 | 134.7494 | 134.7494 | 29.7782 | 164.5275 | 1702.0118 | 1702.0118 | 331.7091 | 331.7091 | 405.3349 | 405.3349 | 584.5373 | 584.5373 | 380.4304 | 380.4304 | 287851585.5302 | 884041093.9624 | 208073319.1747 | 372034002.7558 | 1752 | 2.1244 | 4208548.3233 | 248482.0725 | 312.3957 | 278.1292 | 53 | 1216 | 1844.7693 | 304 | 76 | 0.32284
2558 | 257.5271 | 201.4 | 400 | 1600 | 6 | 82.99% | 100 | 104.7794 | 103.9273 | 103.9273 | 1 | 104.7794 | 100 | 115.894 | 109.2972 | 109.2972 | 109.2972 | 6.5968 | 115.894 | 43.7058 | 38.909 | 38.909 | 38.909 | 4.7968 | 43.7058 | 237.8496 | 167.6467 | 167.6467 | 213.9398 | 23.9098 | 191.5565 | 46.293 | 46.293 | 237.8496 | 142.9501 | 117.0023 | 117.0023 | 117.0023 | 25.9478 | 142.9501 | 1784.3887 | 1784.3887 | 414.5086 | 414.5086 | 405.21 | 405.21 | 584.357 | 584.357 | 380.3131 | 380.3131 | 329653020.5487 | 884041093.9624 | 240229682.3005 | 298076219.1837 | 1752 | 4.2729 | 3341498.3999 | 197289.5126 | 248.0356 | 347.6615 | 53 | 1216 | 1844.7693 | 304 | 76 | 0.37239
2559 | 309.0325 | 201.4 | 400 | 1600 | 7 | 86.6% | 100 | 112.07 | 110.5631 | 110.5631 | 1 | 112.07 | 100 | 125.2719 | 118.1374 | 118.1374 | 118.1374 | 7.1345 | 125.2719 | 43.6834 | 38.8866 | 38.8866 | 38.8866 | 4.7968 | 43.6834 | 320.3329 | 245.2103 | 245.2103 | 291.428 | 28.905 | 274.1153 | 46.2177 | 46.2177 | 320.3329 | 127.3452 | 104.1597 | 104.1597 | 104.1597 | 23.1854 | 127.3452 | 1963.5516 | 1963.5516 | 497.1238 | 497.1238 | 404.9766 | 404.9766 | 681.3572 | 681.3572 | 380.0941 | 380.0941 | 364654900.622 | 884041093.9624 | 268500388.6096 | 234803617.4377 | 1752 | 7.1275 | 2640037.9105 | 155873.722 | 195.967 | 417.1938 | 53 | 1216 | 1844.7693 | 304 | 76 | 0.41594
2560 | 360.5379 | 201.4 | 400 | 1600 | 7 | 89.38% | 100 | 114.5346 | 112.6809 | 112.6809 | 1 | 114.5346 | 100 | 135.7389 | 128.0066 | 128.0066 | 128.0066 | 7.7323 | 135.7389 | 43.6745 | 38.8777 | 38.8777 | 38.8777 | 4.7968 | 43.6745 | 385.527 | 306.6481 | 306.6481 | 352.689 | 32.8381 | 339.4861 | 46.0409 | 46.0409 | 385.527 | 116.8986 | 95.5444 | 95.5444 | 95.5444 | 21.3542 | 116.8986 | 2045.9367 | 2045.9367 | 579.8449 | 579.8449 | 404.8838 | 404.8838 | 681.2011 | 681.2011 | 380.007 | 380.007 | 391098456.2388 | 884041093.9624 | 290821374.4713 | 186039077.1027 | 1752 | 10.5894 | 2084941.7318 | 123099.6065 | 154.7628 | 486.7262 | 53 | 1216 | 1844.7693 | 304 | 76 | 0.45033
2561 | 412.0433 | 201.4 | 400 | 1600 | 7 | 91.49% | 100 | 117.4288 | 115.2671 | 115.2671 | 1 | 117.4288 | 100 | 146.8455 | 138.4788 | 138.4788 | 138.4788 | 8.3666 | 146.8455 | 43.6663 | 38.8695 | 38.8695 | 38.8695 | 4.7968 | 43.6663 | 462.8367 | 379.6277 | 379.6277 | 425.3237 | 37.513 | 417.1407 | 45.696 | 45.696 | 462.8367 | 110.3484 | 90.17 | 90.17 | 90.17 | 20.1785 | 110.3484 | 2128.3237 | 2128.3237 | 662.5404 | 662.5404 | 404.7986 | 404.7986 | 681.0577 | 681.0577 | 379.927 | 379.927 | 412025345.2494 | 884041093.9624 | 306908738.0139 | 149024822.7743 | 1752 | 14.3701 | 1644946.2065 | 97121.2901 | 122.1025 | 556.2585 | 53 | 1216 | 1844.7693 | 304 | 76 | 0.47512
2562 | 463.5487 | 201.4 | 400 | 1600 | 7 | 92.82% | 100 | 120.7197 | 118.647 | 118.647 | 1 | 120.7197 | 100 | 159.0018 | 149.9408 | 149.9408 | 149.9408 | 9.0609 | 159.0018 | 43.6588 | 38.862 | 38.862 | 38.862 | 4.7968 | 43.6588 | 539.2911 | 451.8011 | 451.8011 | 497.1816 | 42.1095 | 493.9106 | 45.3805 | 45.3805 | 539.2911 | 106.5181 | 86.9805 | 86.9805 | 86.9805 | 19.5376 | 106.5181 | 2210.7124 | 2210.7124 | 745.2134 | 745.2134 | 404.7201 | 404.7201 | 680.9256 | 680.9256 | 379.8533 | 379.8533 | 426775814.4259 | 884041093.9624 | 315433035.2543 | 125750056.3574 | 1752 | 18.4792 | 1391038.7093 | 82130.0256 | 103.2552 | 625.7908 | 53 | 1216 | 1844.7693 | 304 | 76 | 0.48826
2563 | 515.0541 | 201.4 | 400 | 1600 | 7 | 93.89% | 100 | 124.2453 | 121.9575 | 121.9575 | 1 | 124.2453 | 100 | 171.5165 | 161.7408 | 161.7408 | 161.7408 | 9.7757 | 171.5165 | 43.6518 | 38.855 | 38.855 | 38.855 | 4.7968 | 43.6518 | 619.5653 | 527.4321 | 527.4321 | 572.595 | 46.9703 | 574.4024 | 45.1629 | 45.1629 | 619.5653 | 103.9756 | 84.8521 | 84.8521 | 84.8521 | 19.1235 | 103.9756 | 2293.1026 | 2293.1026 | 827.8664 | 827.8664 | 404.6475 | 404.6475 | 680.8035 | 680.8035 | 379.7852 | 379.7852 | 439161218.8017 | 884041093.9624 | 321790892.7109 | 107006794.5251 | 1752 | 22.4028 | 1171255.6519 | 69153.544 | 86.941 | 695.3231 | 53 | 1216 | 1844.7693 | 304 | 76 | 0.49805
2564 | 566.5595 | 201.4 | 400 | 1600 | 7 | 94.73% | 100 | 127.9086 | 125.434 | 125.434 | 1 | 127.9086 | 100 | 184.0796 | 173.5862 | 173.5862 | 173.5862 | 10.4934 | 184.0796 | 43.6453 | 38.8486 | 38.8486 | 38.8486 | 4.7968 | 43.6453 | 705.1717 | 608.1335 | 608.1335 | 653.0031 | 52.1686 | 660.3021 | 44.8696 | 44.8696 | 705.1717 | 102.2433 | 83.3906 | 83.3906 | 83.3906 | 18.8527 | 102.2433 | 2375.4942 | 2375.4942 | 910.5016 | 910.5016 | 404.5802 | 404.5802 | 680.6903 | 680.6903 | 379.7221 | 379.7221 | 449728531.1413 | 884041093.9624 | 325965693.8389 | 92264681.0575 | 1752 | 26.1232 | 1006184.7888 | 59407.3924 | 74.6879 | 764.8554 | 53 | 1216 | 1844.7693 | 304 | 76 | 0.50449
2565 | 618.065 | 201.4 | 400 | 1600 | 7 | 95.46% | 100 | 131.6815 | 128.7084 | 128.7084 | 1 | 131.6815 | 100 | 196.7345 | 185.5181 | 185.5181 | 185.5181 | 11.2164 | 196.7345 | 43.6393 | 38.8426 | 38.8426 | 38.8426 | 4.7968 | 43.6393 | 797.68 | 695.1958 | 695.1958 | 739.873 | 57.807 | 753.0028 | 44.6773 | 44.6773 | 797.68 | 100.9614 | 82.3041 | 82.3041 | 82.3041 | 18.6574 | 100.9614 | 2457.8869 | 2457.8869 | 993.1209 | 993.1209 | 404.5176 | 404.5176 | 680.5851 | 680.5851 | 379.6633 | 379.6633 | 458512759.4115 | 884041093.9624 | 329967030.808 | 79479115.8181 | 1752 | 29.5552 | 861236.343 | 50849.3131 | 63.9286 | 834.3877 | 53 | 1216 | 1844.7693 | 304 | 76 | 0.51065
2566 | 669.5704 | 201.4 | 400 | 1600 | 7 | 96.03% | 100 | 135.4946 | 132.5016 | 132.5016 | 1 | 135.4946 | 100 | 209.6344 | 197.6809 | 197.6809 | 197.6809 | 11.9535 | 209.6344 | 43.6337 | 38.837 | 38.837 | 38.837 | 4.7968 | 43.6337 | 903.941 | 795.519 | 795.519 | 839.6991 | 64.2419 | 859.7609 | 44.1801 | 44.1801 | 903.941 | 99.6825 | 81.2253 | 81.2253 | 81.2253 | 18.4572 | 99.6825 | 2540.2808 | 2540.2808 | 1075.7259 | 1075.7259 | 404.4593 | 404.4593 | 680.487 | 680.487 | 379.6086 | 379.6086 | 465385123.5253 | 884041093.9624 | 333095625.0128 | 69478157.4994 | 1752 | 32.7635 | 744829.7667 | 43976.4094 | 55.2879 | 903.92 | 53 | 1216 | 1844.7693 | 304 | 76 | 0.51548
2567 | 721.0758 | 201.4 | 400 | 1600 | 7 | 96.45% | 100 | 139.4194 | 136.5093 | 136.5093 | 1 | 139.4194 | 100 | 222.8125 | 210.1059 | 210.1059 | 210.1059 | 12.7066 | 222.8125 | 43.6285 | 38.8317 | 38.8317 | 38.8317 | 4.7968 | 43.6285 | 1005.5004 | 891.0515 | 891.0515 | 935.086 | 70.4144 | 961.4659 | 44.0345 | 44.0345 | 1005.5004 | 98.8291 | 80.4919 | 80.4919 | 80.4919 | 18.3372 | 98.8291 | 2622.6756 | 2622.6756 | 1158.3179 | 1158.3179 | 404.4048 | 404.4048 | 680.3953 | 680.3953 | 379.5575 | 379.5575 | 471166682.632 | 884041093.9624 | 334588402.0025 | 62203825.9754 | 1752 | 35.7771 | 668348.1861 | 39460.7664 | 49.6107 | 973.4523 | 53 | 1216 | 1844.7693 | 304 | 76 | 0.51778
2568 | 772.5812 | 201.4 | 400 | 1600 | 7 | 96.83% | 100 | 143.3951 | 140.1318 | 140.1318 | 1 | 143.3951 | 100 | 235.9936 | 222.5337 | 222.5337 | 222.5337 | 13.4599 | 235.9936 | 43.6236 | 38.8268 | 38.8268 | 38.8268 | 4.7968 | 43.6236 | 1108.0875 | 987.6065 | 987.6065 | 1031.4146 | 76.673 | 1064.2794 | 43.8081 | 43.8081 | 1108.0875 | 98.246 | 79.9812 | 79.9812 | 79.9812 | 18.2648 | 98.246 | 2705.0713 | 2705.0713 | 1240.8984 | 1240.8984 | 404.3538 | 404.3538 | 680.3095 | 680.3095 | 379.5096 | 379.5096 | 476346051.2914 | 884041093.9624 | 336102365.5616 | 55510489.1846 | 1752 | 38.5391 | 586960.574 | 34655.4604 | 43.5694 | 1042.9846 | 53 | 1216 | 1844.7693 | 304 | 76 | 0.52011
2569 | 824.0866 | 201.4 | 400 | 1600 | 7 | 97.12% | 100 | 147.4142 | 144.0839 | 144.0839 | 1 | 147.4142 | 100 | 249.2562 | 235.0383 | 235.0383 | 235.0383 | 14.2179 | 249.2562 | 43.619 | 38.8222 | 38.8222 | 38.8222 | 4.7968 | 43.619 | 1212.268 | 1085.6232 | 1085.6232 | 1129.2448 | 83.0232 | 1168.6464 | 43.6216 | 43.6216 | 1212.268 | 97.8061 | 79.5921 | 79.5921 | 79.5921 | 18.214 | 97.8061 | 2787.4678 | 2787.4678 | 1323.4682 | 1323.4682 | 404.306 | 404.306 | 680.2289 | 680.2289 | 379.4647 | 379.4647 | 480867690.784 | 884041093.9624 | 336703765.9204 | 50387449.3333 | 1752 | 41.1144 | 535330.3332 | 31607.0959 | 39.737 | 1112.5169 | 53 | 1216 | 1844.7693 | 304 | 76 | 0.52104
2570 | 875.592 | 201.4 | 400 | 1600 | 7 | 97.41% | 100 | 151.4485 | 147.9054 | 147.9054 | 1 | 151.4485 | 100 | 262.5943 | 247.6141 | 247.6141 | 247.6141 | 14.9803 | 262.5943 | 43.6147 | 38.8179 | 38.8179 | 38.8179 | 4.7968 | 43.6147 | 1330.2374 | 1196.6613 | 1196.6613 | 1240.028 | 90.2094 | 1286.8707 | 43.3667 | 43.3667 | 1330.2374 | 97.3209 | 79.1708 | 79.1708 | 79.1708 | 18.1501 | 97.3209 | 2869.865 | 2869.865 | 1406.0284 | 1406.0284 | 404.2609 | 404.2609 | 680.1532 | 680.1532 | 379.4224 | 379.4224 | 484448011.9448 | 884041093.9624 | 338060778.5136 | 45450115.5792 | 1752 | 43.4802 | 476544.821 | 28136.2683 | 35.3734 | 1182.0492 | 53 | 1216 | 1844.7693 | 304 | 76 | 0.52313
2571 | 927.0974 | 201.4 | 400 | 1600 | 7 | 97.63% | 100 | 155.5226 | 151.7525 | 151.7525 | 1 | 155.5226 | 100 | 276.0939 | 260.342 | 260.342 | 260.342 | 15.752 | 276.0939 | 43.6106 | 38.8138 | 38.8138 | 38.8138 | 4.7968 | 43.6106 | 1441.67 | 1301.6247 | 1301.6247 | 1344.6948 | 96.9752 | 1398.5999 | 43.0701 | 43.0701 | 1441.67 | 96.9878 | 78.8783 | 78.8783 | 78.8783 | 18.1095 | 96.9878 | 2952.2629 | 2952.2629 | 1488.5799 | 1488.5799 | 404.2185 | 404.2185 | 680.0818 | 680.0818 | 379.3826 | 379.3826 | 487680745.8403 | 884041093.9624 | 338789719.6759 | 41488440.5213 | 1752 | 45.6864 | 431765.8152 | 25492.416 | 32.0495 | 1251.5815 | 53 | 1216 | 1844.7693 | 304 | 76 | 0.52426
2572 | 978.6028 | 201.4 | 400 | 1600 | 7 | 97.78% | 100 | 159.6268 | 156.0554 | 156.0554 | 1 | 159.6268 | 100 | 289.6678 | 273.1399 | 273.1399 | 273.1399 | 16.5279 | 289.6678 | 43.6068 | 38.81 | 38.81 | 38.81 | 4.7968 | 43.6068 | 1546.048 | 1399.9886 | 1399.9886 | 1442.7004 | 103.3477 | 1503.3363 | 42.7118 | 42.7118 | 1546.048 | 96.7828 | 78.6935 | 78.6935 | 78.6935 | 18.0893 | 96.7828 | 3034.6614 | 3034.6614 | 1571.1232 | 1571.1232 | 404.1785 | 404.1785 | 680.0145 | 680.0145 | 379.3451 | 379.3451 | 490344637.0049 | 884041093.9624 | 338784111.9442 | 38830157.0884 | 1752 | 47.7514 | 398226.2943 | 23512.1679 | 29.5599 | 1321.1138 | 53 | 1216 | 1844.7693 | 304 | 76 | 0.52425
2573 | 1030.1083 | 201.4 | 400 | 1600 | 7 | 97.93% | 100 | 163.7389 | 160.1695 | 160.1695 | 1 | 163.7389 | 100 | 303.2836 | 285.9772 | 285.9772 | 285.9772 | 17.3063 | 303.2836 | 43.6031 | 38.8064 | 38.8064 | 38.8064 | 4.7968 | 43.6031 | 1650.3612 | 1498.5986 | 1498.5986 | 1540.6262 | 109.735 | 1608.3336 | 42.0276 | 42.0276 | 1650.3612 | 96.6098 | 78.5356 | 78.5356 | 78.5356 | 18.0742 | 96.6098 | 3117.0604 | 3117.0604 | 1653.6592 | 1653.6592 | 404.1407 | 404.1407 | 679.9509 | 679.9509 | 379.3096 | 379.3096 | 492893488.8114 | 884041093.9624 | 338799329.568 | 36266087.6582 | 1752 | 49.6648 | 365863.1677 | 21601.3768 | 27.1576 | 1390.6462 | 53 | 1216 | 1844.7693 | 304 | 76 | 0.52427
2574 | 20.6022 | 250.8 | 400 | 1600 | 7 | 73.24% | 100 | 104.5462 | 104.4685 | 104.4685 | 1 | 104.5462 | 100 | 86.796 | 81.8589 | 81.8589 | 81.8589 | 4.9371 | 86.796 | 45.6714 | 40.6622 | 40.6622 | 40.6622 | 5.0092 | 45.6714 | 209.6894 | 129.9402 | 129.9402 | 185.3234 | 24.366 | 154.3062 | 55.3832 | 55.3832 | 209.6894 | 173.2207 | 141.8702 | 141.8702 | 141.8702 | 31.3505 | 173.2207 | 1600.9979 | 1600.9979 | 33.185 | 33.185 | 504.9711 | 504.9711 | 682.2498 | 682.2498 | 380.592 | 380.592 | 35740675.2203 | 1054183002.3568 | 193311264.1008 | 468765058.3221 | 1752 | 0.37431 | 6338461.4866 | 374236.8925 | 470.4968 | 27.8129 | 66 | 1216 | 1844.7693 | 304 | 76 | 0.30031
2575 | 51.5054 | 250.8 | 400 | 1600 | 6 | 75.48% | 100 | 99.7823 | 99.5913 | 99.5913 | 1 | 99.7823 | 100 | 89.115 | 84.047 | 84.047 | 84.047 | 5.068 | 89.115 | 45.6776 | 40.6686 | 40.6686 | 40.6686 | 5.0089 | 45.6776 | 198.4017 | 121.0949 | 121.0949 | 175.0871 | 23.3145 | 144.4094 | 53.9922 | 53.9922 | 198.4017 | 184.0613 | 150.6641 | 150.6641 | 150.6641 | 33.3972 | 184.0613 | 1553.6522 | 1553.6522 | 82.9807 | 82.9807 | 505.082 | 505.082 | 584.9139 | 584.9139 | 380.6756 | 380.6756 | 86986246.8682 | 1054266633.2922 | 181121439.7298 | 429625680.1099 | 1752 | 0.84216 | 5660342.7645 | 334199.2518 | 420.1608 | 69.5323 | 66 | 1216 | 1844.7693 | 304 | 76 | 0.28166
2576 | 154.5162 | 250.8 | 400 | 1600 | 6 | 83% | 100 | 102.3567 | 101.7837 | 101.7837 | 1 | 102.3567 | 100 | 101.8802 | 96.0824 | 96.0824 | 96.0824 | 5.7978 | 101.8802 | 45.6551 | 40.6455 | 40.6455 | 40.6455 | 5.0096 | 45.6551 | 247.9791 | 171.3072 | 171.3072 | 222.4006 | 25.5785 | 196.8857 | 51.0934 | 51.0934 | 247.9791 | 191.6528 | 156.5112 | 156.5112 | 156.5112 | 35.1416 | 191.6528 | 1718.3965 | 1718.3965 | 248.766 | 248.766 | 504.7245 | 504.7245 | 584.4999 | 584.4999 | 380.4061 | 380.4061 | 226466090.5516 | 1054100449.4925 | 173597673.261 | 297835760.5877 | 1752 | 4.1996 | 3699086.3595 | 218402.3027 | 274.579 | 208.5969 | 66 | 1216 | 1844.7693 | 304 | 76 | 0.27007
2577 | 206.0217 | 250.8 | 400 | 1600 | 6 | 86.4% | 100 | 104.176 | 103.3905 | 103.3905 | 1 | 104.176 | 100 | 111.9071 | 105.5369 | 105.5369 | 105.5369 | 6.3702 | 111.9071 | 45.6396 | 40.6304 | 40.6304 | 40.6304 | 5.0093 | 45.6396 | 289.8821 | 211.6681 | 211.6681 | 261.9903 | 27.8918 | 239.5599 | 50.3221 | 50.3221 | 289.8821 | 179.1332 | 146.1335 | 146.1335 | 146.1335 | 32.9997 | 179.1332 | 1800.774 | 1800.774 | 331.5877 | 331.5877 | 504.5719 | 504.5719 | 584.3233 | 584.3233 | 380.2912 | 380.2912 | 273034332.4119 | 1054271246.7504 | 186386784.8885 | 238307605.0259 | 1752 | 6.7279 | 2918376.6704 | 172307.4627 | 216.6278 | 278.1292 | 66 | 1216 | 1844.7693 | 304 | 76 | 0.28977
2578 | 257.5271 | 250.8 | 400 | 1600 | 7 | 89.28% | 100 | 111.6651 | 110.3705 | 110.3705 | 1 | 111.6651 | 100 | 123.5956 | 116.5562 | 116.5562 | 116.5562 | 7.0394 | 123.5956 | 45.6128 | 40.6039 | 40.6039 | 40.6039 | 5.0089 | 45.6128 | 393.8802 | 309.9016 | 309.9016 | 359.743 | 34.1373 | 344.0388 | 49.8414 | 49.8414 | 393.8802 | 164.6539 | 134.1632 | 134.1632 | 134.1632 | 30.4907 | 164.6539 | 1979.9381 | 1979.9381 | 414.2503 | 414.2503 | 504.2866 | 504.2866 | 681.325 | 681.325 | 380.0761 | 380.0761 | 307828164.0399 | 1054280849.2946 | 202141613.6605 | 187749387.9517 | 1752 | 9.8593 | 2275834.2834 | 134370.3282 | 168.9326 | 347.6615 | 66 | 1216 | 1844.7693 | 304 | 76 | 0.31404
2579 | 309.0325 | 250.8 | 400 | 1600 | 7 | 91.58% | 100 | 114.3083 | 112.6763 | 112.6763 | 1 | 114.3083 | 100 | 136.2667 | 128.5041 | 128.5041 | 128.5041 | 7.7627 | 136.2667 | 45.6022 | 40.5935 | 40.5935 | 40.5935 | 5.0087 | 45.6022 | 479.2679 | 390.5238 | 390.5238 | 439.9996 | 39.2683 | 429.792 | 49.4758 | 49.4758 | 479.2679 | 153.2843 | 124.7892 | 124.7892 | 124.7892 | 28.4951 | 153.2843 | 2062.3236 | 2062.3236 | 496.9884 | 496.9884 | 504.1731 | 504.1731 | 681.1716 | 681.1716 | 379.9905 | 379.9905 | 333575103.1887 | 1054325254.8131 | 216658501.1153 | 147441190.4569 | 1752 | 13.3741 | 1767941.2117 | 104383.1893 | 131.2323 | 417.1938 | 66 | 1216 | 1844.7693 | 304 | 76 | 0.33641
2580 | 360.5379 | 250.8 | 400 | 1600 | 7 | 93.28% | 100 | 117.3559 | 115.4705 | 115.4705 | 1 | 117.3559 | 100 | 149.8317 | 141.2946 | 141.2946 | 141.2946 | 8.5371 | 149.8317 | 45.5901 | 40.5818 | 40.5818 | 40.5818 | 5.0083 | 45.5901 | 580.3524 | 485.6273 | 485.6273 | 535.015 | 45.3374 | 530.9647 | 49.3877 | 49.3877 | 580.3524 | 145.5468 | 118.3883 | 118.3883 | 118.3883 | 27.1585 | 145.5468 | 2144.7109 | 2144.7109 | 579.6997 | 579.6997 | 504.0687 | 504.0687 | 681.0306 | 681.0306 | 379.9119 | 379.9119 | 353248090.6075 | 1054396570.0984 | 226632304.1982 | 117723035.0959 | 1752 | 17.197 | 1410420.3595 | 83274.3614 | 104.6939 | 486.7262 | 66 | 1216 | 1844.7693 | 304 | 76 | 0.35178
2581 | 412.0433 | 250.8 | 400 | 1600 | 7 | 94.56% | 100 | 120.6326 | 118.5135 | 118.5135 | 1 | 120.6326 | 100 | 163.7998 | 154.4651 | 154.4651 | 154.4651 | 9.3347 | 163.7998 | 45.5821 | 40.5738 | 40.5738 | 40.5738 | 5.0083 | 45.5821 | 697.0169 | 596.1251 | 596.1251 | 644.5793 | 52.4376 | 648.5627 | 48.4542 | 48.4542 | 697.0169 | 140.3527 | 114.0748 | 114.0748 | 114.0748 | 26.2779 | 140.3527 | 2227.0999 | 2227.0999 | 662.3875 | 662.3875 | 503.9725 | 503.9725 | 680.9006 | 680.9006 | 379.8394 | 379.8394 | 368270785.8605 | 1054412075.9058 | 234053121.0014 | 95264080.764 | 1752.0001 | 21.0053 | 1116672.6623 | 65930.8427 | 82.8893 | 556.2585 | 66 | 1216 | 1844.7693 | 304 | 76 | 0.36321
2582 | 463.5487 | 250.8 | 400 | 1600 | 7 | 95.47% | 100 | 124.2219 | 121.8774 | 121.8774 | 1 | 124.2219 | 100 | 178.3553 | 168.1895 | 168.1895 | 168.1895 | 10.1658 | 178.3553 | 45.575 | 40.5667 | 40.5667 | 40.5667 | 5.0083 | 45.575 | 819.1166 | 710.9667 | 710.9667 | 759.2958 | 59.8208 | 770.7875 | 48.3291 | 48.3291 | 819.1166 | 137.2946 | 111.517 | 111.517 | 111.517 | 25.7776 | 137.2946 | 2309.4904 | 2309.4904 | 745.0544 | 745.0544 | 503.8835 | 503.8835 | 680.7803 | 680.7803 | 379.7723 | 379.7723 | 379862512.4025 | 1054425940.1402 | 238360599.338 | 79350887.7393 | 1751.9999 | 24.7553 | 927644.1318 | 54770.177 | 68.858 | 625.7908 | 66 | 1216 | 1844.7693 | 304 | 76 | 0.36984
2583 | 515.0541 | 250.8 | 400 | 1600 | 7 | 96.15% | 100 | 127.9555 | 125.3986 | 125.3986 | 1 | 127.9555 | 100 | 193.0773 | 182.0706 | 182.0706 | 182.0706 | 11.0067 | 193.0773 | 45.5677 | 40.5595 | 40.5595 | 40.5595 | 5.0082 | 45.5677 | 947.2879 | 831.6303 | 831.6303 | 879.7292 | 67.5587 | 899.189 | 48.0989 | 48.0989 | 947.2879 | 135.4604 | 109.9587 | 109.9587 | 109.9587 | 25.5017 | 135.4604 | 2391.8822 | 2391.8822 | 827.7025 | 827.7025 | 503.8009 | 503.8009 | 680.6688 | 680.6688 | 379.71 | 379.71 | 389579078.3102 | 1054394510.4099 | 240638105.2063 | 67388300.3357 | 1752 | 28.3214 | 783508.6427 | 46260.0964 | 58.159 | 695.3231 | 66 | 1216 | 1844.7693 | 304 | 76 | 0.37335
2584 | 566.5595 | 250.8 | 400 | 1600 | 7 | 96.71% | 100 | 131.7704 | 128.9629 | 128.9629 | 1 | 131.7704 | 100 | 207.9874 | 196.129 | 196.129 | 196.129 | 11.8583 | 207.9874 | 45.5612 | 40.5531 | 40.5531 | 40.5531 | 5.0082 | 45.5612 | 1087.9619 | 964.4125 | 964.4125 | 1011.8733 | 76.0886 | 1040.5011 | 47.4608 | 47.4608 | 1087.9619 | 134.0519 | 108.7595 | 108.7595 | 108.7595 | 25.2924 | 134.0519 | 2474.2752 | 2474.2752 | 910.334 | 910.334 | 503.7241 | 503.7241 | 680.565 | 680.565 | 379.6522 | 379.6522 | 397155935.6064 | 1054430637.8942 | 242727305.694 | 57686120.8054 | 1752 | 31.629 | 660916.2011 | 39021.9655 | 49.0591 | 764.8554 | 66 | 1216 | 1844.7693 | 304 | 76 | 0.37657
2585 | 618.065 | 250.8 | 400 | 1600 | 7 | 97.08% | 100 | 135.685 | 133.0174 | 133.0174 | 1 | 135.685 | 100 | 223.2497 | 210.5195 | 210.5195 | 210.5195 | 12.7302 | 223.2497 | 45.5551 | 40.547 | 40.547 | 40.547 | 5.0081 | 45.5551 | 1224.6845 | 1093.5028 | 1093.5028 | 1140.324 | 84.3605 | 1177.8633 | 46.8212 | 46.8212 | 1224.6845 | 133.1777 | 107.9971 | 107.9971 | 107.9971 | 25.1806 | 133.1777 | 2556.6693 | 2556.6693 | 992.9504 | 992.9504 | 503.6525 | 503.6525 | 680.4682 | 680.4682 | 379.5982 | 379.5982 | 403156310.665 | 1054428192.8077 | 243295574.015 | 51119922.5123 | 1752 | 34.7394 | 581960.4822 | 34360.2439 | 43.1983 | 834.3877 | 66 | 1216 | 1844.7693 | 304 | 76 | 0.37745
2586 | 669.5704 | 250.8 | 400 | 1600 | 7 | 97.4% | 100 | 139.66 | 136.9577 | 136.9577 | 1 | 139.66 | 100 | 238.6716 | 225.0603 | 225.0603 | 225.0603 | 13.6113 | 238.6716 | 45.5494 | 40.5413 | 40.5413 | 40.5413 | 5.0081 | 45.5494 | 1364.4123 | 1225.3384 | 1225.3384 | 1271.611 | 92.8013 | 1318.1397 | 46.2725 | 46.2725 | 1364.4123 | 132.5284 | 107.4202 | 107.4202 | 107.4202 | 25.1082 | 132.5284 | 2639.0643 | 2639.0643 | 1075.5533 | 1075.5533 | 503.5855 | 503.5855 | 680.3778 | 680.3778 | 379.5477 | 379.5477 | 408241168.2716 | 1054425739.9803 | 243759715.2961 | 45573278.7573 | 1751.9999 | 37.6084 | 509918.955 | 30106.7515 | 37.8507 | 903.92 | 66 | 1216 | 1844.7693 | 304 | 76 | 0.37816
2587 | 721.0758 | 250.8 | 400 | 1600 | 7 | 97.69% | 100 | 143.6689 | 140.5416 | 140.5416 | 1 | 143.6689 | 100 | 254.1958 | 239.6974 | 239.6974 | 239.6974 | 14.4984 | 254.1958 | 45.5441 | 40.536 | 40.536 | 40.536 | 5.0081 | 45.5441 | 1511.4622 | 1364.234 | 1364.234 | 1409.7372 | 101.725 | 1465.9591 | 45.5031 | 45.5031 | 1511.4622 | 131.9713 | 106.9226 | 106.9226 | 106.9226 | 25.0487 | 131.9713 | 2721.4601 | 2721.4601 | 1158.1439 | 1158.1439 | 503.5228 | 503.5228 | 680.293 | 680.293 | 379.5004 | 379.5004 | 412593675.8983 | 1054427515.79 | 244589027.1504 | 40389786.7409 | 1752 | 40.2441 | 442244.1369 | 26111.0795 | 32.8273 | 973.4523 | 66 | 1216 | 1844.7693 | 304 | 76 | 0.37944
2588 | 772.5812 | 250.8 | 400 | 1600 | 7 | 97.9% | 100 | 147.7174 | 144.8285 | 144.8285 | 1 | 147.7174 | 100 | 269.7686 | 254.3803 | 254.3803 | 254.3803 | 15.3883 | 269.7686 | 45.5393 | 40.5312 | 40.5312 | 40.5312 | 5.0081 | 45.5393 | 1663.1042 | 1507.3254 | 1507.3254 | 1552.1565 | 110.9477 | 1618.2731 | 44.8311 | 44.8311 | 1663.1042 | 131.5706 | 106.5583 | 106.5583 | 106.5583 | 25.0124 | 131.5706 | 2803.8568 | 2803.8568 | 1240.7233 | 1240.7233 | 503.4639 | 503.4639 | 680.2135 | 680.2135 | 379.4561 | 379.4561 | 416242273.926 | 1054427515.79 | 244492722.0452 | 36837488.2388 | 1752 | 42.7115 | 399900.219 | 23611.0002 | 29.6841 | 1042.9846 | 66 | 1216 | 1844.7693 | 304 | 76 | 0.37929
2589 | 824.0866 | 250.8 | 400 | 1600 | 7 | 98.1% | 100 | 151.8147 | 148.3806 | 148.3806 | 1 | 151.8147 | 100 | 285.4041 | 269.1222 | 269.1222 | 269.1222 | 16.2818 | 285.4041 | 45.5344 | 40.5264 | 40.5264 | 40.5264 | 5.008 | 45.5344 | 1805.582 | 1641.3626 | 1641.3626 | 1685.9422 | 119.6398 | 1761.0024 | 44.5796 | 44.5796 | 1805.582 | 131.435 | 106.4149 | 106.4149 | 106.4149 | 25.02 | 131.435 | 2886.2541 | 2886.2541 | 1323.2926 | 1323.2926 | 503.4085 | 503.4085 | 680.1387 | 680.1387 | 379.4143 | 379.4143 | 419526536.2086 | 1054434389.8551 | 244785672.8375 | 33253401.0987 | 1752 | 44.9805 | 358829.9533 | 21186.1202 | 26.6355 | 1112.5169 | 66 | 1216 | 1844.7693 | 304 | 76 | 0.37974
2590 | 875.592 | 250.8 | 400 | 1600 | 7 | 98.22% | 100 | 155.9289 | 152.7749 | 152.7749 | 1 | 155.9289 | 100 | 301.1004 | 283.9214 | 283.9214 | 283.9214 | 17.179 | 301.1004 | 45.53 | 40.522 | 40.522 | 40.522 | 5.008 | 45.53 | 1942.7364 | 1770.5893 | 1770.5893 | 1814.7654 | 127.971 | 1898.5602 | 44.1761 | 44.1761 | 1942.7364 | 131.3852 | 106.3419 | 106.3419 | 106.3419 | 25.0434 | 131.3852 | 2968.6521 | 2968.6521 | 1405.8527 | 1405.8527 | 503.3564 | 503.3564 | 680.0681 | 680.0681 | 379.375 | 379.375 | 422209593.7927 | 1054448336.446 | 244233049.8709 | 31108954.3751 | 1751.9999 | 47.1013 | 332809.7743 | 19649.8308 | 24.7041 | 1182.0492 | 66 | 1216 | 1844.7693 | 304 | 76 | 0.37889
2591 | 927.0974 | 250.8 | 400 | 1600 | 7 | 98.36% | 100 | 160.0586 | 156.5586 | 156.5586 | 1 | 160.0586 | 100 | 316.9162 | 298.8332 | 298.8332 | 298.8332 | 18.083 | 316.9162 | 45.5259 | 40.5179 | 40.5179 | 40.5179 | 5.008 | 45.5259 | 2075.1126 | 1895.4098 | 1895.4098 | 1939.104 | 136.0086 | 2031.4184 | 43.6942 | 43.6942 | 2075.1126 | 131.3392 | 106.2737 | 106.2737 | 106.2737 | 25.0655 | 131.3392 | 3051.0508 | 3051.0508 | 1488.4042 | 1488.4042 | 503.3071 | 503.3071 | 680.0016 | 680.0016 | 379.3379 | 379.3379 | 424489895.1448 | 1054448336.446 | 244306096.7551 | 28755671.6541 | 1752 | 49.0631 | 303026.6349 | 17891.3679 | 22.4933 | 1251.5815 | 66 | 1216 | 1844.7693 | 304 | 76 | 0.379
2592 | 978.6028 | 250.8 | 400 | 1600 | 7 | 98.46% | 100 | 164.2002 | 160.5647 | 160.5647 | 1 | 164.2002 | 100 | 332.8277 | 313.8351 | 313.8351 | 313.8351 | 18.9925 | 332.8277 | 45.522 | 40.5141 | 40.5141 | 40.5141 | 5.008 | 45.522 | 2201.8294 | 2015.0528 | 2015.0528 | 2058.1161 | 143.7132 | 2158.766 | 43.0634 | 43.0634 | 2201.8294 | 131.302 | 106.2147 | 106.2147 | 106.2147 | 25.0873 | 131.302 | 3133.4499 | 3133.4499 | 1570.9479 | 1570.9479 | 503.2605 | 503.2605 | 679.9387 | 679.9387 | 379.3028 | 379.3028 | 426475434.2304 | 1054448336.446 | 244139607.6569 | 26936621.6668 | 1752 | 50.8913 | 277885.1769 | 16406.9602 | 20.6271 | 1321.1138 | 66 | 1216 | 1844.7693 | 304 | 76 | 0.37875
2593 | 1030.1083 | 250.8 | 400 | 1600 | 7 | 98.53% | 100 | 168.3584 | 164.9751 | 164.9751 | 1 | 168.3584 | 100 | 348.7798 | 328.8753 | 328.8753 | 328.8753 | 19.9045 | 348.7798 | 45.5184 | 40.5105 | 40.5105 | 40.5105 | 5.008 | 45.5184 | 2316.6098 | 2123.4624 | 2123.4624 | 2165.928 | 150.6818 | 2274.1441 | 42.4656 | 42.4656 | 2316.6098 | 131.352 | 106.2305 | 106.2305 | 106.2305 | 25.1215 | 131.352 | 3215.8496 | 3215.8496 | 1653.4845 | 1653.4845 | 503.2164 | 503.2164 | 679.8791 | 679.8791 | 379.2695 | 379.2695 | 428261556.7696 | 1054448336.446 | 243527151.2829 | 25762955.5016 | 1752 | 52.6068 | 266225.6899 | 15718.5581 | 19.7616 | 1390.6462 | 66 | 1216 | 1844.7693 | 304 | 76 | 0.3778
2594 | 20.6022 | 300.2 | 400 | 1600 | 7 | 79.6% | 100 | 105.1888 | 105.1005 | 105.1005 | 1 | 105.1888 | 100 | 90.4746 | 85.3263 | 85.3263 | 85.3263 | 5.1484 | 90.4746 | 50.6069 | 45.0543 | 45.0543 | 45.0543 | 5.5526 | 50.6069 | 252.6509 | 170.2263 | 170.2263 | 225.6979 | 26.953 | 197.1793 | 55.4715 | 55.4715 | 252.6509 | 149.2605 | 121.9233 | 121.9233 | 121.9233 | 27.3372 | 149.2605 | 1699.7551 | 1699.7551 | 33.1712 | 33.1712 | 604.1839 | 604.1839 | 681.9662 | 681.9662 | 380.4338 | 380.4338 | 34297571.7325 | 1138357486.7468 | 221951882.2245 | 357393059.2963 | 1752 | 3.7068 | 4840943.6426 | 285820.1015 | 359.3377 | 27.8129 | 79 | 1216 | 1844.7693 | 304 | 76 | 0.34457
2595 | 51.5054 | 300.2 | 400 | 1600 | 7 | 81.54% | 100 | 106.0278 | 105.7816 | 105.7816 | 1 | 106.0278 | 100 | 92.7048 | 87.4286 | 87.4286 | 87.4286 | 5.2762 | 92.7048 | 50.5976 | 45.0451 | 45.0451 | 45.0451 | 5.5525 | 50.5976 | 269.0618 | 187.2415 | 187.2415 | 241.4018 | 27.6599 | 214.9014 | 54.1604 | 54.1604 | 269.0618 | 159.4916 | 130.1908 | 130.1908 | 130.1908 | 29.3008 | 159.4916 | 1749.1808 | 1749.1808 | 82.9123 | 82.9123 | 604.0695 | 604.0695 | 681.8371 | 681.8371 | 380.3618 | 380.3618 | 83578966.7002 | 1138362687.1139 | 206587150.9972 | 323471195.1887 | 1752 | 4.8775 | 4277605.5984 | 252559.3679 | 317.5218 | 69.5323 | 79 | 1216 | 1844.7693 | 304 | 76 | 0.32089
2596 | 154.5162 | 300.2 | 400 | 1600 | 7 | 87.65% | 100 | 109.6954 | 108.8416 | 108.8416 | 1 | 109.6954 | 100 | 105.971 | 99.9365 | 99.9365 | 99.9365 | 6.0344 | 105.971 | 50.5739 | 45.0212 | 45.0212 | 45.0212 | 5.5527 | 50.5739 | 357.9805 | 274.2632 | 274.2632 | 325.6122 | 32.3683 | 306.6314 | 51.3491 | 51.3491 | 357.9805 | 181.417 | 147.6949 | 147.6949 | 147.6949 | 33.7221 | 181.417 | 1913.9409 | 1913.9409 | 248.5987 | 248.5987 | 603.7337 | 603.7337 | 681.4581 | 681.4581 | 380.1504 | 380.1504 | 217423215.7257 | 1138314198.9288 | 179953687.3174 | 216308964.8555 | 1752.0001 | 9.9676 | 2707228.8021 | 159840.822 | 200.9545 | 208.5969 | 79 | 1216 | 1844.7693 | 304 | 76 | 0.27986
2597 | 206.0217 | 300.2 | 400 | 1600 | 7 | 90.26% | 100 | 112.0598 | 110.8556 | 110.8556 | 1 | 112.0598 | 100 | 116.55 | 109.9116 | 109.9116 | 109.9116 | 6.6384 | 116.55 | 50.5644 | 45.0115 | 45.0115 | 45.0115 | 5.5528 | 50.5644 | 430.7142 | 343.2535 | 343.2535 | 394.1195 | 36.5947 | 379.8482 | 50.866 | 50.866 | 430.7142 | 180.3316 | 146.5991 | 146.5991 | 146.5991 | 33.7324 | 180.3316 | 1996.3246 | 1996.3246 | 331.3848 | 331.3848 | 603.5878 | 603.5878 | 681.2934 | 681.2934 | 380.0585 | 380.0585 | 262112848.6591 | 1138269089.6846 | 181054463.6554 | 170563599.7057 | 1752 | 13.0642 | 2098277.8867 | 123887.0028 | 155.7528 | 278.1292 | 79 | 1216 | 1844.7693 | 304 | 76 | 0.28156
2598 | 257.5271 | 300.2 | 400 | 1600 | 7 | 92.46% | 100 | 114.7124 | 113.1911 | 113.1911 | 1 | 114.7124 | 100 | 129.8576 | 122.4597 | 122.4597 | 122.4597 | 7.3979 | 129.8576 | 50.5481 | 44.996 | 44.996 | 44.996 | 5.5521 | 50.5481 | 531.3693 | 438.4272 | 438.4272 | 488.75 | 42.6193 | 481.0465 | 50.3228 | 50.3228 | 531.3693 | 172.4536 | 140.0281 | 140.0281 | 140.0281 | 32.4255 | 172.4536 | 2078.7105 | 2078.7105 | 414.1393 | 414.1393 | 603.4542 | 603.4542 | 681.1426 | 681.1426 | 379.9744 | 379.9744 | 292359320.044 | 1138394517.6556 | 189176256.2973 | 132069907.4878 | 1752 | 16.4131 | 1616626.4114 | 95449.2263 | 120.0003 | 347.6615 | 79 | 1216 | 1844.7693 | 304 | 76 | 0.29407
2599 | 309.0325 | 300.2 | 400 | 1600 | 7 | 94.07% | 100 | 117.7826 | 115.8529 | 115.8529 | 1 | 117.7826 | 100 | 144.8612 | 136.607 | 136.607 | 136.607 | 8.2542 | 144.8612 | 50.539 | 44.9868 | 44.9868 | 44.9868 | 5.5521 | 50.539 | 648.8212 | 549.4979 | 549.4979 | 599.1725 | 49.6487 | 599.1465 | 49.6747 | 49.6747 | 648.8212 | 166.02 | 134.6675 | 134.6675 | 134.6675 | 31.3525 | 166.02 | 2161.0982 | 2161.0982 | 496.866 | 496.866 | 603.3313 | 603.3313 | 681.0039 | 681.0039 | 379.897 | 379.897 | 313446024.3683 | 1138386393.3883 | 196188060.5607 | 103979521.6827 | 1752 | 19.9884 | 1247199.7161 | 73637.4508 | 92.5782 | 417.1938 | 79 | 1216 | 1844.7693 | 304 | 76 | 0.30487
2600 | 360.5379 | 300.2 | 400 | 1600 | 7 | 95.29% | 100 | 121.1008 | 118.975 | 118.975 | 1 | 121.1008 | 100 | 160.3859 | 151.2455 | 151.2455 | 151.2455 | 9.1404 | 160.3859 | 50.529 | 44.977 | 44.977 | 44.977 | 5.552 | 50.529 | 796.1641 | 688.6323 | 688.6323 | 737.6329 | 58.5312 | 747.1635 | 49.0006 | 49.0006 | 796.1641 | 160.6179 | 130.1805 | 130.1805 | 130.1805 | 30.4374 | 160.6179 | 2243.4876 | 2243.4876 | 579.5681 | 579.5681 | 603.2179 | 603.2179 | 680.8759 | 680.8759 | 379.8256 | 379.8256 | 329414787.5259 | 1138504660.6113 | 201545497.4568 | 82535054.4059 | 1752 | 23.5751 | 969407.3081 | 57235.968 | 71.958 | 486.7262 | 79 | 1216 | 1844.7693 | 304 | 76 | 0.31313
2601 | 412.0433 | 300.2 | 400 | 1600 | 7 | 96.16% | 100 | 124.6775 | 122.2617 | 122.2617 | 1 | 124.6775 | 100 | 176.3917 | 166.3375 | 166.3375 | 166.3375 | 10.0542 | 176.3917 | 50.52 | 44.9682 | 44.9682 | 44.9682 | 5.5518 | 50.52 | 953.0714 | 836.8306 | 836.8306 | 885.0768 | 67.9946 | 904.8252 | 48.2462 | 48.2462 | 953.0714 | 157.7507 | 127.7575 | 127.7575 | 127.7575 | 29.9932 | 157.7507 | 2325.8783 | 2325.8783 | 662.2483 | 662.2483 | 603.113 | 603.113 | 680.7575 | 680.7575 | 379.7595 | 379.7595 | 341618607.1976 | 1138533356.6288 | 204528219.7161 | 67319816.4575 | 1752 | 27.1116 | 786433.2533 | 46432.772 | 58.376 | 556.2585 | 79 | 1216 | 1844.7693 | 304 | 76 | 0.31772
2602 | 463.5487 | 300.2 | 400 | 1600 | 7 | 96.72% | 100 | 128.4569 | 126.2352 | 126.2352 | 1 | 128.4569 | 100 | 192.9723 | 181.9713 | 181.9713 | 181.9713 | 11.001 | 192.9723 | 50.5119 | 44.9602 | 44.9602 | 44.9602 | 5.5518 | 50.5119 | 1111.5168 | 986.0901 | 986.0901 | 1033.9487 | 77.5681 | 1063.6583 | 47.8585 | 47.8585 | 1111.5168 | 156.1804 | 126.4038 | 126.4038 | 126.4038 | 29.7766 | 156.1804 | 2408.2704 | 2408.2704 | 744.909 | 744.909 | 603.0156 | 603.0156 | 680.6475 | 680.6475 | 379.6982 | 379.6982 | 350574407.368 | 1138513937.0093 | 205400188.7738 | 57511466.849 | 1752 | 30.5396 | 669533.012 | 39530.7212 | 49.6987 | 625.7908 | 79 | 1216 | 1844.7693 | 304 | 76 | 0.31907
2603 | 515.0541 | 300.2 | 400 | 1600 | 7 | 97.24% | 100 | 132.3221 | 129.4024 | 129.4024 | 1 | 132.3221 | 100 | 209.6884 | 197.7328 | 197.7328 | 197.7328 | 11.9556 | 209.6884 | 50.506 | 44.9542 | 44.9542 | 44.9542 | 5.5519 | 50.506 | 1284.2345 | 1148.7644 | 1148.7644 | 1196.1329 | 88.1016 | 1236.8659 | 47.3685 | 47.3685 | 1284.2345 | 155.0105 | 125.3767 | 125.3767 | 125.3767 | 29.6337 | 155.0105 | 2490.6636 | 2490.6636 | 827.5523 | 827.5523 | 602.925 | 602.925 | 680.5452 | 680.5452 | 379.6411 | 379.6411 | 358266975.6451 | 1138519184.4383 | 206927869.3493 | 48285970.5673 | 1752 | 33.6738 | 549225.4701 | 32427.4958 | 40.7684 | 695.3231 | 79 | 1216 | 1844.7693 | 304 | 76 | 0.32142
2604 | 566.5595 | 300.2 | 400 | 1600 | 7 | 97.58% | 100 | 136.2556 | 133.3867 | 133.3867 | 1 | 136.2556 | 100 | 226.6074 | 213.6854 | 213.6854 | 213.6854 | 12.922 | 226.6074 | 50.4993 | 44.9475 | 44.9475 | 44.9475 | 5.5518 | 50.4993 | 1458.6528 | 1313.6493 | 1313.6493 | 1359.9688 | 98.6841 | 1412.3333 | 46.3195 | 46.3195 | 1458.6528 | 154.4035 | 124.8192 | 124.8192 | 124.8192 | 29.5843 | 154.4035 | 2573.0578 | 2573.0578 | 910.1798 | 910.1798 | 602.8404 | 602.8404 | 680.4498 | 680.4498 | 379.5879 | 379.5879 | 364125421.0804 | 1138516053.7429 | 207047695.0037 | 42310830.173 | 1752 | 36.6211 | 477271.809 | 28179.1913 | 35.4273 | 764.8554 | 79 | 1216 | 1844.7693 | 304 | 76 | 0.32161
2605 | 618.065 | 300.2 | 400 | 1600 | 7 | 97.87% | 100 | 140.2742 | 137.0363 | 137.0363 | 1 | 140.2742 | 100 | 243.7469 | 229.8458 | 229.8458 | 229.8458 | 13.9011 | 243.7469 | 50.4926 | 44.9409 | 44.9409 | 44.9409 | 5.5517 | 50.4926 | 1628.1218 | 1473.1923 | 1473.1923 | 1519.1647 | 108.9571 | 1582.1494 | 45.9724 | 45.9724 | 1628.1218 | 154.1562 | 124.5594 | 124.5594 | 124.5594 | 29.5968 | 154.1562 | 2655.453 | 2655.453 | 992.7932 | 992.7932 | 602.7613 | 602.7613 | 680.3605 | 680.3605 | 379.5381 | 379.5381 | 368922072.9378 | 1138525104.5139 | 207253769.639 | 37299052.9093 | 1752 | 39.3452 | 414356.0812 | 24464.5065 | 30.7572 | 834.3877 | 79 | 1216 | 1844.7693 | 304 | 76 | 0.32192
2606 | 669.5704 | 300.2 | 400 | 1600 | 7 | 98.09% | 100 | 144.3375 | 140.973 | 140.973 | 1 | 144.3375 | 100 | 261.0732 | 246.1822 | 246.1822 | 246.1822 | 14.8909 | 261.0732 | 50.4868 | 44.9351 | 44.9351 | 44.9351 | 5.5517 | 50.4868 | 1798.5607 | 1633.4615 | 1633.4615 | 1679.2568 | 119.3039 | 1752.7654 | 45.7953 | 45.7953 | 1798.5607 | 153.9684 | 124.3571 | 124.3571 | 124.3571 | 29.6114 | 153.9684 | 2737.849 | 2737.849 | 1075.3937 | 1075.3937 | 602.6872 | 602.6872 | 680.2768 | 680.2768 | 379.4914 | 379.4914 | 372909737.0577 | 1138542415.6646 | 207038140.1253 | 33509707.1524 | 1752 | 41.879 | 373899.2092 | 22075.8426 | 27.7541 | 903.92 | 79 | 1216 | 1844.7693 | 304 | 76 | 0.32159
2607 | 721.0758 | 300.2 | 400 | 1600 | 7 | 98.3% | 100 | 148.4118 | 144.5237 | 144.5237 | 1 | 148.4118 | 100 | 278.3295 | 262.4526 | 262.4526 | 262.4526 | 15.8769 | 278.3295 | 50.4815 | 44.9298 | 44.9298 | 44.9298 | 5.5517 | 50.4815 | 1982.2671 | 1806.7267 | 1806.7267 | 1851.7608 | 130.5063 | 1937.233 | 45.0341 | 45.0341 | 1982.2671 | 153.8614 | 124.2279 | 124.2279 | 124.2279 | 29.6335 | 153.8614 | 2820.2458 | 2820.2458 | 1157.9825 | 1157.9825 | 602.6175 | 602.6175 | 680.1982 | 680.1982 | 379.4476 | 379.4476 | 376645478.6494 | 1138545009.6357 | 207022548.3349 | 29786963.38 | 1752 | 44.2072 | 320345.6324 | 18913.9201 | 23.7789 | 973.4523 | 79 | 1216 | 1844.7693 | 304 | 76 | 0.32157
2608 | 772.5812 | 300.2 | 400 | 1600 | 7 | 98.44% | 100 | 152.5053 | 148.7694 | 148.7694 | 1 | 152.5053 | 100 | 295.5858 | 278.7228 | 278.7228 | 278.7228 | 16.863 | 295.5858 | 50.4766 | 44.9249 | 44.9249 | 44.9249 | 5.5517 | 50.4766 | 2170.639 | 1984.5739 | 1984.5739 | 2028.6896 | 141.9494 | 2126.5232 | 44.1157 | 44.1157 | 2170.639 | 153.8524 | 124.1803 | 124.1803 | 124.1803 | 29.6722 | 153.8524 | 2902.6433 | 2902.6433 | 1240.5606 | 1240.5606 | 602.552 | 602.552 | 680.1243 | 680.1243 | 379.4063 | 379.4063 | 379707123.2265 | 1138545009.6357 | 206488906.3988 | 27258960.739 | 1752 | 46.3799 | 290684.4884 | 17162.66 | 21.5772 | 1042.9846 | 79 | 1216 | 1844.7693 | 304 | 76 | 0.32074
2609 | 824.0866 | 300.2 | 400 | 1600 | 7 | 98.54% | 100 | 156.6356 | 153.3024 | 153.3024 | 1 | 156.6356 | 100 | 313.0124 | 295.1535 | 295.1535 | 295.1535 | 17.8589 | 313.0124 | 50.472 | 44.9203 | 44.9203 | 44.9203 | 5.5517 | 50.472 | 2341.15 | 2145.0869 | 2145.0869 | 2188.848 | 152.302 | 2297.3889 | 43.7611 | 43.7611 | 2341.15 | 153.9605 | 124.2276 | 124.2276 | 124.2276 | 29.733 | 153.9605 | 2985.0414 | 2985.0414 | 1323.1291 | 1323.1291 | 602.4903 | 602.4903 | 680.0546 | 680.0546 | 379.3674 | 379.3674 | 382120730.1943 | 1138545009.6357 | 205777943.2654 | 25556268.0811 | 1752 | 48.409 | 272709.4002 | 16101.3708 | 20.2429 | 1112.5169 | 79 | 1216 | 1844.7693 | 304 | 76 | 0.31965
2610 | 875.592 | 300.2 | 400 | 1600 | 7 | 98.63% | 100 | 160.7852 | 157.3526 | 157.3526 | 1 | 160.7852 | 100 | 330.5796 | 311.7166 | 311.7166 | 311.7166 | 18.8629 | 330.5796 | 50.4677 | 44.916 | 44.916 | 44.916 | 5.5517 | 50.4677 | 2485.7845 | 2281.4751 | 2281.4751 | 2324.6618 | 161.1227 | 2442.5977 | 43.1867 | 43.1867 | 2485.7845 | 154.1957 | 124.3804 | 124.3804 | 124.3804 | 29.8153 | 154.1957 | 3067.4402 | 3067.4402 | 1405.6886 | 1405.6886 | 602.432 | 602.432 | 679.9888 | 679.9888 | 379.3307 | 379.3307 | 384251524.6719 | 1138542009.2475 | 205251204.343 | 23955261.7375 | 1752 | 50.2878 | 248512.328 | 14672.7217 | 18.4468 | 1182.0492 | 79 | 1216 | 1844.7693 | 304 | 76 | 0.31884
2611 | 927.0974 | 300.2 | 400 | 1600 | 7 | 98.7% | 100 | 164.9514 | 161.4749 | 161.4749 | 1 | 164.9514 | 100 | 348.27 | 328.3959 | 328.3959 | 328.3959 | 19.8741 | 348.27 | 50.4636 | 44.9119 | 44.9119 | 44.9119 | 5.5517 | 50.4636 | 2609.8768 | 2398.6109 | 2398.6109 | 2441.1924 | 168.6844 | 2567.2953 | 42.5816 | 42.5816 | 2609.8768 | 154.4823 | 124.5802 | 124.5802 | 124.5802 | 29.9021 | 154.4823 | 3149.8394 | 3149.8394 | 1488.24 | 1488.24 | 602.3769 | 602.3769 | 679.9266 | 679.9266 | 379.296 | 379.296 | 386015096.4043 | 1138545009.6357 | 204683474.2087 | 22756419.7512 | 1752 | 52.0427 | 233163.7587 | 13766.508 | 17.3075 | 1251.5815 | 79 | 1216 | 1844.7693 | 304 | 76 | 0.31796
2612 | 978.6028 | 300.2 | 400 | 1600 | 7 | 98.76% | 100 | 169.1257 | 165.6851 | 165.6851 | 1 | 169.1257 | 100 | 366.0123 | 345.124 | 345.124 | 345.124 | 20.8883 | 366.0123 | 50.4597 | 44.908 | 44.908 | 44.908 | 5.5517 | 50.4597 | 2737.7685 | 2519.2629 | 2519.2629 | 2561.2999 | 176.4686 | 2695.7316 | 42.037 | 42.037 | 2737.7685 | 154.6882 | 124.7211 | 124.7211 | 124.7211 | 29.9671 | 154.6882 | 3232.2392 | 3232.2392 | 1570.7838 | 1570.7838 | 602.3246 | 602.3246 | 679.8676 | 679.8676 | 379.2631 | 379.2631 | 387563164.6018 | 1138545009.6357 | 204199131.0627 | 21692694.6998 | 1752 | 53.6804 | 221716.0541 | 13090.61 | 16.4577 | 1321.1138 | 79 | 1216 | 1844.7693 | 304 | 76 | 0.31722
2613 | 1030.1083 | 300.2 | 400 | 1600 | 7 | 98.81% | 100 | 173.3173 | 169.9732 | 169.9732 | 1 | 173.3173 | 100 | 383.7693 | 361.8659 | 361.8659 | 361.8659 | 21.9033 | 383.7693 | 50.4559 | 44.9043 | 44.9043 | 44.9043 | 5.5517 | 50.4559 | 2850.3414 | 2625.0726 | 2625.0726 | 2667.0161 | 183.3253 | 2808.3979 | 41.9435 | 41.9435 | 2850.3414 | 154.9726 | 124.9294 | 124.9294 | 124.9294 | 30.0431 | 154.9726 | 3314.6394 | 3314.6394 | 1653.3206 | 1653.3206 | 602.2751 | 602.2751 | 679.8117 | 679.8117 | 379.2319 | 379.2319 | 389041728.0369 | 1138545009.6357 | 203537996.434 | 20875265.8934 | 1752 | 55.2149 | 215445.3245 | 12720.3721 | 15.9923 | 1390.6462 | 79 | 1216 | 1844.7693 | 304 | 76 | 0.3162
2614 | 20.6022 | 353.4 | 400 | 1600 | 7 | 84.2% | 100 | 107.3972 | 107.2726 | 107.2726 | 1 | 107.3972 | 100 | 94.5685 | 89.1851 | 89.1851 | 89.1851 | 5.3833 | 94.5685 | 56.5766 | 50.3668 | 50.3668 | 50.3668 | 6.2098 | 56.5766 | 304.2906 | 219.4248 | 219.4248 | 274.3623 | 29.9283 | 249.3531 | 54.9375 | 54.9375 | 304.2906 | 134.4687 | 109.585 | 109.585 | 109.585 | 24.8838 | 134.4687 | 1806.1146 | 1806.1146 | 33.1582 | 33.1582 | 710.9745 | 710.9745 | 681.6978 | 681.6978 | 380.2841 | 380.2841 | 32805714.2876 | 1198261254.9289 | 244193044.8104 | 276739995.5408 | 1752 | 9.4711 | 3717353.109 | 219480.8123 | 275.9349 | 27.8129 | 93 | 1216 | 1844.7693 | 304 | 76 | 0.37883
2615 | 51.5054 | 353.4 | 400 | 1600 | 7 | 85.84% | 100 | 108.5002 | 108.2174 | 108.2174 | 1 | 108.5002 | 100 | 97.151 | 91.6198 | 91.6198 | 91.6198 | 5.5312 | 97.151 | 56.5689 | 50.359 | 50.359 | 50.359 | 6.2099 | 56.5689 | 328.3687 | 243.735 | 243.735 | 297.2698 | 31.0989 | 274.8339 | 53.5348 | 53.5348 | 328.3687 | 144.3337 | 117.5342 | 117.5342 | 117.5342 | 26.7994 | 144.3337 | 1855.5426 | 1855.5426 | 82.8816 | 82.8816 | 710.8561 | 710.8561 | 681.5842 | 681.5842 | 380.2207 | 380.2207 | 79743569.8532 | 1198234701.2482 | 225973349.8818 | 248048379.0168 | 1752 | 10.9776 | 3239218.9358 | 191250.7051 | 240.4435 | 69.5323 | 93 | 1216 | 1844.7693 | 304 | 76 | 0.35076
2616 | 154.5162 | 353.4 | 400 | 1600 | 7 | 90.89% | 100 | 113.0586 | 111.9783 | 111.9783 | 1 | 113.0586 | 100 | 110.335 | 104.0502 | 104.0502 | 104.0502 | 6.2848 | 110.335 | 56.5426 | 50.3329 | 50.3329 | 50.3329 | 6.2097 | 56.5426 | 458.2286 | 369.1931 | 369.1931 | 419.9169 | 38.3117 | 407.5048 | 50.7238 | 50.7238 | 458.2286 | 174.0001 | 141.2992 | 141.2992 | 141.2992 | 32.7009 | 174.0001 | 2020.3092 | 2020.3092 | 248.5221 | 248.5221 | 710.5056 | 710.5056 | 681.2482 | 681.2482 | 380.0333 | 380.0333 | 208807858.7817 | 1198281964.6416 | 185253783.0723 | 159656393.5044 | 1752 | 16.7674 | 1965710.8819 | 116059.9514 | 145.9125 | 208.5969 | 93 | 1216 | 1844.7693 | 304 | 76 | 0.28803
2617 | 206.0217 | 353.4 | 400 | 1600 | 7 | 92.88% | 100 | 115.8355 | 114.4063 | 114.4063 | 1 | 115.8355 | 100 | 121.8499 | 114.9078 | 114.9078 | 114.9078 | 6.9421 | 121.8499 | 56.5319 | 50.3222 | 50.3222 | 50.3222 | 6.2097 | 56.5319 | 561.281 | 466.778 | 466.778 | 516.8809 | 44.4001 | 511.1781 | 50.1029 | 50.1029 | 561.281 | 180.1602 | 146.0916 | 146.0916 | 146.0916 | 34.0686 | 180.1602 | 2102.6956 | 2102.6956 | 331.2913 | 331.2913 | 710.3521 | 710.3521 | 681.101 | 681.101 | 379.9512 | 379.9512 | 250503245.5176 | 1198290409.7039 | 178446244.3192 | 124760100.4593 | 1752 | 20.025 | 1522586.5199 | 89896.9015 | 113.0199 | 278.1292 | 93 | 1216 | 1844.7693 | 304 | 76 | 0.27754
2618 | 257.5271 | 353.4 | 400 | 1600 | 7 | 94.46% | 100 | 118.8649 | 117.1878 | 117.1878 | 1 | 118.8649 | 100 | 136.8473 | 129.0493 | 129.0493 | 129.0493 | 7.798 | 136.8473 | 56.5202 | 50.3106 | 50.3106 | 50.3106 | 6.2095 | 56.5202 | 695.6965 | 594.1953 | 594.1953 | 643.2486 | 52.4479 | 646.6432 | 49.0533 | 49.0533 | 695.6965 | 178.7561 | 144.7538 | 144.7538 | 144.7538 | 34.0023 | 178.7561 | 2185.0838 | 2185.0838 | 414.0317 | 414.0317 | 710.2108 | 710.2108 | 680.9656 | 680.9656 | 379.8756 | 379.8756 | 276878711.5728 | 1198338675.7991 | 179641741.9564 | 97140884.4628 | 1752 | 23.3328 | 1152592.6828 | 68051.6407 | 85.5556 | 347.6615 | 93 | 1216 | 1844.7693 | 304 | 76 | 0.27938
2619 | 309.0325 | 353.4 | 400 | 1600 | 7 | 95.65% | 100 | 122.2388 | 120.0622 | 120.0622 | 1 | 122.2388 | 100 | 153.5991 | 144.845 | 144.845 | 144.845 | 8.7541 | 153.5991 | 56.5079 | 50.2987 | 50.2987 | 50.2987 | 6.2092 | 56.5079 | 855.7439 | 745.1843 | 745.1843 | 793.6675 | 62.0764 | 807.2607 | 48.4832 | 48.4832 | 855.7439 | 176.0463 | 142.4077 | 142.4077 | 142.4077 | 33.6386 | 176.0463 | 2267.4735 | 2267.4735 | 496.7468 | 496.7468 | 710.0804 | 710.0804 | 680.8405 | 680.8405 | 379.8058 | 379.8058 | 295182104.4507 | 1198393081.8328 | 182220676.8265 | 76204136.8901 | 1752 | 26.6749 | 896444.317 | 52928.0703 | 66.542 | 417.1938 | 93 | 1216 | 1844.7693 | 304 | 76 | 0.28336
2620 | 360.5379 | 353.4 | 400 | 1600 | 7 | 96.49% | 100 | 125.8206 | 123.5446 | 123.5446 | 1 | 125.8206 | 100 | 171.0004 | 161.2531 | 161.2531 | 161.2531 | 9.7474 | 171.0004 | 56.4985 | 50.2894 | 50.2894 | 50.2894 | 6.2091 | 56.4985 | 1042.1697 | 921.0958 | 921.0958 | 968.7942 | 73.3755 | 994.4713 | 47.6984 | 47.6984 | 1042.1697 | 173.781 | 140.4525 | 140.4525 | 140.4525 | 33.3285 | 173.781 | 2349.8647 | 2349.8647 | 579.4393 | 579.4393 | 709.9595 | 709.9595 | 680.7246 | 680.7246 | 379.7412 | 379.7412 | 308333384.5745 | 1198407795.5937 | 183770764.9219 | 61488054.91 | 1752 | 29.9616 | 707813.1386 | 41790.8652 | 52.5402 | 486.7262 | 93 | 1216 | 1844.7693 | 304 | 76 | 0.28574
2621 | 412.0433 | 353.4 | 400 | 1600 | 7 | 97.09% | 100 | 129.5847 | 127.1056 | 127.1056 | 1 | 129.5847 | 100 | 189.1683 | 178.3837 | 178.3837 | 178.3837 | 10.7846 | 189.1683 | 56.4904 | 50.2813 | 50.2813 | 50.2813 | 6.2091 | 56.4904 | 1234.663 | 1102.8482 | 1102.8482 | 1149.6582 | 85.0048 | 1187.853 | 46.81 | 46.81 | 1234.663 | 172.4235 | 139.2488 | 139.2488 | 139.2488 | 33.1748 | 172.4235 | 2432.2571 | 2432.2571 | 662.1117 | 662.1117 | 709.8473 | 709.8473 | 680.617 | 680.617 | 379.6812 | 379.6812 | 318086178.2827 | 1198403129.8715 | 184475786.8665 | 51034904.9794 | 1752 | 33.1004 | 579796.8202 | 34232.4964 | 43.0377 | 556.2585 | 93 | 1216 | 1844.7693 | 304 | 76 | 0.28683
2622 | 463.5487 | 353.4 | 400 | 1600 | 7 | 97.5% | 100 | 133.4904 | 130.858 | 130.858 | 1 | 133.4904 | 100 | 207.6667 | 195.8258 | 195.8258 | 195.8258 | 11.8408 | 207.6667 | 56.4823 | 50.2733 | 50.2733 | 50.2733 | 6.209 | 56.4823 | 1424.1967 | 1281.4648 | 1281.4648 | 1327.6827 | 96.514 | 1377.9789 | 46.2178 | 46.2178 | 1424.1967 | 172.0436 | 138.8537 | 138.8537 | 138.8537 | 33.1899 | 172.0436 | 2514.6506 | 2514.6506 | 744.7659 | 744.7659 | 709.7427 | 709.7427 | 680.5168 | 680.5168 | 379.6252 | 379.6252 | 325419936.8492 | 1198420655.4943 | 184441591.1913 | 43717818.0552 | 1752 | 36.0693 | 491320.9302 | 29008.6827 | 36.4702 | 625.7908 | 93 | 1216 | 1844.7693 | 304 | 76 | 0.28678
2623 | 515.0541 | 353.4 | 400 | 1600 | 7 | 97.86% | 100 | 137.4594 | 134.477 | 134.477 | 1 | 137.4594 | 100 | 226.1417 | 213.2458 | 213.2458 | 213.2458 | 12.8959 | 226.1417 | 56.4754 | 50.2664 | 50.2664 | 50.2664 | 6.209 | 56.4754 | 1635.2433 | 1480.0585 | 1480.0585 | 1525.8458 | 109.3975 | 1589.456 | 45.7873 | 45.7873 | 1635.2433 | 171.7923 | 138.576 | 138.576 | 138.576 | 33.2163 | 171.7923 | 2597.0451 | 2597.0451 | 827.4038 | 827.4038 | 709.6451 | 709.6451 | 680.4232 | 680.4232 | 379.573 | 379.573 | 331829460.8546 | 1198423682.7581 | 184309753.2506 | 37437103.1367 | 1752 | 38.8131 | 414228.1968 | 24456.9559 | 30.7477 | 695.3231 | 93 | 1216 | 1844.7693 | 304 | 76 | 0.28657
2624 | 566.5595 | 353.4 | 400 | 1600 | 7 | 98.11% | 100 | 141.4997 | 138.4761 | 138.4761 | 1 | 141.4997 | 100 | 244.7757 | 230.8154 | 230.8154 | 230.8154 | 13.9602 | 244.7757 | 56.4682 | 50.2593 | 50.2593 | 50.2593 | 6.2089 | 56.4682 | 1836.045 | 1668.8997 | 1668.8997 | 1714.4582 | 121.5868 | 1790.4865 | 45.5585 | 45.5585 | 1836.045 | 172.1116 | 138.7723 | 138.7723 | 138.7723 | 33.3394 | 172.1116 | 2679.4406 | 2679.4406 | 910.0271 | 910.0271 | 709.5538 | 709.5538 | 680.3356 | 680.3356 | 379.5242 | 379.5242 | 336878990.3597 | 1198429237.9966 | 183528210.233 | 33163561.4107 | 1752 | 41.3798 | 367432.7139 | 21694.0463 | 27.2741 | 764.8554 | 93 | 1216 | 1844.7693 | 304 | 76 | 0.28537
2625 | 618.065 | 353.4 | 400 | 1600 | 7 | 98.31% | 100 | 145.5788 | 142.3241 | 142.3241 | 1 | 145.5788 | 100 | 263.6465 | 248.6083 | 248.6083 | 248.6083 | 15.0382 | 263.6465 | 56.462 | 50.2531 | 50.2531 | 50.2531 | 6.2089 | 56.462 | 2036.3036 | 1857.2945 | 1857.2945 | 1902.5408 | 133.7628 | 1991.0573 | 45.2463 | 45.2463 | 2036.3036 | 172.3852 | 138.9438 | 138.9438 | 138.9438 | 33.4413 | 172.3852 | 2761.8368 | 2761.8368 | 992.6369 | 992.6369 | 709.4681 | 709.4681 | 680.2534 | 680.2534 | 379.4783 | 379.4783 | 340835493.9345 | 1198442436.8255 | 183131131.3623 | 29590937.8777 | 1752 | 43.7585 | 324624.7102 | 19166.5664 | 24.0965 | 834.3877 | 93 | 1216 | 1844.7693 | 304 | 76 | 0.28476
2626 | 669.5704 | 353.4 | 400 | 1600 | 7 | 98.49% | 100 | 149.6709 | 146.1114 | 146.1114 | 1 | 149.6709 | 100 | 282.5876 | 266.4673 | 266.4673 | 266.4673 | 16.1203 | 282.5876 | 56.4554 | 50.2466 | 50.2466 | 50.2466 | 6.2088 | 56.4554 | 2255.0082 | 2063.3513 | 2063.3513 | 2107.8864 | 147.1218 | 2210.4731 | 44.5351 | 44.5351 | 2255.0082 | 172.4905 | 138.9861 | 138.9861 | 138.9861 | 33.5043 | 172.4905 | 2844.2338 | 2844.2338 | 1075.2347 | 1075.2347 | 709.3876 | 709.3876 | 680.1763 | 680.1763 | 379.4353 | 379.4353 | 344391286.0036 | 1198457266.9997 | 182774537.7025 | 26376909.2942 | 1752 | 45.9537 | 284836.2361 | 16817.3662 | 21.1431 | 903.92 | 93 | 1216 | 1844.7693 | 304 | 76 | 0.28421
2627 | 721.0758 | 353.4 | 400 | 1600 | 7 | 98.63% | 100 | 153.7873 | 150.4568 | 150.4568 | 1 | 153.7873 | 100 | 301.4591 | 284.2605 | 284.2605 | 284.2605 | 17.1986 | 301.4591 | 56.45 | 50.2412 | 50.2412 | 50.2412 | 6.2088 | 56.45 | 2481.795 | 2276.6459 | 2276.6459 | 2320.8391 | 160.9559 | 2437.6018 | 44.1932 | 44.1932 | 2481.795 | 172.7011 | 139.1118 | 139.1118 | 139.1118 | 33.5893 | 172.7011 | 2926.6315 | 2926.6315 | 1157.8213 | 1157.8213 | 709.3118 | 709.3118 | 680.1036 | 680.1036 | 379.3948 | 379.3948 | 347477511.9791 | 1198449699.5756 | 181990407.1325 | 24082381.3128 | 1752 | 48.0047 | 260699.1751 | 15392.2603 | 19.3514 | 973.4523 | 93 | 1216 | 1844.7693 | 304 | 76 | 0.283
2628 | 772.5812 | 353.4 | 400 | 1600 | 7 | 98.75% | 100 | 157.9282 | 153.9503 | 153.9503 | 1 | 157.9282 | 100 | 320.4236 | 302.1413 | 302.1413 | 302.1413 | 18.2823 | 320.4236 | 56.4451 | 50.2363 | 50.2363 | 50.2363 | 6.2088 | 56.4451 | 2678.7598 | 2462.0073 | 2462.0073 | 2505.7275 | 173.0323 | 2635.0397 | 43.7201 | 43.7201 | 2678.7598 | 173.1647 | 139.4411 | 139.4411 | 139.4411 | 33.7236 | 173.1647 | 3009.0298 | 3009.0298 | 1240.3979 | 1240.3979 | 709.2404 | 709.2404 | 680.0351 | 680.0351 | 379.3565 | 379.3565 | 350142517.2684 | 1198457266.9997 | 181585730.2729 | 21814485.459 | 1752 | 49.9018 | 225884.921 | 13336.7492 | 16.7672 | 1042.9846 | 93 | 1216 | 1844.7693 | 304 | 76 | 0.28238
2629 | 824.0866 | 353.4 | 400 | 1600 | 7 | 98.82% | 100 | 162.0751 | 158.703 | 158.703 | 1 | 162.0751 | 100 | 339.5126 | 320.1395 | 320.1395 | 320.1395 | 19.3732 | 339.5126 | 56.44 | 50.2312 | 50.2312 | 50.2312 | 6.2088 | 56.44 | 2877.2506 | 2649.4692 | 2649.4692 | 2692.1358 | 185.1148 | 2834.584 | 42.6666 | 42.6666 | 2877.2506 | 173.5332 | 139.7046 | 139.7046 | 139.7046 | 33.8285 | 173.5332 | 3091.4287 | 3091.4287 | 1322.9651 | 1322.9651 | 709.1728 | 709.1728 | 679.9703 | 679.9703 | 379.3204 | 379.3204 | 352130607.7536 | 1198457266.9997 | 180736047.1969 | 20676078.0498 | 1752 | 51.6844 | 213977.2654 | 12633.6946 | 15.8833 | 1112.5169 | 93 | 1216 | 1844.7693 | 304 | 76 | 0.28107
2630 | 875.592 | 353.4 | 400 | 1600 | 7 | 98.87% | 100 | 166.2541 | 163.187 | 163.187 | 1 | 166.2541 | 100 | 358.8244 | 338.3475 | 338.3475 | 338.3475 | 20.4769 | 358.8244 | 56.4353 | 50.2265 | 50.2265 | 50.2265 | 6.2088 | 56.4353 | 3018.9856 | 2782.9723 | 2782.9723 | 2825.2839 | 193.7017 | 2976.674 | 42.3116 | 42.3116 | 3018.9856 | 174.0835 | 140.116 | 140.116 | 140.116 | 33.9675 | 174.0835 | 3173.8281 | 3173.8281 | 1405.5238 | 1405.5238 | 709.109 | 709.109 | 679.9091 | 679.9091 | 379.2863 | 379.2863 | 353785260.1156 | 1198457266.9997 | 179880824.6299 | 19876648.2547 | 1752 | 53.35 | 205546.3613 | 12135.9153 | 15.2575 | 1182.0492 | 93 | 1216 | 1844.7693 | 304 | 76 | 0.27975
2631 | 927.0974 | 353.4 | 400 | 1600 | 7 | 98.9% | 100 | 170.4486 | 167.3981 | 167.3981 | 1 | 170.4486 | 100 | 378.2508 | 356.6636 | 356.6636 | 356.6636 | 21.5872 | 378.2508 | 56.431 | 50.2222 | 50.2222 | 50.2222 | 6.2088 | 56.431 | 3125.4898 | 2883.0268 | 2883.0268 | 2925.2945 | 200.1953 | 3083.2221 | 42.2677 | 42.2677 | 3125.4898 | 174.6768 | 140.5609 | 140.5609 | 140.5609 | 34.1159 | 174.6768 | 3256.228 | 3256.228 | 1488.0747 | 1488.0747 | 709.0484 | 709.0484 | 679.851 | 679.851 | 379.2539 | 379.2539 | 355244233.0159 | 1198457266.9997 | 179103205.578 | 19195294.4064 | 1752 | 54.9071 | 198624.9992 | 11727.2626 | 14.7437 | 1251.5815 | 93 | 1216 | 1844.7693 | 304 | 76 | 0.27855
2632 | 978.6028 | 353.4 | 400 | 1600 | 7 | 98.96% | 100 | 174.6466 | 171.0481 | 171.0481 | 1 | 174.6466 | 100 | 397.6697 | 374.9725 | 374.9725 | 374.9725 | 22.6972 | 397.6697 | 56.4272 | 50.2184 | 50.2184 | 50.2184 | 6.2088 | 56.4272 | 3247.1479 | 2997.1989 | 2997.1989 | 3039.5145 | 207.6334 | 3204.8323 | 42.3156 | 42.3156 | 3247.1479 | 175.1169 | 140.889 | 140.889 | 140.889 | 34.2278 | 175.1169 | 3338.6283 | 3338.6283 | 1570.6182 | 1570.6182 | 708.991 | 708.991 | 679.796 | 679.796 | 379.2232 | 379.2232 | 356625853.131 | 1198453561.6283 | 178773804.127 | 18146781.1137 | 1752 | 56.3583 | 187280.8414 | 11057.4783 | 13.9016 | 1321.1138 | 93 | 1216 | 1844.7693 | 304 | 76 | 0.27805
2633 | 1030.1083 | 353.4 | 400 | 1600 | 7 | 99.01% | 100 | 178.8479 | 175.1704 | 175.1704 | 1 | 178.8479 | 100 | 417.0654 | 393.2595 | 393.2595 | 393.2595 | 23.8059 | 417.0654 | 56.4233 | 50.2145 | 50.2145 | 50.2145 | 6.2088 | 56.4233 | 3381.2657 | 3123.0403 | 3123.0403 | 3165.4408 | 215.8249 | 3338.8652 | 42.4005 | 42.4005 | 3381.2657 | 175.4774 | 141.1597 | 141.1597 | 141.1597 | 34.3177 | 175.4774 | 3421.0291 | 3421.0291 | 1653.1551 | 1653.1551 | 708.9364 | 708.9364 | 679.7436 | 679.7436 | 379.194 | 379.194 | 357887341.5447 | 1198457266.9997 | 178286137.2435 | 17369254.212 | 1752 | 57.7224 | 178833.2166 | 10558.7117 | 13.2746 | 1390.6462 | 93 | 1216 | 1844.7693 | 304 | 76 | 0.27729
2634 | 20.6022 | 402.8 | 400 | 1600 | 7 | 87.21% | 100 | 110.3372 | 110.0181 | 110.0181 | 1 | 110.3372 | 100 | 98.5645 | 92.952 | 92.952 | 92.952 | 5.6125 | 98.5645 | 62.2902 | 55.4513 | 55.4513 | 55.4513 | 6.8389 | 62.2902 | 355.4197 | 269.0392 | 269.0392 | 322.6666 | 32.7531 | 301.7923 | 53.6274 | 53.6274 | 355.4197 | 127.7532 | 103.9143 | 103.9143 | 103.9143 | 23.8389 | 127.7532 | 1904.8812 | 1904.8812 | 33.1474 | 33.1474 | 810.0957 | 810.0957 | 681.4771 | 681.4771 | 380.161 | 380.161 | 31471716.4327 | 1240141300.1175 | 256242824.3165 | 224144159.1333 | 1752 | 15.4735 | 2941054.9213 | 173646.4372 | 218.3112 | 27.8129 | 106 | 1216 | 1844.7693 | 304 | 76 | 0.3974
2635 | 51.5054 | 402.8 | 400 | 1600 | 7 | 88.69% | 100 | 111.624 | 111.1474 | 111.1474 | 1 | 111.624 | 100 | 101.1537 | 95.3929 | 95.3929 | 95.3929 | 5.7608 | 101.1537 | 62.2814 | 55.4426 | 55.4426 | 55.4426 | 6.8388 | 62.2814 | 389.8881 | 303.0105 | 303.0105 | 355.2568 | 34.6313 | 337.6418 | 52.2463 | 52.2463 | 389.8881 | 137.0377 | 111.3836 | 111.3836 | 111.3836 | 25.6541 | 137.0377 | 1954.3111 | 1954.3111 | 82.8562 | 82.8562 | 809.975 | 809.975 | 681.3756 | 681.3756 | 380.1043 | 380.1043 | 76561380.8052 | 1240161606.5228 | 237146243.3784 | 198130784.4832 | 1752 | 17.0907 | 2531052.2998 | 149438.9687 | 187.8771 | 69.5323 | 106 | 1216 | 1844.7693 | 304 | 76 | 0.36797
2636 | 154.5162 | 402.8 | 400 | 1600 | 7 | 92.8% | 100 | 116.9555 | 115.7614 | 115.7614 | 1 | 116.9555 | 100 | 114.8521 | 108.3084 | 108.3084 | 108.3084 | 6.5436 | 114.8521 | 62.2547 | 55.4161 | 55.4161 | 55.4161 | 6.8386 | 62.2547 | 560.6748 | 466.2839 | 466.2839 | 516.2527 | 44.422 | 510.7059 | 49.9688 | 49.9688 | 560.6748 | 172.2311 | 139.6179 | 139.6179 | 139.6179 | 32.6131 | 172.2311 | 2119.0827 | 2119.0827 | 248.4583 | 248.4583 | 809.6156 | 809.6156 | 681.0732 | 681.0732 | 379.9357 | 379.9357 | 200665775.7652 | 1240177140.5911 | 185091487.101 | 126065596.5427 | 1752 | 23.1018 | 1537071.0627 | 90752.1012 | 114.095 | 208.5969 | 106 | 1216 | 1844.7693 | 304 | 76 | 0.28778
2637 | 206.0217 | 402.8 | 400 | 1600 | 7 | 94.41% | 100 | 119.9584 | 118.4706 | 118.4706 | 1 | 119.9584 | 100 | 126.7512 | 119.5283 | 119.5283 | 119.5283 | 7.2229 | 126.7512 | 62.2446 | 55.4059 | 55.4059 | 55.4059 | 6.8387 | 62.2446 | 695.7096 | 594.4672 | 594.4672 | 643.2264 | 52.4832 | 646.9504 | 48.7592 | 48.7592 | 695.7096 | 183.2145 | 148.2985 | 148.2985 | 148.2985 | 34.916 | 183.2145 | 2201.4712 | 2201.4712 | 331.2129 | 331.2129 | 809.4571 | 809.4571 | 680.9399 | 680.9399 | 379.8613 | 379.8613 | 240348520.4603 | 1240158792.8677 | 173615738.3597 | 97876917.2551 | 1752 | 26.1853 | 1156550.8795 | 68285.3415 | 85.8495 | 278.1292 | 106 | 1216 | 1844.7693 | 304 | 76 | 0.2701
2638 | 257.5271 | 402.8 | 400 | 1600 | 7 | 95.64% | 100 | 123.2788 | 121.4611 | 121.4611 | 1 | 123.2788 | 100 | 143.5011 | 135.3223 | 135.3223 | 135.3223 | 8.1788 | 143.5011 | 62.232 | 55.3936 | 55.3936 | 55.3936 | 6.8384 | 62.232 | 862.7829 | 752.2036 | 752.2036 | 800.2917 | 62.4912 | 814.6948 | 48.0881 | 48.0881 | 862.7829 | 185.3389 | 149.8103 | 149.8103 | 149.8103 | 35.5286 | 185.3389 | 2283.8613 | 2283.8613 | 413.9412 | 413.9412 | 809.3107 | 809.3107 | 680.8168 | 680.8168 | 379.7926 | 379.7926 | 263762716.1978 | 1240224545.6231 | 171546742.737 | 76465995.4421 | 1752 | 29.2668 | 893597.0848 | 52759.9634 | 66.3307 | 347.6615 | 106 | 1216 | 1844.7693 | 304 | 76 | 0.26691
2639 | 309.0325 | 402.8 | 400 | 1600 | 7 | 96.55% | 100 | 126.8438 | 124.701 | 124.701 | 1 | 126.8438 | 100 | 161.6839 | 152.4673 | 152.4673 | 152.4673 | 9.2166 | 161.6839 | 62.2224 | 55.384 | 55.384 | 55.384 | 6.8384 | 62.2224 | 1065.1245 | 942.6997 | 942.6997 | 990.3678 | 74.7567 | 1017.4564 | 47.6681 | 47.6681 | 1065.1245 | 185.0948 | 149.4636 | 149.4636 | 149.4636 | 35.6312 | 185.0948 | 2366.2527 | 2366.2527 | 496.6462 | 496.6462 | 809.175 | 809.175 | 680.7026 | 680.7026 | 379.7289 | 379.7289 | 279881676.9483 | 1240229210.766 | 171513610.2807 | 60375551.4138 | 1752 | 32.2921 | 694839.2586 | 41024.8584 | 51.5771 | 417.1938 | 106 | 1216 | 1844.7693 | 304 | 76 | 0.26686
2640 | 360.5379 | 402.8 | 400 | 1600 | 7 | 97.15% | 100 | 130.5938 | 128.4262 | 128.4262 | 1 | 130.5938 | 100 | 181.0912 | 170.7668 | 170.7668 | 170.7668 | 10.3244 | 181.0912 | 62.2133 | 55.375 | 55.375 | 55.375 | 6.8383 | 62.2133 | 1272.8206 | 1138.7341 | 1138.7341 | 1185.4613 | 87.3593 | 1226.0934 | 46.7272 | 46.7272 | 1272.8206 | 184.8092 | 149.103 | 149.103 | 149.103 | 35.7062 | 184.8092 | 2448.6453 | 2448.6453 | 579.3302 | 579.3302 | 809.0489 | 809.0489 | 680.5965 | 680.5965 | 379.6697 | 379.6697 | 290851794.6787 | 1240236054.0714 | 170962139.6571 | 49950011.5927 | 1752 | 35.2417 | 565232.2797 | 33372.5735 | 41.9565 | 486.7262 | 106 | 1216 | 1844.7693 | 304 | 76 | 0.26601
2641 | 412.0433 | 402.8 | 400 | 1600 | 7 | 97.63% | 100 | 134.4754 | 131.8092 | 131.8092 | 1 | 134.4754 | 100 | 200.7199 | 189.2748 | 189.2748 | 189.2748 | 11.445 | 200.7199 | 62.2042 | 55.366 | 55.366 | 55.366 | 6.8382 | 62.2042 | 1493.9503 | 1347.0811 | 1347.0811 | 1393.1335 | 100.8168 | 1447.8979 | 46.0523 | 46.0523 | 1493.9503 | 184.9977 | 149.1514 | 149.1514 | 149.1514 | 35.8463 | 184.9977 | 2531.0391 | 2531.0391 | 661.9955 | 661.9955 | 808.9313 | 808.9313 | 680.4976 | 680.4976 | 379.6146 | 379.6146 | 299523086.0625 | 1240256363.0007 | 170660497.689 | 41559957.1981 | 1751.9999 | 37.998 | 464715.5646 | 27437.8426 | 34.4953 | 556.2585 | 106 | 1216 | 1844.7693 | 304 | 76 | 0.26555
2642 | 463.5487 | 402.8 | 400 | 1600 | 7 | 97.95% | 100 | 138.452 | 135.8499 | 135.8499 | 1 | 138.452 | 100 | 220.6111 | 208.0302 | 208.0302 | 208.0302 | 12.5809 | 220.6111 | 62.1968 | 55.3586 | 55.3586 | 55.3586 | 6.8382 | 62.1968 | 1723.8199 | 1563.2004 | 1563.2004 | 1609.0296 | 114.7903 | 1677.9907 | 45.8292 | 45.8292 | 1723.8199 | 185.3375 | 149.3414 | 149.3414 | 149.3414 | 35.996 | 185.3375 | 2613.4338 | 2613.4338 | 744.6439 | 744.6439 | 808.8216 | 808.8216 | 680.4053 | 680.4053 | 379.5631 | 379.5631 | 306163546.7493 | 1240253133.7497 | 169688235.2473 | 35895084.2537 | 1752 | 40.6023 | 399029.8253 | 23559.6102 | 29.6195 | 625.7908 | 106 | 1216 | 1844.7693 | 304 | 76 | 0.26405
2643 | 515.0541 | 402.8 | 400 | 1600 | 7 | 98.23% | 100 | 142.4886 | 139.5441 | 139.5441 | 1 | 142.4886 | 100 | 240.5138 | 226.7963 | 226.7963 | 226.7963 | 13.7175 | 240.5138 | 62.1894 | 55.3513 | 55.3513 | 55.3513 | 6.8382 | 62.1894 | 1960.4301 | 1785.634 | 1785.634 | 1831.2135 | 129.2166 | 1914.8506 | 45.5795 | 45.5795 | 1960.4301 | 186.0541 | 149.8563 | 149.8563 | 149.8563 | 36.1979 | 186.0541 | 2695.8294 | 2695.8294 | 827.277 | 827.277 | 808.7188 | 808.7188 | 680.3188 | 680.3188 | 379.5148 | 379.5148 | 311760296.6898 | 1240265136.075 | 168886886.5482 | 31087680.687 | 1752 | 43.0148 | 347663.1733 | 20526.8086 | 25.8066 | 695.3231 | 106 | 1216 | 1844.7693 | 304 | 76 | 0.26281
2644 | 566.5595 | 402.8 | 400 | 1600 | 7 | 98.43% | 100 | 146.5648 | 143.5403 | 143.5403 | 1 | 146.5648 | 100 | 260.5447 | 245.6831 | 245.6831 | 245.6831 | 14.8616 | 260.5447 | 62.1824 | 55.3443 | 55.3443 | 55.3443 | 6.8381 | 62.1824 | 2203.6687 | 2014.104 | 2014.104 | 2059.6405 | 144.0282 | 2158.1322 | 45.5365 | 45.5365 | 2203.6687 | 186.7314 | 150.3423 | 150.3423 | 150.3423 | 36.3892 | 186.7314 | 2778.2258 | 2778.2258 | 909.8962 | 909.8962 | 808.6224 | 808.6224 | 680.2377 | 680.2377 | 379.4696 | 379.4696 | 316304454.7053 | 1240264137.8827 | 167936557.4105 | 27494850.0015 | 1752 | 45.2615 | 303416.8868 | 17914.4092 | 22.5223 | 764.8554 | 106 | 1216 | 1844.7693 | 304 | 76 | 0.26135
2645 | 618.065 | 402.8 | 400 | 1600 | 7 | 98.6% | 100 | 150.6647 | 147.3796 | 147.3796 | 1 | 150.6647 | 100 | 280.8073 | 264.7882 | 264.7882 | 264.7882 | 16.0191 | 280.8073 | 62.1765 | 55.3383 | 55.3383 | 55.3383 | 6.8382 | 62.1765 | 2435.9024 | 2232.9072 | 2232.9072 | 2277.6693 | 158.2331 | 2391.1403 | 44.7622 | 44.7622 | 2435.9024 | 187.4027 | 150.8314 | 150.8314 | 150.8314 | 36.5712 | 187.4027 | 2860.6229 | 2860.6229 | 992.5027 | 992.5027 | 808.5317 | 808.5317 | 680.1615 | 680.1615 | 379.427 | 379.427 | 319879429.6236 | 1240269555.3949 | 167249868.0333 | 24601146.9482 | 1752 | 47.3534 | 266973.3805 | 15762.7034 | 19.8171 | 834.3877 | 106 | 1216 | 1844.7693 | 304 | 76 | 0.26029
2646 | 669.5704 | 402.8 | 400 | 1600 | 7 | 98.74% | 100 | 154.7862 | 151.1132 | 151.1132 | 1 | 154.7862 | 100 | 301.1383 | 283.9577 | 283.9577 | 283.9577 | 17.1806 | 301.1383 | 62.1707 | 55.3325 | 55.3325 | 55.3325 | 6.8382 | 62.1707 | 2684.768 | 2467.1297 | 2467.1297 | 2511.3091 | 173.459 | 2640.5887 | 44.1794 | 44.1794 | 2684.768 | 187.8835 | 151.1748 | 151.1748 | 151.1748 | 36.7087 | 187.8835 | 2943.0207 | 2943.0207 | 1075.0978 | 1075.0978 | 808.4464 | 808.4464 | 680.0896 | 680.0896 | 379.387 | 379.387 | 323076636.2042 | 1240260653.1461 | 166673281.9337 | 21989428.7159 | 1752 | 49.2945 | 234292.0407 | 13833.1242 | 17.3912 | 903.92 | 106 | 1216 | 1844.7693 | 304 | 76 | 0.2594
2647 | 721.0758 | 402.8 | 400 | 1600 | 7 | 98.87% | 100 | 158.9178 | 155.1147 | 155.1147 | 1 | 158.9178 | 100 | 321.4097 | 303.0708 | 303.0708 | 303.0708 | 18.3389 | 321.4097 | 62.1649 | 55.3268 | 55.3268 | 55.3268 | 6.8381 | 62.1649 | 2961.375 | 2727.4787 | 2727.4787 | 2771.0211 | 190.3539 | 2917.8327 | 43.5423 | 43.5423 | 2961.375 | 188.2634 | 151.4407 | 151.4407 | 151.4407 | 36.8227 | 188.2634 | 3025.4192 | 3025.4192 | 1157.6823 | 1157.6823 | 808.3658 | 808.3658 | 680.0219 | 680.0219 | 379.3492 | 379.3492 | 325795693.9419 | 1240273777.1087 | 166118268.7321 | 19812260.2173 | 1752 | 51.1027 | 207146.5635 | 12230.3948 | 15.3763 | 973.4523 | 106 | 1216 | 1844.7693 | 304 | 76 | 0.25855
2648 | 772.5812 | 402.8 | 400 | 1600 | 7 | 98.92% | 100 | 163.0767 | 160.0859 | 160.0859 | 1 | 163.0767 | 100 | 341.9139 | 322.4034 | 322.4034 | 322.4034 | 19.5105 | 341.9139 | 62.1594 | 55.3213 | 55.3213 | 55.3213 | 6.8381 | 62.1594 | 3184.3176 | 2937.5092 | 2937.5092 | 2980.4049 | 203.9127 | 3141.4219 | 42.8957 | 42.8957 | 3184.3176 | 188.8936 | 151.9124 | 151.9124 | 151.9124 | 36.9812 | 188.8936 | 3107.8182 | 3107.8182 | 1240.2571 | 1240.2571 | 808.2897 | 808.2897 | 679.9579 | 679.9579 | 379.3135 | 379.3135 | 327768956.3015 | 1240273777.1087 | 165075565.5222 | 18881701.0676 | 1752 | 52.8066 | 197742.5824 | 11675.1628 | 14.6782 | 1042.9846 | 106 | 1216 | 1844.7693 | 304 | 76 | 0.25694
2649 | 824.0866 | 402.8 | 400 | 1600 | 7 | 98.97% | 100 | 167.2647 | 164.266 | 164.266 | 1 | 167.2647 | 100 | 362.6333 | 341.9388 | 341.9388 | 341.9388 | 20.6946 | 362.6333 | 62.1544 | 55.3164 | 55.3164 | 55.3164 | 6.8381 | 62.1544 | 3330.9046 | 3075.2054 | 3075.2054 | 3118.0422 | 212.8624 | 3288.0679 | 42.8367 | 42.8367 | 3330.9046 | 189.7569 | 152.5692 | 152.5692 | 152.5692 | 37.1877 | 189.7569 | 3190.2177 | 3190.2177 | 1322.823 | 1322.823 | 808.2177 | 808.2177 | 679.8973 | 679.8973 | 379.2797 | 379.2797 | 329513353.0236 | 1240273777.1087 | 164182242.7496 | 18030627.1181 | 1752 | 54.3971 | 188647.031 | 11138.1411 | 14.0031 | 1112.5169 | 106 | 1216 | 1844.7693 | 304 | 76 | 0.25557
2650 | 875.592 | 402.8 | 400 | 1600 | 7 | 99.03% | 100 | 171.4552 | 168.0206 | 168.0206 | 1 | 171.4552 | 100 | 383.4199 | 361.5373 | 361.5373 | 361.5373 | 21.8825 | 383.4199 | 62.1497 | 55.3116 | 55.3116 | 55.3116 | 6.8381 | 62.1497 | 3477.3374 | 3212.9001 | 3212.9001 | 3255.5285 | 221.8089 | 3434.709 | 42.6284 | 42.6284 | 3477.3374 | 190.4393 | 153.0835 | 153.0835 | 153.0835 | 37.3557 | 190.4393 | 3272.6177 | 3272.6177 | 1405.3807 | 1405.3807 | 808.1494 | 808.1494 | 679.8399 | 679.8399 | 379.2476 | 379.2476 | 331007076.6605 | 1240281394.741 | 163686411.4628 | 17025117.1357 | 1752 | 55.8798 | 175051.0293 | 10335.4029 | 12.9938 | 1182.0492 | 106 | 1216 | 1844.7693 | 304 | 76 | 0.2548
2651 | 927.0974 | 402.8 | 400 | 1600 | 7 | 99.06% | 100 | 175.649 | 172.5468 | 172.5468 | 1 | 175.649 | 100 | 404.2818 | 381.2068 | 381.2068 | 381.2068 | 23.0749 | 404.2818 | 62.145 | 55.307 | 55.307 | 55.307 | 6.8381 | 62.145 | 3623.9381 | 3350.9177 | 3350.9177 | 3393.2086 | 230.7295 | 3581.6472 | 42.2909 | 42.2909 | 3623.9381 | 190.9745 | 153.4853 | 153.4853 | 153.4853 | 37.4892 | 190.9745 | 3355.0181 | 3355.0181 | 1487.9309 | 1487.9309 | 808.0846 | 808.0846 | 679.7854 | 679.7854 | 379.2172 | 379.2172 | 332270212.0648 | 1240281394.741 | 162954257.968 | 16494135.2263 | 1752 | 57.2767 | 170376.1107 | 10059.3853 | 12.6468 | 1251.5815 | 106 | 1216 | 1844.7693 | 304 | 76 | 0.25367
2652 | 978.6028 | 402.8 | 400 | 1600 | 7 | 99.09% | 100 | 179.8551 | 176.7515 | 176.7515 | 1 | 179.8551 | 100 | 425.178 | 400.9086 | 400.9086 | 400.9086 | 24.2693 | 425.178 | 62.1408 | 55.3027 | 55.3027 | 55.3027 | 6.8381 | 62.1408 | 3740.6295 | 3460.6458 | 3460.6458 | 3502.7922 | 237.8373 | 3698.483 | 42.1464 | 42.1464 | 3740.6295 | 191.5971 | 153.9644 | 153.9644 | 153.9644 | 37.6328 | 191.5971 | 3437.4189 | 3437.4189 | 1570.474 | 1570.474 | 808.023 | 808.023 | 679.7335 | 679.7335 | 379.1883 | 379.1883 | 333436929.4104 | 1240281394.741 | 162314384.8081 | 15967264.8235 | 1752 | 58.5879 | 164216.3065 | 9695.6967 | 12.1896 | 1321.1138 | 106 | 1216 | 1844.7693 | 304 | 76 | 0.25269
2653 | 1030.1083 | 402.8 | 400 | 1600 | 7 | 99.12% | 100 | 184.064 | 180.8685 | 180.8685 | 1 | 184.064 | 100 | 446.0469 | 420.5846 | 420.5846 | 420.5846 | 25.4623 | 446.0469 | 62.1368 | 55.2987 | 55.2987 | 55.2987 | 6.8381 | 62.1368 | 3850.982 | 3564.4311 | 3564.4311 | 3606.3971 | 244.585 | 3809.0161 | 41.9659 | 41.9659 | 3850.982 | 192.1974 | 154.427 | 154.427 | 154.427 | 37.7703 | 192.1974 | 3519.8201 | 3519.8201 | 1653.0106 | 1653.0106 | 807.9644 | 807.9644 | 679.6842 | 679.6842 | 379.1608 | 379.1608 | 334514377.8297 | 1240281394.741 | 161749030.0254 | 15455197.4039 | 1752 | 59.8213 | 157458.5674 | 9296.7047 | 11.688 | 1390.6462 | 106 | 1216 | 1844.7693 | 304 | 76 | 0.25182
2654 | 20.6022 | 452.2 | 400 | 1600 | 7 | 89.35% | 100 | 113.9384 | 113.5543 | 113.5543 | 1 | 113.9384 | 100 | 102.3033 | 96.4762 | 96.4762 | 96.4762 | 5.827 | 102.3033 | 68.0514 | 60.578 | 60.578 | 60.578 | 7.4733 | 68.0514 | 410.6976 | 322.4351 | 322.4351 | 374.7641 | 35.9335 | 358.3685 | 52.3291 | 52.3291 | 410.6976 | 124.504 | 101.1025 | 101.1025 | 101.1025 | 23.4015 | 124.504 | 2003.6514 | 2003.6514 | 33.1378 | 33.1378 | 909.1833 | 909.1833 | 681.2795 | 681.2795 | 380.0507 | 380.0507 | 30304475.596 | 1274030693.2561 | 261038481.978 | 186626349.1699 | 1752 | 21.6081 | 2389896.9798 | 141104.844 | 177.3993 | 27.8129 | 119 | 1216 | 1844.7693 | 304 | 76 | 0.40478
2655 | 51.5054 | 452.2 | 400 | 1600 | 7 | 90.69% | 100 | 115.4555 | 114.9191 | 114.9191 | 1 | 115.4555 | 100 | 105.2348 | 99.2401 | 99.2401 | 99.2401 | 5.9948 | 105.2348 | 68.0437 | 60.5703 | 60.5703 | 60.5703 | 7.4734 | 68.0437 | 457.512 | 367.2853 | 367.2853 | 418.9311 | 38.5809 | 405.8662 | 51.6458 | 51.6458 | 457.512 | 133.7493 | 108.5442 | 108.5442 | 108.5442 | 25.2052 | 133.7493 | 2053.0828 | 2053.0828 | 82.8334 | 82.8334 | 909.0614 | 909.0614 | 681.1881 | 681.1881 | 379.9998 | 379.9998 | 73585776.8265 | 1274003428.4532 | 241276045.0467 | 163134759.3675 | 1752 | 23.1959 | 2057797.8305 | 121496.9701 | 152.748 | 69.5323 | 119 | 1216 | 1844.7693 | 304 | 76 | 0.37434
2656 | 154.5162 | 452.2 | 400 | 1600 | 7 | 94.18% | 100 | 121.2673 | 120.0145 | 120.0145 | 1 | 121.2673 | 100 | 119.4488 | 112.6417 | 112.6417 | 112.6417 | 6.807 | 119.4488 | 68.0169 | 60.5438 | 60.5438 | 60.5438 | 7.4731 | 68.0169 | 676.1569 | 575.5281 | 575.5281 | 624.8061 | 51.3508 | 626.8789 | 49.278 | 49.278 | 676.1569 | 172.607 | 139.7226 | 139.7226 | 139.7226 | 32.8844 | 172.607 | 2217.8588 | 2217.8588 | 248.4005 | 248.4005 | 908.6964 | 908.6964 | 680.9147 | 680.9147 | 379.8472 | 379.8472 | 192998259.4201 | 1274061569.7654 | 182921256.4686 | 102018914.3459 | 1752 | 28.9089 | 1222905.0065 | 72203.037 | 90.7748 | 208.5969 | 119 | 1216 | 1844.7693 | 304 | 76 | 0.28444
2657 | 206.0217 | 452.2 | 400 | 1600 | 7 | 95.48% | 100 | 124.5232 | 122.8672 | 122.8672 | 1 | 124.5232 | 100 | 131.9786 | 124.4563 | 124.4563 | 124.4563 | 7.5223 | 131.9786 | 68.0061 | 60.533 | 60.533 | 60.533 | 7.4731 | 68.0061 | 840.8312 | 731.171 | 731.171 | 779.5912 | 61.24 | 792.411 | 48.4203 | 48.4203 | 840.8312 | 187.8928 | 151.8657 | 151.8657 | 151.8657 | 36.0271 | 187.8928 | 2300.2491 | 2300.2491 | 331.1416 | 331.1416 | 908.5346 | 908.5346 | 680.7934 | 680.7934 | 379.7795 | 379.7795 | 230626393.4978 | 1274083073.0659 | 168085453.3117 | 79205080.1245 | 1752 | 31.7651 | 932647.8959 | 55065.6103 | 69.2294 | 278.1292 | 119 | 1216 | 1844.7693 | 304 | 76 | 0.26158
2658 | 257.5271 | 452.2 | 400 | 1600 | 7 | 96.46% | 100 | 127.999 | 126.072 | 126.072 | 1 | 127.999 | 100 | 150.0659 | 141.5113 | 141.5113 | 141.5113 | 8.5546 | 150.0659 | 67.9949 | 60.5219 | 60.5219 | 60.5219 | 7.473 | 67.9949 | 1046.0512 | 924.9564 | 924.9564 | 972.4223 | 73.629 | 998.5854 | 47.4659 | 47.4659 | 1046.0512 | 192.5379 | 155.4181 | 155.4181 | 155.4181 | 37.1198 | 192.5379 | 2382.6408 | 2382.6408 | 413.8586 | 413.8586 | 908.3845 | 908.3845 | 680.6809 | 680.6809 | 379.7168 | 379.7168 | 251974749.7094 | 1274095342.6869 | 163911833.3853 | 62018074.2184 | 1752 | 34.5484 | 714648.424 | 42194.4357 | 53.0475 | 347.6615 | 119 | 1216 | 1844.7693 | 304 | 76 | 0.25515
2659 | 309.0325 | 452.2 | 400 | 1600 | 7 | 97.13% | 100 | 131.7031 | 129.5792 | 129.5792 | 1 | 131.7031 | 100 | 170.0813 | 160.3843 | 160.3843 | 160.3843 | 9.697 | 170.0813 | 67.9861 | 60.5131 | 60.5131 | 60.5131 | 7.473 | 67.9861 | 1267.1966 | 1133.6513 | 1133.6513 | 1180.1638 | 87.0328 | 1220.6841 | 46.5125 | 46.5125 | 1267.1966 | 194.601 | 156.9231 | 156.9231 | 156.9231 | 37.6779 | 194.601 | 2465.0336 | 2465.0336 | 496.554 | 496.554 | 908.2449 | 908.2449 | 680.5763 | 680.5763 | 379.6584 | 379.6584 | 265817056.2663 | 1274077258.4824 | 161838220.0565 | 50267465.1948 | 1752 | 37.2745 | 569584.7202 | 33629.5513 | 42.2796 | 417.1938 | 119 | 1216 | 1844.7693 | 304 | 76 | 0.25195
2660 | 360.5379 | 452.2 | 400 | 1600 | 7 | 97.58% | 100 | 135.5763 | 133.4527 | 133.4527 | 1 | 135.5763 | 100 | 190.9457 | 180.0577 | 180.0577 | 180.0577 | 10.888 | 190.9457 | 67.9764 | 60.5035 | 60.5035 | 60.5035 | 7.4729 | 67.9764 | 1492.3357 | 1345.538 | 1345.538 | 1391.5997 | 100.736 | 1446.2741 | 46.0617 | 46.0617 | 1492.3357 | 196.153 | 158.0449 | 158.0449 | 158.0449 | 38.1081 | 196.153 | 2547.4276 | 2547.4276 | 579.23 | 579.23 | 908.1147 | 908.1147 | 680.4788 | 680.4788 | 379.604 | 379.604 | 275665913.9466 | 1274103415.3007 | 159879610.7234 | 42351060.0293 | 1752 | 39.8831 | 478236.3321 | 28236.1389 | 35.4989 | 486.7262 | 119 | 1216 | 1844.7693 | 304 | 76 | 0.24894
2661 | 412.0433 | 452.2 | 400 | 1600 | 7 | 98% | 100 | 139.5378 | 136.6551 | 136.6551 | 1 | 139.5378 | 100 | 211.852 | 199.7703 | 199.7703 | 199.7703 | 12.0816 | 211.852 | 67.9679 | 60.495 | 60.495 | 60.495 | 7.4729 | 67.9679 | 1748.3376 | 1585.7996 | 1585.7996 | 1632.0098 | 116.3278 | 1702.1274 | 46.2102 | 46.2102 | 1748.3376 | 197.2986 | 158.8699 | 158.8699 | 158.8699 | 38.4287 | 197.2986 | 2629.8225 | 2629.8225 | 661.8885 | 661.8885 | 907.9931 | 907.9931 | 680.3876 | 680.3876 | 379.5532 | 379.5532 | 283704901.3658 | 1274108898.7644 | 159109654.7047 | 35076545.1651 | 1752 | 42.2987 | 395035.8277 | 23323.7957 | 29.3231 | 556.2585 | 119 | 1216 | 1844.7693 | 304 | 76 | 0.24775
2662 | 463.5487 | 452.2 | 400 | 1600 | 7 | 98.28% | 100 | 143.5432 | 140.8 | 140.8 | 1 | 143.5432 | 100 | 232.963 | 219.6759 | 219.6759 | 219.6759 | 13.2872 | 232.963 | 67.9602 | 60.4873 | 60.4873 | 60.4873 | 7.4729 | 67.9602 | 2029.5916 | 1850.4721 | 1850.4721 | 1896.094 | 133.4976 | 1983.9697 | 45.6219 | 45.6219 | 2029.5916 | 198.1352 | 159.4719 | 159.4719 | 159.4719 | 38.6634 | 198.1352 | 2712.2182 | 2712.2182 | 744.5312 | 744.5312 | 907.8792 | 907.8792 | 680.3023 | 680.3023 | 379.5056 | 379.5056 | 289841231.3343 | 1274108898.7644 | 157849151.7491 | 30200718.1522 | 1752 | 44.5752 | 333438.6403 | 19686.9604 | 24.7508 | 625.7908 | 119 | 1216 | 1844.7693 | 304 | 76 | 0.24581
2663 | 515.0541 | 452.2 | 400 | 1600 | 7 | 98.5% | 100 | 147.6133 | 144.5374 | 144.5374 | 1 | 147.6133 | 100 | 254.1744 | 239.6758 | 239.6758 | 239.6758 | 14.4986 | 254.1744 | 67.9533 | 60.4804 | 60.4804 | 60.4804 | 7.4729 | 67.9533 | 2304.7169 | 2108.8537 | 2108.8537 | 2154.4497 | 150.2673 | 2259.121 | 45.596 | 45.596 | 2304.7169 | 199.3496 | 160.3834 | 160.3834 | 160.3834 | 38.9661 | 199.3496 | 2794.6148 | 2794.6148 | 827.1594 | 827.1594 | 907.7723 | 907.7723 | 680.2222 | 680.2222 | 379.4609 | 379.4609 | 294983764.5734 | 1274107470.1576 | 156685586.7464 | 26223262.5915 | 1752.0001 | 46.6988 | 292092.4727 | 17245.7906 | 21.6817 | 695.3231 | 119 | 1216 | 1844.7693 | 304 | 76 | 0.24402
2664 | 566.5595 | 452.2 | 400 | 1600 | 7 | 98.69% | 100 | 151.7014 | 148.3012 | 148.3012 | 1 | 151.7014 | 100 | 275.5133 | 259.7959 | 259.7959 | 259.7959 | 15.7174 | 275.5133 | 67.9466 | 60.4737 | 60.4737 | 60.4737 | 7.4729 | 67.9466 | 2600.0208 | 2386.7715 | 2386.7715 | 2431.7058 | 168.315 | 2555.0865 | 44.9343 | 44.9343 | 2600.0208 | 200.2756 | 161.0718 | 161.0718 | 161.0718 | 39.2038 | 200.2756 | 2877.0121 | 2877.0121 | 909.7746 | 909.7746 | 907.6718 | 907.6718 | 680.1468 | 680.1468 | 379.4189 | 379.4189 | 299004055.5007 | 1274091344.9922 | 155967298.7429 | 22937300.7642 | 1752 | 48.6755 | 247758.2714 | 14628.2005 | 18.3908 | 764.8554 | 119 | 1216 | 1844.7693 | 304 | 76 | 0.24291
2665 | 618.065 | 452.2 | 400 | 1600 | 7 | 98.81% | 100 | 155.8233 | 152.6566 | 152.6566 | 1 | 155.8233 | 100 | 297.1257 | 280.1736 | 280.1736 | 280.1736 | 16.952 | 297.1257 | 67.9403 | 60.4674 | 60.4674 | 60.4674 | 7.4729 | 67.9403 | 2869.8679 | 2640.946 | 2640.946 | 2685.0419 | 184.826 | 2825.772 | 44.0959 | 44.0959 | 2869.8679 | 201.2653 | 161.8193 | 161.8193 | 161.8193 | 39.4459 | 201.2653 | 2959.41 | 2959.41 | 992.3778 | 992.3778 | 907.577 | 907.577 | 680.0759 | 680.0759 | 379.3793 | 379.3793 | 302249858.4186 | 1274108898.7644 | 154755906.7523 | 20885246.6014 | 1751.9999 | 50.5328 | 224289.1594 | 13242.5318 | 16.6487 | 834.3877 | 119 | 1216 | 1844.7693 | 304 | 76 | 0.24104
2666 | 669.5704 | 452.2 | 400 | 1600 | 7 | 98.94% | 100 | 159.9687 | 156.0647 | 156.0647 | 1 | 159.9687 | 100 | 318.7568 | 300.569 | 300.569 | 300.569 | 18.1878 | 318.7568 | 67.9341 | 60.4612 | 60.4612 | 60.4612 | 7.4729 | 67.9341 | 3151.674 | 2905.7519 | 2905.7519 | 2949.6192 | 202.0548 | 3107.8067 | 43.8673 | 43.8673 | 3151.674 | 202.1265 | 162.4679 | 162.4679 | 162.4679 | 39.6587 | 202.1265 | 3041.8085 | 3041.8085 | 1074.9701 | 1074.9701 | 907.4877 | 907.4877 | 680.0089 | 680.0089 | 379.3419 | 379.3419 | 305056046.7395 | 1274108898.7644 | 154290983.8725 | 18544070.6235 | 1752 | 52.254 | 196194.1285 | 11583.7386 | 14.5633 | 903.92 | 119 | 1216 | 1844.7693 | 304 | 76 | 0.24033
2667 | 721.0758 | 452.2 | 400 | 1600 | 7 | 99.01% | 100 | 164.1191 | 160.8451 | 160.8451 | 1 | 164.1191 | 100 | 340.5686 | 321.1345 | 321.1345 | 321.1345 | 19.4341 | 340.5686 | 67.9285 | 60.4556 | 60.4556 | 60.4556 | 7.4729 | 67.9285 | 3448.0817 | 3184.8505 | 3184.8505 | 3227.9715 | 220.1102 | 3404.9607 | 43.121 | 43.121 | 3448.0817 | 202.6626 | 162.8605 | 162.8605 | 162.8605 | 39.802 | 202.6626 | 3124.2076 | 3124.2076 | 1157.5523 | 1157.5523 | 907.4032 | 907.4032 | 679.9456 | 679.9456 | 379.3066 | 379.3066 | 307215799.8106 | 1274108898.7644 | 153409476.51 | 17265824.915 | 1752 | 53.8741 | 180287.6904 | 10644.587 | 13.3825 | 973.4523 | 119 | 1216 | 1844.7693 | 304 | 76 | 0.23897
2668 | 772.5812 | 452.2 | 400 | 1600 | 7 | 99.06% | 100 | 168.3008 | 165.2858 | 165.2858 | 1 | 168.3008 | 100 | 362.5905 | 341.898 | 341.898 | 341.898 | 20.6925 | 362.5905 | 67.9231 | 60.4503 | 60.4503 | 60.4503 | 7.4729 | 67.9231 | 3640.6778 | 3366.0633 | 3366.0633 | 3408.8289 | 231.8489 | 3597.9122 | 42.7655 | 42.7655 | 3640.6778 | 203.6509 | 163.6157 | 163.6157 | 163.6157 | 40.0352 | 203.6509 | 3206.6072 | 3206.6072 | 1240.1253 | 1240.1253 | 907.3232 | 907.3232 | 679.8856 | 679.8856 | 379.2732 | 379.2732 | 308988545.6908 | 1274108898.7644 | 152433152.0795 | 16469403.4652 | 1752 | 55.3947 | 170933.9998 | 10092.3243 | 12.6882 | 1042.9846 | 119 | 1216 | 1844.7693 | 304 | 76 | 0.23746
2669 | 824.0866 | 452.2 | 400 | 1600 | 7 | 99.09% | 100 | 172.4977 | 169.7059 | 169.7059 | 1 | 172.4977 | 100 | 384.7195 | 362.7624 | 362.7624 | 362.7624 | 21.9571 | 384.7195 | 67.9181 | 60.4452 | 60.4452 | 60.4452 | 7.4729 | 67.9181 | 3784.3586 | 3501.1581 | 3501.1581 | 3543.7379 | 240.6207 | 3741.7788 | 42.5797 | 42.5797 | 3784.3586 | 204.7078 | 164.4306 | 164.4306 | 164.4306 | 40.2772 | 204.7078 | 3289.0073 | 3289.0073 | 1322.6897 | 1322.6897 | 907.2473 | 907.2473 | 679.8288 | 679.8288 | 379.2415 | 379.2415 | 310495160.4458 | 1274108898.7644 | 151453370.2378 | 15942570.552 | 1752 | 56.8222 | 165600.0995 | 9777.3989 | 12.2923 | 1112.5169 | 119 | 1216 | 1844.7693 | 304 | 76 | 0.23595
2670 | 875.592 | 452.2 | 400 | 1600 | 7 | 99.12% | 100 | 176.7022 | 173.8492 | 173.8492 | 1 | 176.7022 | 100 | 406.9085 | 383.6833 | 383.6833 | 383.6833 | 23.2252 | 406.9085 | 67.9133 | 60.4405 | 60.4405 | 60.4405 | 7.4729 | 67.9133 | 3903.5915 | 3613.187 | 3613.187 | 3655.6863 | 247.9052 | 3861.0922 | 42.4993 | 42.4993 | 3903.5915 | 205.7043 | 165.1997 | 165.1997 | 165.1997 | 40.5046 | 205.7043 | 3371.4078 | 3371.4078 | 1405.2463 | 1405.2463 | 907.1753 | 907.1753 | 679.7748 | 679.7748 | 379.2114 | 379.2114 | 311817556.2163 | 1274108898.7644 | 150656219.7483 | 15417325.271 | 1752 | 58.1609 | 159783.4334 | 9433.97 | 11.8605 | 1182.0492 | 119 | 1216 | 1844.7693 | 304 | 76 | 0.23473
2671 | 927.0974 | 452.2 | 400 | 1600 | 7 | 99.15% | 100 | 180.9076 | 178.0155 | 178.0155 | 1 | 180.9076 | 100 | 429.1239 | 404.629 | 404.629 | 404.629 | 24.4949 | 429.1239 | 67.9091 | 60.4362 | 60.4362 | 60.4362 | 7.4729 | 67.9091 | 4024.5631 | 3726.9621 | 3726.9621 | 3769.2668 | 255.2964 | 3982.2585 | 42.3046 | 42.3046 | 4024.5631 | 206.5269 | 165.8317 | 165.8317 | 165.8317 | 40.6952 | 206.5269 | 3453.8087 | 3453.8087 | 1487.7956 | 1487.7956 | 907.1069 | 907.1069 | 679.7235 | 679.7235 | 379.1827 | 379.1827 | 312983443.6647 | 1274108898.7644 | 149980356.3531 | 14927301.2178 | 1752 | 59.4194 | 154165.8224 | 9102.2937 | 11.4436 | 1251.5815 | 119 | 1216 | 1844.7693 | 304 | 76 | 0.23369
2672 | 978.6028 | 452.2 | 400 | 1600 | 7 | 99.18% | 100 | 185.1162 | 182.1664 | 182.1664 | 1 | 185.1162 | 100 | 451.3556 | 425.5899 | 425.5899 | 425.5899 | 25.7657 | 451.3556 | 67.9051 | 60.4321 | 60.4321 | 60.4321 | 7.4729 | 67.9051 | 4147.8301 | 3842.8431 | 3842.8431 | 3885.0089 | 262.8212 | 4105.6643 | 42.1658 | 42.1658 | 4147.8301 | 207.2257 | 166.3684 | 166.3684 | 166.3684 | 40.8572 | 207.2257 | 3536.21 | 3536.21 | 1570.3381 | 1570.3381 | 907.0417 | 907.0417 | 679.6747 | 679.6747 | 379.1555 | 379.1555 | 314038840.4072 | 1274095694.1812 | 149416484.0764 | 14448981.3352 | 1752 | 60.6044 | 148142.4967 | 8746.6632 | 10.9964 | 1321.1138 | 119 | 1216 | 1844.7693 | 304 | 76 | 0.23282
2673 | 1030.1083 | 452.2 | 400 | 1600 | 7 | 99.2% | 100 | 189.328 | 186.2542 | 186.2542 | 1 | 189.328 | 100 | 473.5467 | 446.5125 | 446.5125 | 446.5125 | 27.0342 | 473.5467 | 67.901 | 60.4281 | 60.4281 | 60.4281 | 7.4729 | 67.901 | 4277.1874 | 3964.3542 | 3964.3542 | 4006.4572 | 270.7302 | 4235.0844 | 42.1029 | 42.1029 | 4277.1874 | 207.8638 | 166.8614 | 166.8614 | 166.8614 | 41.0025 | 207.8638 | 3618.6117 | 3618.6117 | 1652.8743 | 1652.8743 | 906.9796 | 906.9796 | 679.6282 | 679.6282 | 379.1296 | 379.1296 | 315063494.9653 | 1274095694.1812 | 148892815.6518 | 13947995.2017 | 1752 | 61.7223 | 143540.5144 | 8474.9519 | 10.6548 | 1390.6462 | 119 | 1216 | 1844.7693 | 304 | 76 | 0.23201
2674 | 20.6022 | 501.6 | 400 | 1600 | 7 | 90.98% | 100 | 118.0451 | 117.5361 | 117.5361 | 1 | 118.0451 | 100 | 106.2728 | 100.2182 | 100.2182 | 100.2182 | 6.0546 | 106.2728 | 73.837 | 65.7264 | 65.7264 | 65.7264 | 8.1106 | 73.837 | 470.275 | 379.1915 | 379.1915 | 430.8511 | 39.4239 | 418.6154 | 51.6596 | 51.6596 | 470.275 | 123.1678 | 99.8798 | 99.8798 | 99.8798 | 23.2879 | 123.1678 | 2102.4245 | 2102.4245 | 33.1291 | 33.1291 | 1008.2424 | 1008.2424 | 681.1015 | 681.1015 | 379.9514 | 379.9514 | 29168096.4962 | 1302170456.1842 | 262603166.0313 | 158058281.2884 | 1752 | 27.3596 | 2001392.8169 | 118166.6923 | 148.5611 | 27.8129 | 132 | 1216 | 1844.7693 | 304 | 76 | 0.40719
2675 | 51.5054 | 501.6 | 400 | 1600 | 7 | 92.14% | 100 | 119.6957 | 119.065 | 119.065 | 1 | 119.6957 | 100 | 109.177 | 102.9563 | 102.9563 | 102.9563 | 6.2208 | 109.177 | 73.8282 | 65.7177 | 65.7177 | 65.7177 | 8.1105 | 73.8282 | 527.7494 | 433.9713 | 433.9713 | 484.9913 | 42.7581 | 476.7293 | 51.02 | 51.02 | 527.7494 | 132.965 | 107.7517 | 107.7517 | 107.7517 | 25.2133 | 132.965 | 2151.8572 | 2151.8572 | 82.8128 | 82.8128 | 1008.1201 | 1008.1201 | 681.0189 | 681.0189 | 379.9054 | 379.9054 | 70881232.2129 | 1302195446.3154 | 241276153.8947 | 137647167.5769 | 1752 | 28.8841 | 1710794.7236 | 101009.1333 | 126.9903 | 69.5323 | 132 | 1216 | 1844.7693 | 304 | 76 | 0.37434
2676 | 154.5162 | 501.6 | 400 | 1600 | 7 | 95.17% | 100 | 125.8473 | 124.5623 | 124.5623 | 1 | 125.8473 | 100 | 124.2984 | 117.2136 | 117.2136 | 117.2136 | 7.0848 | 124.2984 | 73.802 | 65.6918 | 65.6918 | 65.6918 | 8.1103 | 73.802 | 799.6704 | 692.7245 | 692.7245 | 740.9044 | 58.766 | 751.4904 | 48.1799 | 48.1799 | 799.6704 | 174.4841 | 141.075 | 141.075 | 141.075 | 33.4091 | 174.4841 | 2316.637 | 2316.637 | 248.3478 | 248.3478 | 1007.7521 | 1007.7521 | 680.7703 | 680.7703 | 379.7667 | 379.7667 | 185332975.4077 | 1302226043.7918 | 179748070.3936 | 84692910.4068 | 1752 | 34.1155 | 993110.5041 | 58635.4575 | 73.7175 | 208.5969 | 132 | 1216 | 1844.7693 | 304 | 76 | 0.27955
2677 | 206.0217 | 501.6 | 400 | 1600 | 7 | 96.18% | 100 | 129.3151 | 127.6687 | 127.6687 | 1 | 129.3151 | 100 | 137.5749 | 129.7322 | 129.7322 | 129.7322 | 7.8428 | 137.5749 | 73.7921 | 65.6817 | 65.6817 | 65.6817 | 8.1103 | 73.7921 | 983.9249 | 866.5162 | 866.5162 | 914.0546 | 69.8703 | 936.3865 | 47.5384 | 47.5384 | 983.9249 | 193.7623 | 156.4305 | 156.4305 | 156.4305 | 37.3319 | 193.7623 | 2399.0289 | 2399.0289 | 331.0765 | 331.0765 | 1007.5881 | 1007.5881 | 680.6595 | 680.6595 | 379.7049 | 379.7049 | 221131795.8243 | 1302195787.0572 | 161782921.9603 | 66889495.1583 | 1752 | 36.7403 | 773018.5087 | 45640.7356 | 57.3803 | 278.1292 | 132 | 1216 | 1844.7693 | 304 | 76 | 0.25187
2678 | 257.5271 | 501.6 | 400 | 1600 | 7 | 96.95% | 100 | 132.9354 | 131.1695 | 131.1695 | 1 | 132.9354 | 100 | 156.9348 | 147.9871 | 147.9871 | 147.9871 | 8.9477 | 156.9348 | 73.7819 | 65.6716 | 65.6716 | 65.6716 | 8.1103 | 73.7819 | 1210.4924 | 1080.3085 | 1080.3085 | 1126.8879 | 83.6046 | 1163.9131 | 46.5793 | 46.5793 | 1210.4924 | 201.1521 | 162.1899 | 162.1899 | 162.1899 | 38.9622 | 201.1521 | 2481.422 | 2481.422 | 413.7829 | 413.7829 | 1007.4354 | 1007.4354 | 680.5563 | 680.5563 | 379.6473 | 379.6473 | 240695507.0188 | 1302203700.9155 | 155704175.2355 | 53396616.8303 | 1752 | 39.2513 | 606330.7164 | 35799.1168 | 45.0072 | 347.6615 | 132 | 1216 | 1844.7693 | 304 | 76 | 0.2425
2679 | 309.0325 | 501.6 | 400 | 1600 | 7 | 97.5% | 100 | 136.7491 | 134.7604 | 134.7604 | 1 | 136.7491 | 100 | 178.3214 | 168.153 | 168.153 | 168.153 | 10.1684 | 178.3214 | 73.7728 | 65.6624 | 65.6624 | 65.6624 | 8.1103 | 73.7728 | 1453.6945 | 1309.0245 | 1309.0245 | 1355.2904 | 98.4041 | 1407.4287 | 46.2658 | 46.2658 | 1453.6945 | 204.7973 | 164.9605 | 164.9605 | 164.9605 | 39.8368 | 204.7973 | 2563.8161 | 2563.8161 | 496.4693 | 496.4693 | 1007.293 | 1007.293 | 680.4601 | 680.4601 | 379.5937 | 379.5937 | 253356283.7033 | 1302206655.4119 | 152699147.7917 | 43737934.6022 | 1752 | 41.6608 | 490545.5884 | 28962.9048 | 36.4126 | 417.1938 | 132 | 1216 | 1844.7693 | 304 | 76 | 0.23787
2680 | 360.5379 | 501.6 | 400 | 1600 | 7 | 97.93% | 100 | 140.6814 | 138.2868 | 138.2868 | 1 | 140.6814 | 100 | 200.4012 | 188.9723 | 188.9723 | 188.9723 | 11.4289 | 200.4012 | 73.7639 | 65.6536 | 65.6536 | 65.6536 | 8.1103 | 73.7639 | 1721.1408 | 1560.0416 | 1560.0416 | 1606.4662 | 114.6746 | 1674.7161 | 46.4247 | 46.4247 | 1721.1408 | 206.9688 | 166.5914 | 166.5914 | 166.5914 | 40.3775 | 206.9688 | 2646.2112 | 2646.2112 | 579.1376 | 579.1376 | 1007.1598 | 1007.1598 | 680.3702 | 680.3702 | 379.5435 | 379.5435 | 262605025.8541 | 1302207575.505 | 150960118.7797 | 36227279.8612 | 1752 | 43.9333 | 408911.4654 | 24143.0442 | 30.353 | 486.7262 | 132 | 1216 | 1844.7693 | 304 | 76 | 0.23519
2681 | 412.0433 | 501.6 | 400 | 1600 | 7 | 98.29% | 100 | 144.6617 | 141.8364 | 141.8364 | 1 | 144.6617 | 100 | 222.4962 | 209.8057 | 209.8057 | 209.8057 | 12.6905 | 222.4962 | 73.7554 | 65.6451 | 65.6451 | 65.6451 | 8.1103 | 73.7554 | 2037.1691 | 1857.1284 | 1857.1284 | 1903.2058 | 133.9633 | 1991.0918 | 46.0773 | 46.0773 | 2037.1691 | 208.4456 | 167.6964 | 167.6964 | 167.6964 | 40.7492 | 208.4456 | 2728.6071 | 2728.6071 | 661.7896 | 661.7896 | 1007.0351 | 1007.0351 | 680.2859 | 680.2859 | 379.4965 | 379.4965 | 269894098.3904 | 1302232292.5614 | 149849074.5926 | 30024534.4556 | 1752 | 46.0606 | 334498.3277 | 19749.5268 | 24.8294 | 556.2585 | 132 | 1216 | 1844.7693 | 304 | 76 | 0.23348
2682 | 463.5487 | 501.6 | 400 | 1600 | 7 | 98.5% | 100 | 148.7052 | 146.0695 | 146.0695 | 1 | 148.7052 | 100 | 245.0192 | 231.0426 | 231.0426 | 231.0426 | 13.9766 | 245.0192 | 73.7473 | 65.6371 | 65.6371 | 65.6371 | 8.1102 | 73.7473 | 2332.6197 | 2135.5253 | 2135.5253 | 2180.6311 | 151.9886 | 2287.5138 | 45.1059 | 45.1059 | 2332.6197 | 210.1685 | 169.0099 | 169.0099 | 169.0099 | 41.1586 | 210.1685 | 2811.0038 | 2811.0038 | 744.4267 | 744.4267 | 1006.918 | 1006.918 | 680.2068 | 680.2068 | 379.4523 | 379.4523 | 275427946.3146 | 1302228130.0222 | 148076590.3293 | 26267333.3339 | 1752 | 48.0777 | 290994.3724 | 17180.9563 | 21.6002 | 625.7908 | 132 | 1216 | 1844.7693 | 304 | 76 | 0.23075
2683 | 515.0541 | 501.6 | 400 | 1600 | 7 | 98.73% | 100 | 152.7949 | 149.0378 | 149.0378 | 1 | 152.7949 | 100 | 267.4027 | 252.1477 | 252.1477 | 252.1477 | 15.255 | 267.4027 | 73.7405 | 65.6302 | 65.6302 | 65.6302 | 8.1103 | 73.7405 | 2657.8137 | 2440.8379 | 2440.8379 | 2485.932 | 171.8817 | 2612.7196 | 45.0941 | 45.0941 | 2657.8137 | 211.7668 | 170.2284 | 170.2284 | 170.2284 | 41.5384 | 211.7668 | 2893.4012 | 2893.4012 | 827.0502 | 827.0502 | 1006.8078 | 1006.8078 | 680.1324 | 680.1324 | 379.4108 | 379.4108 | 280358765.772 | 1302227505.109 | 147238196.859 | 22175532.26 | 1752 | 49.9434 | 237784.4023 | 14039.3211 | 17.6505 | 695.3231 | 132 | 1216 | 1844.7693 | 304 | 76 | 0.22946
2684 | 566.5595 | 501.6 | 400 | 1600 | 7 | 98.85% | 100 | 156.895 | 154.0094 | 154.0094 | 1 | 156.895 | 100 | 289.9754 | 273.431 | 273.431 | 273.431 | 16.5444 | 289.9754 | 73.7332 | 65.623 | 65.623 | 65.623 | 8.1102 | 73.7332 | 3002.6202 | 2765.8695 | 2765.8695 | 2809.6772 | 192.943 | 2958.8125 | 43.8077 | 43.8077 | 3002.6202 | 213.0413 | 171.2016 | 171.2016 | 171.2016 | 41.8396 | 213.0413 | 2975.7993 | 2975.7993 | 909.6614 | 909.6614 | 1006.7039 | 1006.7039 | 680.0622 | 680.0622 | 379.3717 | 379.3717 | 283990710.7243 | 1302229801.6251 | 145655075.1798 | 20124412.4708 | 1752 | 51.7117 | 214678.4509 | 12675.0942 | 15.9353 | 764.8554 | 132 | 1216 | 1844.7693 | 304 | 76 | 0.22702
2685 | 618.065 | 501.6 | 400 | 1600 | 7 | 98.96% | 100 | 161.0467 | 157.8553 | 157.8553 | 1 | 161.0467 | 100 | 312.87 | 295.0177 | 295.0177 | 295.0177 | 17.8523 | 312.87 | 73.7268 | 65.6166 | 65.6166 | 65.6166 | 8.1102 | 73.7268 | 3278.45 | 3024.907 | 3024.907 | 3068.6583 | 209.7917 | 3234.6987 | 43.7514 | 43.7514 | 3278.45 | 214.5682 | 172.3746 | 172.3746 | 172.3746 | 42.1936 | 214.5682 | 3058.1979 | 3058.1979 | 992.2613 | 992.2613 | 1006.6059 | 1006.6059 | 679.996 | 679.996 | 379.3347 | 379.3347 | 286927108.2011 | 1302233459.2388 | 144613555.0768 | 18225877.4833 | 1752 | 53.3614 | 195148.045 | 11521.9755 | 14.4856 | 834.3877 | 132 | 1216 | 1844.7693 | 304 | 76 | 0.22542
2686 | 669.5704 | 501.6 | 400 | 1600 | 7 | 99.06% | 100 | 165.207 | 161.8493 | 161.8493 | 1 | 165.207 | 100 | 335.8939 | 316.7262 | 316.7262 | 316.7262 | 19.1677 | 335.8939 | 73.7207 | 65.6105 | 65.6105 | 65.6105 | 8.1102 | 73.7207 | 3589.8895 | 3317.4355 | 3317.4355 | 3361.0464 | 228.8431 | 3546.2785 | 43.6109 | 43.6109 | 3589.8895 | 215.5448 | 173.1179 | 173.1179 | 173.1179 | 42.4269 | 215.5448 | 3140.5971 | 3140.5971 | 1074.8507 | 1074.8507 | 1006.5132 | 1006.5132 | 679.9334 | 679.9334 | 379.2998 | 379.2998 | 289313522.4663 | 1302233459.2388 | 143917952.0615 | 16535066.2335 | 1752 | 54.9037 | 174710.936 | 10315.323 | 12.9686 | 903.92 | 132 | 1216 | 1844.7693 | 304 | 76 | 0.22435
2687 | 721.0758 | 501.6 | 400 | 1600 | 7 | 99.1% | 100 | 169.382 | 166.6793 | 166.6793 | 1 | 169.382 | 100 | 359.083 | 338.5903 | 338.5903 | 338.5903 | 20.4926 | 359.083 | 73.715 | 65.6048 | 65.6048 | 65.6048 | 8.1102 | 73.715 | 3851.5959 | 3563.56 | 3563.56 | 3606.7861 | 244.8098 | 3808.3698 | 43.2261 | 43.2261 | 3851.5959 | 216.6104 | 173.9351 | 173.9351 | 173.9351 | 42.6752 | 216.6104 | 3222.9968 | 3222.9968 | 1157.4306 | 1157.4306 | 1006.4254 | 1006.4254 | 679.8741 | 679.8741 | 379.2667 | 379.2667 | 291289159.7083 | 1302233459.2388 | 142768067.0371 | 15709314.0157 | 1752 | 56.3585 | 165654.6078 | 9780.6172 | 12.2964 | 973.4523 | 132 | 1216 | 1844.7693 | 304 | 76 | 0.22257
2688 | 772.5812 | 501.6 | 400 | 1600 | 7 | 99.13% | 100 | 173.5788 | 171.0818 | 171.0818 | 1 | 173.5788 | 100 | 382.4061 | 360.5808 | 360.5808 | 360.5808 | 21.8254 | 382.4061 | 73.7096 | 65.5994 | 65.5994 | 65.5994 | 8.1102 | 73.7096 | 4003.9504 | 3706.8493 | 3706.8493 | 3749.8369 | 254.1135 | 3960.9628 | 42.9876 | 42.9876 | 4003.9504 | 218.0716 | 175.0704 | 175.0704 | 175.0704 | 43.0012 | 218.0716 | 3305.397 | 3305.397 | 1240.0017 | 1240.0017 | 1006.3422 | 1006.3422 | 679.8178 | 679.8178 | 379.2354 | 379.2354 | 292901287.5881 | 1302233459.2388 | 141668494.7999 | 15196758.3732 | 1752 | 57.7258 | 158494.6968 | 9357.8801 | 11.7649 | 1042.9846 | 132 | 1216 | 1844.7693 | 304 | 76 | 0.22088
2689 | 824.0866 | 501.6 | 400 | 1600 | 7 | 99.16% | 100 | 177.7799 | 175.2178 | 175.2178 | 1 | 177.7799 | 100 | 405.8166 | 382.6534 | 382.6534 | 382.6534 | 23.1632 | 405.8166 | 73.7045 | 65.5943 | 65.5943 | 65.5943 | 8.1102 | 73.7045 | 4130.2059 | 3825.7476 | 3825.7476 | 3868.3677 | 261.8381 | 4087.5857 | 42.6201 | 42.6201 | 4130.2059 | 219.3807 | 176.0839 | 176.0839 | 176.0839 | 43.2968 | 219.3807 | 3387.7976 | 3387.7976 | 1322.5645 | 1322.5645 | 1006.2631 | 1006.2631 | 679.7644 | 679.7644 | 379.2056 | 379.2056 | 294307898.2693 | 1302233459.2388 | 140765730.62 | 14692911.8719 | 1752 | 59.0103 | 152569.2283 | 9008.0273 | 11.325 | 1112.5169 | 132 | 1216 | 1844.7693 | 304 | 76 | 0.21949
2690 | 875.592 | 501.6 | 400 | 1600 | 7 | 99.19% | 100 | 181.9869 | 179.3274 | 179.3274 | 1 | 181.9869 | 100 | 429.2631 | 404.7599 | 404.7599 | 404.7599 | 24.5032 | 429.2631 | 73.6996 | 65.5894 | 65.5894 | 65.5894 | 8.1102 | 73.6996 | 4259.5273 | 3947.266 | 3947.266 | 3989.7902 | 269.7371 | 4217.0031 | 42.5242 | 42.5242 | 4259.5273 | 220.4799 | 176.9354 | 176.9354 | 176.9354 | 43.5446 | 220.4799 | 3470.1986 | 3470.1986 | 1405.1198 | 1405.1198 | 1006.1879 | 1006.1879 | 679.7136 | 679.7136 | 379.1772 | 379.1772 | 295532868.0787 | 1302233459.2388 | 140037055.0727 | 14196617.6098 | 1752 | 60.2189 | 148299.614 | 8755.9397 | 11.0081 | 1182.0492 | 132 | 1216 | 1844.7693 | 304 | 76 | 0.21837
2691 | 927.0974 | 501.6 | 400 | 1600 | 7 | 99.22% | 100 | 186.1981 | 183.406 | 183.406 | 1 | 186.1981 | 100 | 452.7297 | 426.8853 | 426.8853 | 426.8853 | 25.8445 | 452.7297 | 73.6949 | 65.5847 | 65.5847 | 65.5847 | 8.1102 | 73.6949 | 4396.1486 | 4075.4908 | 4075.4908 | 4118.0755 | 278.073 | 4353.5638 | 42.5848 | 42.5848 | 4396.1486 | 221.3963 | 177.6461 | 177.6461 | 177.6461 | 43.7503 | 221.3963 | 3552.5999 | 3552.5999 | 1487.6681 | 1487.6681 | 1006.1163 | 1006.1163 | 679.6653 | 679.6653 | 379.1503 | 379.1503 | 296648598.0063 | 1302233459.2388 | 139426596.7704 | 13691345.9845 | 1752 | 61.358 | 141377.0376 | 8347.2154 | 10.4943 | 1251.5815 | 132 | 1216 | 1844.7693 | 304 | 76 | 0.21743
2692 | 978.6028 | 501.6 | 400 | 1600 | 7 | 99.25% | 100 | 190.4095 | 187.5438 | 187.5438 | 1 | 190.4095 | 100 | 476.1594 | 448.9757 | 448.9757 | 448.9757 | 27.1837 | 476.1594 | 73.6904 | 65.5802 | 65.5802 | 65.5802 | 8.1102 | 73.6904 | 4541.2891 | 4211.9115 | 4211.9115 | 4254.336 | 286.953 | 4498.8646 | 42.4245 | 42.4245 | 4541.2891 | 222.2039 | 178.2745 | 178.2745 | 178.2745 | 43.9294 | 222.2039 | 3635.0016 | 3635.0016 | 1570.2098 | 1570.2098 | 1006.0481 | 1006.0481 | 679.6192 | 679.6192 | 379.1245 | 379.1245 | 297682418.025 | 1302233459.2388 | 138869140.7574 | 13214981.9789 | 1752 | 62.4344 | 136637.0224 | 8067.3543 | 10.1424 | 1321.1138 | 132 | 1216 | 1844.7693 | 304 | 76 | 0.21657
2693 | 1030.1083 | 501.6 | 400 | 1600 | 7 | 99.28% | 100 | 194.6189 | 191.5395 | 191.5395 | 1 | 194.6189 | 100 | 499.5409 | 471.0206 | 471.0206 | 471.0206 | 28.5203 | 499.5409 | 73.6862 | 65.576 | 65.576 | 65.576 | 8.1102 | 73.6862 | 4706.9647 | 4367.7922 | 4367.7922 | 4409.8438 | 297.1209 | 4664.9131 | 42.0516 | 42.0516 | 4706.9647 | 222.8561 | 178.7789 | 178.7789 | 178.7789 | 44.0772 | 222.8561 | 3717.4037 | 3717.4037 | 1652.7455 | 1652.7455 | 1005.983 | 1005.983 | 679.5752 | 679.5752 | 379.1 | 379.1 | 298638939.5021 | 1302233459.2388 | 138469877.1186 | 12657724.1405 | 1752 | 63.452 | 128612.7387 | 7593.5827 | 9.5468 | 1390.6462 | 132 | 1216 | 1844.7693 | 304 | 76 | 0.21595
2694 | 20.6022 | 551 | 400 | 1600 | 7 | 92.26% | 100 | 122.4078 | 121.7504 | 121.7504 | 1 | 122.4078 | 100 | 109.5109 | 103.2704 | 103.2704 | 103.2704 | 6.2405 | 109.5109 | 79.625 | 70.8768 | 70.8768 | 70.8768 | 8.7482 | 79.625 | 533.7459 | 439.8489 | 439.8489 | 490.5385 | 43.2073 | 483.0562 | 50.6896 | 50.6896 | 533.7459 | 123.0221 | 99.6471 | 99.6471 | 99.6471 | 23.375 | 123.0221 | 2201.2001 | 2201.2001 | 33.1213 | 33.1213 | 1107.2769 | 1107.2769 | 680.9403 | 680.9403 | 379.8615 | 379.8615 | 28299915.4442 | 1326170104.38 | 261900364.9645 | 135629628.1202 | 1752 | 32.5719 | 1684196.5764 | 99438.7194 | 125.016 | 27.8129 | 145 | 1216 | 1844.7693 | 304 | 76 | 0.40611
2695 | 51.5054 | 551 | 400 | 1600 | 7 | 93.28% | 100 | 124.1902 | 123.4236 | 123.4236 | 1 | 124.1902 | 100 | 113.379 | 106.9175 | 106.9175 | 106.9175 | 6.4616 | 113.379 | 79.6153 | 70.8673 | 70.8673 | 70.8673 | 8.748 | 79.6153 | 602.974 | 505.4293 | 505.4293 | 555.7034 | 47.2706 | 552.6999 | 50.2741 | 50.2741 | 602.974 | 133.2326 | 107.8513 | 107.8513 | 107.8513 | 25.3814 | 133.2326 | 2250.634 | 2250.634 | 82.7941 | 82.7941 | 1107.1549 | 1107.1549 | 680.8653 | 680.8653 | 379.8197 | 379.8197 | 68225936.7202 | 1326204137.3605 | 239895495.1879 | 117674430.7314 | 1752 | 33.9908 | 1445465.4727 | 85343.503 | 107.2953 | 69.5323 | 145 | 1216 | 1844.7693 | 304 | 76 | 0.37221
2696 | 154.5162 | 551 | 400 | 1600 | 7 | 95.83% | 100 | 130.7155 | 129.2253 | 129.2253 | 1 | 130.7155 | 100 | 129.2191 | 121.8525 | 121.8525 | 121.8525 | 7.3666 | 129.2191 | 79.593 | 70.8448 | 70.8448 | 70.8448 | 8.7482 | 79.593 | 911.1961 | 797.8936 | 797.8936 | 845.6591 | 65.537 | 863.4306 | 47.7654 | 47.7654 | 911.1961 | 179.0566 | 144.613 | 144.613 | 144.613 | 34.4436 | 179.0566 | 2415.417 | 2415.417 | 248.2997 | 248.2997 | 1106.7859 | 1106.7859 | 680.6384 | 680.6384 | 379.6931 | 379.6931 | 178183809.2764 | 1326181115.3346 | 174585255.2284 | 73049820.1606 | 1752 | 38.7896 | 848985.2458 | 50125.981 | 63.0192 | 208.5969 | 145 | 1216 | 1844.7693 | 304 | 76 | 0.27159
2697 | 206.0217 | 551 | 400 | 1600 | 7 | 96.72% | 100 | 134.2519 | 132.5282 | 132.5282 | 1 | 134.2519 | 100 | 143.321 | 135.1493 | 135.1493 | 135.1493 | 8.1717 | 143.321 | 79.5814 | 70.8334 | 70.8334 | 70.8334 | 8.748 | 79.5814 | 1131.2681 | 1005.7564 | 1005.7564 | 1052.4256 | 78.8425 | 1084.5989 | 46.6693 | 46.6693 | 1131.2681 | 199.7373 | 161.0965 | 161.0965 | 161.0965 | 38.6408 | 199.7373 | 2497.8103 | 2497.8103 | 331.0168 | 331.0168 | 1106.6205 | 1106.6205 | 680.5367 | 680.5367 | 379.6364 | 379.6364 | 212260726.6073 | 1326205925.8678 | 156019268.1705 | 57514079.3545 | 1752 | 41.1218 | 657042.8286 | 38793.2729 | 48.7715 | 278.1292 | 145 | 1216 | 1844.7693 | 304 | 76 | 0.24299
2698 | 257.5271 | 551 | 400 | 1600 | 7 | 97.36% | 100 | 138.0033 | 136.0182 | 136.0182 | 1 | 138.0033 | 100 | 163.6648 | 154.3319 | 154.3319 | 154.3319 | 9.3329 | 163.6648 | 79.5702 | 70.8223 | 70.8223 | 70.8223 | 8.7479 | 79.5702 | 1379.1713 | 1238.4881 | 1238.4881 | 1285.2735 | 93.8979 | 1332.386 | 46.7854 | 46.7854 | 1379.1713 | 209.7149 | 168.9257 | 168.9257 | 168.9257 | 40.7893 | 209.7149 | 2580.2047 | 2580.2047 | 413.7132 | 413.7132 | 1106.4662 | 1106.4662 | 680.4418 | 680.4418 | 379.5834 | 379.5834 | 230668261.0207 | 1326206426.4494 | 148860792.8706 | 46264519.6594 | 1752 | 43.3576 | 524649.0382 | 30976.4485 | 38.9441 | 347.6615 | 145 | 1216 | 1844.7693 | 304 | 76 | 0.23196
2699 | 309.0325 | 551 | 400 | 1600 | 7 | 97.82% | 100 | 141.8673 | 139.7694 | 139.7694 | 1 | 141.8673 | 100 | 186.3995 | 175.7688 | 175.7688 | 175.7688 | 10.6306 | 186.3995 | 79.5613 | 70.8133 | 70.8133 | 70.8133 | 8.7479 | 79.5613 | 1651.1608 | 1494.5883 | 1494.5883 | 1540.7464 | 110.4144 | 1605.0027 | 46.1581 | 46.1581 | 1651.1608 | 214.3343 | 172.4928 | 172.4928 | 172.4928 | 41.8416 | 214.3343 | 2662.5999 | 2662.5999 | 496.3911 | 496.3911 | 1106.3219 | 1106.3219 | 680.353 | 680.353 | 379.5339 | 379.5339 | 242245850.6011 | 1326196087.0523 | 145373288.1794 | 38184774.1672 | 1752 | 45.4901 | 432184.7926 | 25517.1534 | 32.0806 | 417.1938 | 145 | 1216 | 1844.7693 | 304 | 76 | 0.22659
2700 | 360.5379 | 551 | 400 | 1600 | 7 | 98.24% | 100 | 145.8184 | 142.8914 | 142.8914 | 1 | 145.8184 | 100 | 209.6087 | 197.6531 | 197.6531 | 197.6531 | 11.9557 | 209.6087 | 79.5519 | 70.804 | 70.804 | 70.804 | 8.7479 | 79.5519 | 1978.2917 | 1801.9163 | 1801.9163 | 1847.9003 | 130.3914 | 1932.3077 | 45.984 | 45.984 | 1978.2917 | 216.7944 | 174.3617 | 174.3617 | 174.3617 | 42.4327 | 216.7944 | 2744.996 | 2744.996 | 579.0522 | 579.0522 | 1106.1866 | 1106.1866 | 680.2698 | 680.2698 | 379.4875 | 379.4875 | 251047841.2432 | 1326213823.0772 | 143890281.3858 | 30848054.2938 | 1752 | 47.4835 | 339330.3859 | 20034.8222 | 25.1881 | 486.7262 | 145 | 1216 | 1844.7693 | 304 | 76 | 0.2243
2701 | 412.0433 | 551 | 400 | 1600 | 7 | 98.49% | 100 | 149.8307 | 147.4331 | 147.4331 | 1 | 149.8307 | 100 | 233.0822 | 219.7862 | 219.7862 | 219.7862 | 13.296 | 233.0822 | 79.544 | 70.7961 | 70.7961 | 70.7961 | 8.7479 | 79.544 | 2326.6529 | 2129.9201 | 2129.9201 | 2175.0075 | 151.6455 | 2281.5656 | 45.0873 | 45.0873 | 2326.6529 | 218.9511 | 176.0178 | 176.0178 | 176.0178 | 42.9333 | 218.9511 | 2827.3929 | 2827.3929 | 661.6979 | 661.6979 | 1106.0595 | 1106.0595 | 680.1916 | 680.1916 | 379.4439 | 379.4439 | 257592440.6051 | 1326198791.682 | 141667087.1998 | 26541678.8567 | 1752 | 49.3876 | 289234.132 | 17077.0278 | 21.4695 | 556.2585 | 145 | 1216 | 1844.7693 | 304 | 76 | 0.22088
2702 | 463.5487 | 551 | 400 | 1600 | 7 | 98.69% | 100 | 153.9211 | 151.0598 | 151.0598 | 1 | 153.9211 | 100 | 256.7863 | 242.1366 | 242.1366 | 242.1366 | 14.6497 | 256.7863 | 79.5365 | 70.7886 | 70.7886 | 70.7886 | 8.7479 | 79.5365 | 2635.2526 | 2419.8373 | 2419.8373 | 2464.7612 | 170.4914 | 2590.3288 | 44.9238 | 44.9238 | 2635.2526 | 221.6381 | 178.1049 | 178.1049 | 178.1049 | 43.5331 | 221.6381 | 2909.7904 | 2909.7904 | 744.3296 | 744.3296 | 1105.9399 | 1105.9399 | 680.1181 | 680.1181 | 379.4028 | 379.4028 | 262784632.7939 | 1326213621.8163 | 139979272.7041 | 23022472.6857 | 1752 | 51.1745 | 253813.2217 | 14985.6983 | 18.8403 | 625.7908 | 145 | 1216 | 1844.7693 | 304 | 76 | 0.21828
2703 | 515.0541 | 551 | 400 | 1600 | 7 | 98.86% | 100 | 158.0174 | 155.0007 | 155.0007 | 1 | 158.0174 | 100 | 280.276 | 264.2847 | 264.2847 | 264.2847 | 15.9913 | 280.276 | 79.5288 | 70.781 | 70.781 | 70.781 | 8.7478 | 79.5288 | 3012.3064 | 2774.5189 | 2774.5189 | 2818.7273 | 193.5791 | 2968.098 | 44.2084 | 44.2084 | 3012.3064 | 223.6702 | 179.6762 | 179.6762 | 179.6762 | 43.9939 | 223.6702 | 2992.1886 | 2992.1886 | 826.9486 | 826.9486 | 1105.8271 | 1105.8271 | 680.0488 | 680.0488 | 379.3642 | 379.3642 | 267287176.8397 | 1326214685.5205 | 138515773.3131 | 19982364.3267 | 1752 | 52.843 | 212604.3686 | 12552.6357 | 15.7814 | 695.3231 | 145 | 1216 | 1844.7693 | 304 | 76 | 0.21602
2704 | 566.5595 | 551 | 400 | 1600 | 7 | 98.96% | 100 | 162.1561 | 159.2563 | 159.2563 | 1 | 162.1561 | 100 | 304.2104 | 286.8519 | 286.8519 | 286.8519 | 17.3584 | 304.2104 | 79.5219 | 70.7741 | 70.7741 | 70.7741 | 8.7478 | 79.5219 | 3323.4759 | 3067.1177 | 3067.1177 | 3110.8944 | 212.5815 | 3279.6992 | 43.7767 | 43.7767 | 3323.4759 | 225.7486 | 181.2859 | 181.2859 | 181.2859 | 44.4628 | 225.7486 | 3074.5874 | 3074.5874 | 909.5558 | 909.5558 | 1105.7206 | 1105.7206 | 679.9833 | 679.9833 | 379.3276 | 379.3276 | 270610300.5233 | 1326214685.5205 | 137032427.6262 | 18142586.3301 | 1752 | 54.4187 | 193851.0045 | 11445.3953 | 14.3893 | 764.8554 | 145 | 1216 | 1844.7693 | 304 | 76 | 0.21374
2705 | 618.065 | 551 | 400 | 1600 | 7 | 99.07% | 100 | 166.3204 | 163.0465 | 163.0465 | 1 | 166.3204 | 100 | 328.3137 | 309.5783 | 309.5783 | 309.5783 | 18.7354 | 328.3137 | 79.5155 | 70.7677 | 70.7677 | 70.7677 | 8.7478 | 79.5155 | 3639.3883 | 3363.5486 | 3363.5486 | 3407.5003 | 231.8879 | 3595.4365 | 43.9517 | 43.9517 | 3639.3883 | 227.4251 | 182.5886 | 182.5886 | 182.5886 | 44.8365 | 227.4251 | 3156.9867 | 3156.9867 | 992.1523 | 992.1523 | 1105.6199 | 1105.6199 | 679.9213 | 679.9213 | 379.2931 | 379.2931 | 273336670.2102 | 1326214685.5205 | 136096767.6384 | 16351876.6309 | 1752 | 55.8924 | 174741.4077 | 10317.1222 | 12.9709 | 834.3877 | 145 | 1216 | 1844.7693 | 304 | 76 | 0.2123
2706 | 669.5704 | 551 | 400 | 1600 | 7 | 99.13% | 100 | 170.4908 | 167.5678 | 167.5678 | 1 | 170.4908 | 100 | 352.6203 | 332.4962 | 332.4962 | 332.4962 | 20.1241 | 352.6203 | 79.5094 | 70.7615 | 70.7615 | 70.7615 | 8.7478 | 79.5094 | 3947.5056 | 3653.1705 | 3653.1705 | 3696.7956 | 250.71 | 3903.8805 | 43.6251 | 43.6251 | 3947.5056 | 228.7374 | 183.6018 | 183.6018 | 183.6018 | 45.1356 | 228.7374 | 3239.3865 | 3239.3865 | 1074.7389 | 1074.7389 | 1105.5245 | 1105.5245 | 679.8627 | 679.8627 | 379.2604 | 379.2604 | 275518510.9346 | 1326214685.5205 | 135044780.1994 | 15222023.3455 | 1752 | 57.2818 | 161344.3806 | 9526.1318 | 11.9764 | 903.92 | 145 | 1216 | 1844.7693 | 304 | 76 | 0.21068
2707 | 721.0758 | 551 | 400 | 1600 | 7 | 99.17% | 100 | 174.679 | 172.0341 | 172.0341 | 1 | 174.679 | 100 | 377.0703 | 355.5491 | 355.5491 | 355.5491 | 21.5211 | 377.0703 | 79.5036 | 70.7558 | 70.7558 | 70.7558 | 8.7478 | 79.5036 | 4161.2656 | 3854.2709 | 3854.2709 | 3897.4784 | 263.7872 | 4118.0581 | 43.2075 | 43.2075 | 4161.2656 | 230.3346 | 184.8427 | 184.8427 | 184.8427 | 45.4919 | 230.3346 | 3321.7867 | 3321.7867 | 1157.3164 | 1157.3164 | 1105.434 | 1105.434 | 679.807 | 679.807 | 379.2293 | 379.2293 | 277347279.9617 | 1326214685.5205 | 133888052.5362 | 14549981.9816 | 1752 | 58.5915 | 152863.4683 | 9025.3998 | 11.3469 | 973.4523 | 145 | 1216 | 1844.7693 | 304 | 76 | 0.20889
2708 | 772.5812 | 551 | 400 | 1600 | 7 | 99.2% | 100 | 178.8771 | 176.2861 | 176.2861 | 1 | 178.8771 | 100 | 401.6014 | 378.6784 | 378.6784 | 378.6784 | 22.9229 | 401.6014 | 79.4982 | 70.7504 | 70.7504 | 70.7504 | 8.7479 | 79.4982 | 4320.2444 | 4004.0561 | 4004.0561 | 4046.7273 | 273.5171 | 4277.5732 | 42.6711 | 42.6711 | 4320.2444 | 231.9521 | 186.1038 | 186.1038 | 186.1038 | 45.8483 | 231.9521 | 3404.1874 | 3404.1874 | 1239.8854 | 1239.8854 | 1105.348 | 1105.348 | 679.7541 | 679.7541 | 379.1998 | 379.1998 | 278884291.797 | 1326214685.5205 | 132873844.2449 | 14027178.4376 | 1752 | 59.8243 | 146403.5532 | 8643.9921 | 10.8674 | 1042.9846 | 145 | 1216 | 1844.7693 | 304 | 76 | 0.20733
2709 | 824.0866 | 551 | 400 | 1600 | 7 | 99.23% | 100 | 183.0654 | 180.3508 | 180.3508 | 1 | 183.0654 | 100 | 426.1597 | 401.8333 | 401.8333 | 401.8333 | 24.3264 | 426.1597 | 79.493 | 70.7451 | 70.7451 | 70.7451 | 8.7479 | 79.493 | 4471.2978 | 4145.8638 | 4145.8638 | 4188.5543 | 282.7435 | 4428.6073 | 42.6905 | 42.6905 | 4471.2978 | 233.1294 | 186.966 | 186.966 | 186.966 | 46.1634 | 233.1294 | 3486.5884 | 3486.5884 | 1322.4466 | 1322.4466 | 1105.2662 | 1105.2662 | 679.7038 | 679.7038 | 379.1718 | 379.1718 | 280256783.6137 | 1326214685.5205 | 132034774.7288 | 13493756.137 | 1752 | 60.9859 | 141808.5139 | 8372.6907 | 10.5263 | 1112.5169 | 145 | 1216 | 1844.7693 | 304 | 76 | 0.20604
2710 | 875.592 | 551 | 400 | 1600 | 7 | 99.26% | 100 | 187.0887 | 184.2437 | 184.2437 | 1 | 187.0887 | 100 | 450.7253 | 424.9949 | 424.9949 | 424.9949 | 25.7304 | 450.7253 | 79.4879 | 70.74 | 70.74 | 70.74 | 8.7478 | 79.4879 | 4633.6524 | 4298.0086 | 4298.0086 | 4340.9838 | 292.6686 | 4590.6773 | 42.9752 | 42.9752 | 4633.6524 | 231.8007 | 185.3745 | 185.3745 | 185.3745 | 46.4261 | 231.8007 | 3568.9899 | 3568.9899 | 1405.0005 | 1405.0005 | 1105.1884 | 1105.1884 | 679.6559 | 679.6559 | 379.145 | 379.145 | 281483214.449 | 1326214685.5205 | 131340267.8959 | 12961832.1346 | 1752 | 62.0823 | 136236.4542 | 8043.7039 | 10.1127 | 1182.0492 | 145 | 1216 | 1844.7693 | 304 | 76 | 0.20497
2711 | 927.0974 | 551 | 400 | 1600 | 7 | 99.29% | 100 | 191.2962 | 188.2496 | 188.2496 | 1 | 191.2962 | 100 | 475.2772 | 448.1435 | 448.1435 | 448.1435 | 27.1337 | 475.2772 | 79.4831 | 70.7353 | 70.7353 | 70.7353 | 8.7478 | 79.4831 | 4824.6444 | 4477.531 | 4477.531 | 4520.2579 | 304.3866 | 4781.9176 | 42.7268 | 42.7268 | 4824.6444 | 232.7016 | 186.0718 | 186.0718 | 186.0718 | 46.6299 | 232.7016 | 3651.3916 | 3651.3916 | 1487.5477 | 1487.5477 | 1105.1141 | 1105.1141 | 679.6103 | 679.6103 | 379.1196 | 379.1196 | 282570779.8746 | 1326214685.5205 | 130850288.5001 | 12364246.1048 | 1752 | 63.1184 | 128092.3502 | 7562.8578 | 9.5081 | 1251.5815 | 145 | 1216 | 1844.7693 | 304 | 76 | 0.20421
2712 | 978.6028 | 551 | 400 | 1600 | 7 | 99.32% | 100 | 195.5041 | 192.3929 | 192.3929 | 1 | 195.5041 | 100 | 499.8428 | 471.305 | 471.305 | 471.305 | 28.5379 | 499.8428 | 79.4786 | 70.7308 | 70.7308 | 70.7308 | 8.7478 | 79.4786 | 5015.4082 | 4657.1072 | 4657.1072 | 4699.3274 | 316.0808 | 4973.188 | 42.2202 | 42.2202 | 5015.4082 | 233.4868 | 186.6791 | 186.6791 | 186.6791 | 46.8077 | 233.4868 | 3733.7937 | 3733.7937 | 1570.0885 | 1570.0885 | 1105.0432 | 1105.0432 | 679.5667 | 679.5667 | 379.0953 | 379.0953 | 283563334.8978 | 1326214685.5205 | 130360086.5844 | 11861892.9973 | 1752 | 64.0995 | 120325.408 | 7104.2803 | 8.9316 | 1321.1138 | 145 | 1216 | 1844.7693 | 304 | 76 | 0.20346
2713 | 1030.1083 | 551 | 400 | 1600 | 7 | 99.35% | 100 | 199.7158 | 196.6308 | 196.6308 | 1 | 199.7158 | 100 | 524.4088 | 494.4667 | 494.4667 | 494.4667 | 29.9421 | 524.4088 | 79.4742 | 70.7264 | 70.7264 | 70.7264 | 8.7478 | 79.4742 | 5191.2376 | 4822.5229 | 4822.5229 | 4864.3884 | 326.8493 | 5149.3722 | 41.8654 | 41.8654 | 5191.2376 | 234.2422 | 187.2629 | 187.2629 | 187.2629 | 46.9793 | 234.2422 | 3816.1961 | 3816.1961 | 1652.6235 | 1652.6235 | 1104.9755 | 1104.9755 | 679.5251 | 679.5251 | 379.072 | 379.072 | 284438826.1949 | 1326214685.5205 | 129882740.1656 | 11463748.119 | 1752 | 65.0311 | 116951.4846 | 6905.0763 | 8.6812 | 1390.6462 | 145 | 1216 | 1844.7693 | 304 | 76 | 0.20272
2714 | 20.6022 | 600.4 | 400 | 1600 | 7 | 93.18% | 100 | 127.0736 | 126.3392 | 126.3392 | 1 | 127.0736 | 100 | 113.5065 | 107.037 | 107.037 | 107.037 | 6.4695 | 113.5065 | 85.3848 | 76.002 | 76.002 | 76.002 | 9.3828 | 85.3848 | 594.8404 | 497.7427 | 497.7427 | 548.0551 | 46.7853 | 544.528 | 50.3124 | 50.3124 | 594.8404 | 124.453 | 100.7063 | 100.7063 | 100.7063 | 23.7467 | 124.453 | 2299.978 | 2299.978 | 33.1142 | 33.1142 | 1206.2903 | 1206.2903 | 680.7938 | 680.7938 | 379.7798 | 379.7798 | 27284007.4221 | 1347314308.4887 | 257839824.4599 | 119561859.6293 | 1752 | 37.2811 | 1475769.8067 | 87132.7384 | 109.5447 | 27.8129 | 158 | 1216 | 1844.7693 | 304 | 76 | 0.39985
2715 | 51.5054 | 600.4 | 400 | 1600 | 7 | 94.11% | 100 | 128.9014 | 128.0705 | 128.0705 | 1 | 128.9014 | 100 | 117.6103 | 110.9063 | 110.9063 | 110.9063 | 6.704 | 117.6103 | 85.3777 | 75.9948 | 75.9948 | 75.9948 | 9.3829 | 85.3777 | 676.568 | 575.4283 | 575.4283 | 624.9194 | 51.6486 | 627.0769 | 49.4911 | 49.4911 | 676.568 | 134.9989 | 109.1788 | 109.1788 | 109.1788 | 25.82 | 134.9989 | 2349.4128 | 2349.4128 | 82.7771 | 82.7771 | 1206.1689 | 1206.1689 | 680.7253 | 680.7253 | 379.7416 | 379.7416 | 65775656.5576 | 1347300217.7047 | 235779626.176 | 103144499.5618 | 1752 | 38.5673 | 1248803.2548 | 73732.1273 | 92.6972 | 69.5323 | 158 | 1216 | 1844.7693 | 304 | 76 | 0.36587
2716 | 154.5162 | 600.4 | 400 | 1600 | 7 | 96.37% | 100 | 135.6827 | 134.1264 | 134.1264 | 1 | 135.6827 | 100 | 134.2182 | 126.5653 | 126.5653 | 126.5653 | 7.6529 | 134.2182 | 85.3516 | 75.969 | 75.969 | 75.969 | 9.3826 | 85.3516 | 1035.3477 | 914.6519 | 914.6519 | 962.2678 | 73.0798 | 987.7317 | 47.616 | 47.616 | 1035.3477 | 183.5687 | 148.1276 | 148.1276 | 148.1276 | 35.441 | 183.5687 | 2514.1987 | 2514.1987 | 248.2555 | 248.2555 | 1205.8004 | 1205.8004 | 680.5173 | 680.5173 | 379.6255 | 379.6255 | 171441837.4702 | 1347350215.9543 | 169610754.7095 | 63597191.866 | 1752 | 42.8977 | 737550.0963 | 43546.6014 | 54.7475 | 208.5969 | 158 | 1216 | 1844.7693 | 304 | 76 | 0.26393
2717 | 206.0217 | 600.4 | 400 | 1600 | 7 | 97.13% | 100 | 139.3221 | 137.5795 | 137.5795 | 1 | 139.3221 | 100 | 149.0485 | 140.5489 | 140.5489 | 140.5489 | 8.4996 | 149.0485 | 85.3409 | 75.9584 | 75.9584 | 75.9584 | 9.3826 | 85.3409 | 1284.384 | 1149.31 | 1149.31 | 1196.2153 | 88.1688 | 1237.4788 | 46.9053 | 46.9053 | 1284.384 | 206.4054 | 166.342 | 166.342 | 166.342 | 40.0634 | 206.4054 | 2596.5933 | 2596.5933 | 330.9618 | 330.9618 | 1205.6345 | 1205.6345 | 680.4237 | 680.4237 | 379.5733 | 379.5733 | 204039688.8672 | 1347345408.5213 | 150302464.304 | 50312438.3075 | 1752 | 44.9836 | 577975.4645 | 34124.9595 | 42.9025 | 278.1292 | 158 | 1216 | 1844.7693 | 304 | 76 | 0.23418
2718 | 257.5271 | 600.4 | 400 | 1600 | 7 | 97.67% | 100 | 143.1188 | 141.1892 | 141.1892 | 1 | 143.1188 | 100 | 170.4389 | 160.7183 | 160.7183 | 160.7183 | 9.7206 | 170.4389 | 85.3308 | 75.9483 | 75.9483 | 75.9483 | 9.3825 | 85.3308 | 1558.0195 | 1406.78 | 1406.78 | 1453.1872 | 104.8324 | 1511.6124 | 46.4072 | 46.4072 | 1558.0195 | 218.1331 | 175.5749 | 175.5749 | 175.5749 | 42.5582 | 218.1331 | 2678.9887 | 2678.9887 | 413.649 | 413.649 | 1205.4793 | 1205.4793 | 680.336 | 680.336 | 379.5244 | 379.5244 | 221311674.196 | 1347364896.5535 | 142512060.9707 | 40811368.2798 | 1752 | 46.9772 | 461248.9748 | 27233.1674 | 34.238 | 347.6615 | 158 | 1216 | 1844.7693 | 304 | 76 | 0.22218
2719 | 309.0325 | 600.4 | 400 | 1600 | 7 | 98.08% | 100 | 147.0337 | 144.9248 | 144.9248 | 1 | 147.0337 | 100 | 194.3607 | 183.2745 | 183.2745 | 183.2745 | 11.0862 | 194.3607 | 85.3212 | 75.9387 | 75.9387 | 75.9387 | 9.3825 | 85.3212 | 1863.4736 | 1694.0354 | 1694.0354 | 1740.0339 | 123.4397 | 1817.4752 | 45.9984 | 45.9984 | 1863.4736 | 223.757 | 179.9503 | 179.9503 | 179.9503 | 43.8067 | 223.757 | 2761.3849 | 2761.3849 | 496.3188 | 496.3188 | 1205.3337 | 1205.3337 | 680.2539 | 680.2539 | 379.4786 | 379.4786 | 232314793.34 | 1347370729.2365 | 138626043.0353 | 33688434.3882 | 1752 | 48.8702 | 379404.9694 | 22400.915 | 28.1628 | 417.1938 | 158 | 1216 | 1844.7693 | 304 | 76 | 0.21619
2720 | 360.5379 | 600.4 | 400 | 1600 | 7 | 98.41% | 100 | 151.0187 | 148.644 | 148.644 | 1 | 151.0187 | 100 | 218.8612 | 206.3761 | 206.3761 | 206.3761 | 12.485 | 218.8612 | 85.3132 | 75.9306 | 75.9306 | 75.9306 | 9.3825 | 85.3132 | 2223.1622 | 2032.2977 | 2032.2977 | 2077.7925 | 145.3697 | 2177.6674 | 45.4948 | 45.4948 | 2223.1622 | 226.9831 | 182.446 | 182.446 | 182.446 | 44.5371 | 226.9831 | 2843.7819 | 2843.7819 | 578.9729 | 578.9729 | 1205.1969 | 1205.1969 | 680.1767 | 680.1767 | 379.4355 | 379.4355 | 240243770.6327 | 1347353539.8714 | 136559202.4372 | 27843493.8679 | 1752 | 50.652 | 308505.1972 | 18214.8344 | 22.9 | 486.7262 | 158 | 1216 | 1844.7693 | 304 | 76 | 0.21301
2721 | 412.0433 | 600.4 | 400 | 1600 | 7 | 98.64% | 100 | 155.0762 | 152.543 | 152.543 | 1 | 155.0762 | 100 | 243.4704 | 229.5802 | 229.5802 | 229.5802 | 13.8903 | 243.4704 | 85.3052 | 75.9227 | 75.9227 | 75.9227 | 9.3826 | 85.3052 | 2568.2418 | 2356.7956 | 2356.7956 | 2401.7921 | 166.4497 | 2523.2453 | 44.9965 | 44.9965 | 2568.2418 | 230.5468 | 185.226 | 185.226 | 185.226 | 45.3207 | 230.5468 | 2926.1796 | 2926.1796 | 661.6126 | 661.6126 | 1205.0681 | 1205.0681 | 680.104 | 680.104 | 379.395 | 379.395 | 246530970.5702 | 1347360270.7926 | 134220286.3645 | 23888472.2727 | 1752 | 52.3427 | 260146.7917 | 15359.6464 | 19.3104 | 556.2585 | 158 | 1216 | 1844.7693 | 304 | 76 | 0.2094
2722 | 463.5487 | 600.4 | 400 | 1600 | 7 | 98.84% | 100 | 159.1681 | 155.9838 | 155.9838 | 1 | 159.1681 | 100 | 268.2623 | 252.9562 | 252.9562 | 252.9562 | 15.3061 | 268.2623 | 85.297 | 75.9145 | 75.9145 | 75.9145 | 9.3825 | 85.297 | 2955.8212 | 2721.0452 | 2721.0452 | 2765.683 | 190.1383 | 2911.1835 | 44.6378 | 44.6378 | 2955.8212 | 233.1296 | 187.2362 | 187.2362 | 187.2362 | 45.8934 | 233.1296 | 3008.5779 | 3008.5779 | 744.2391 | 744.2391 | 1204.9466 | 1204.9466 | 680.0354 | 680.0354 | 379.3567 | 379.3567 | 251531931.511 | 1347368769.1207 | 132829432.1429 | 20269867.2255 | 1752 | 53.9268 | 218420.6914 | 12896.0444 | 16.2131 | 625.7908 | 158 | 1216 | 1844.7693 | 304 | 76 | 0.20726
2723 | 515.0541 | 600.4 | 400 | 1600 | 7 | 98.96% | 100 | 163.2634 | 160.6046 | 160.6046 | 1 | 163.2634 | 100 | 293.0218 | 276.3015 | 276.3015 | 276.3015 | 16.7203 | 293.0218 | 85.2899 | 75.9074 | 75.9074 | 75.9074 | 9.3825 | 85.2899 | 3341.5293 | 3083.978 | 3083.978 | 3127.8428 | 213.6864 | 3297.6645 | 43.8648 | 43.8648 | 3341.5293 | 235.4634 | 188.9926 | 188.9926 | 188.9926 | 46.4708 | 235.4634 | 3090.9768 | 3090.9768 | 826.8536 | 826.8536 | 1204.8319 | 1204.8319 | 679.9707 | 679.9707 | 379.3206 | 379.3206 | 255535220.1507 | 1347354866.455 | 130927327.1348 | 18182586.2594 | 1752 | 55.4286 | 195623.3631 | 11550.0393 | 14.5209 | 695.3231 | 158 | 1216 | 1844.7693 | 304 | 76 | 0.20433
2724 | 566.5595 | 600.4 | 400 | 1600 | 7 | 99.06% | 100 | 167.2435 | 164.1433 | 164.1433 | 1 | 167.2435 | 100 | 318.191 | 300.033 | 300.033 | 300.033 | 18.1581 | 318.191 | 85.2827 | 75.9002 | 75.9002 | 75.9002 | 9.3825 | 85.2827 | 3623.6311 | 3348.5853 | 3348.5853 | 3392.6877 | 230.9434 | 3579.5287 | 44.1024 | 44.1024 | 3623.6311 | 235.7816 | 188.6904 | 188.6904 | 188.6904 | 47.0911 | 235.7816 | 3173.3762 | 3173.3762 | 909.457 | 909.457 | 1204.7233 | 1204.7233 | 679.9094 | 679.9094 | 379.2864 | 379.2864 | 258734196.5733 | 1347389448.5901 | 129361975.1676 | 16514379.669 | 1752 | 56.8423 | 178531.522 | 10540.8989 | 13.2522 | 764.8554 | 158 | 1216 | 1844.7693 | 304 | 76 | 0.20192
2725 | 618.065 | 600.4 | 400 | 1600 | 7 | 99.13% | 100 | 171.4074 | 168.6322 | 168.6322 | 1 | 171.4074 | 100 | 343.4598 | 323.8582 | 323.8582 | 323.8582 | 19.6016 | 343.4598 | 85.275 | 75.8927 | 75.8927 | 75.8927 | 9.3823 | 85.275 | 3978.7275 | 3682.148 | 3682.148 | 3726.0767 | 252.6507 | 3934.7987 | 43.9287 | 43.9287 | 3978.7275 | 237.5624 | 190.0696 | 190.0696 | 190.0696 | 47.4928 | 237.5624 | 3255.7761 | 3255.7761 | 992.0502 | 992.0502 | 1204.6205 | 1204.6205 | 679.8514 | 679.8514 | 379.254 | 379.254 | 261181881.0096 | 1347394149.996 | 128250368.5014 | 15173600.493 | 1752 | 58.1707 | 161576.1679 | 9539.8171 | 11.9936 | 834.3877 | 158 | 1216 | 1844.7693 | 304 | 76 | 0.20021
2726 | 669.5704 | 600.4 | 400 | 1600 | 7 | 99.2% | 100 | 175.5848 | 172.8105 | 172.8105 | 1 | 175.5848 | 100 | 369.006 | 347.9448 | 347.9448 | 347.9448 | 21.0612 | 369.006 | 85.2686 | 75.8863 | 75.8863 | 75.8863 | 9.3823 | 85.2686 | 4283.9105 | 3969.201 | 3969.201 | 4012.5765 | 271.334 | 4240.535 | 43.3755 | 43.3755 | 4283.9105 | 239.1422 | 191.2924 | 191.2924 | 191.2924 | 47.8498 | 239.1422 | 3338.1764 | 3338.1764 | 1074.634 | 1074.634 | 1204.5229 | 1204.5229 | 679.7963 | 679.7963 | 379.2233 | 379.2233 | 263221272.6334 | 1347394149.996 | 127309025.3386 | 14075552.0319 | 1752 | 59.4229 | 148414.8255 | 8762.7421 | 11.0167 | 903.92 | 158 | 1216 | 1844.7693 | 304 | 76 | 0.19876
2727 | 721.0758 | 600.4 | 400 | 1600 | 7 | 99.23% | 100 | 179.7796 | 177.09 | 177.09 | 1 | 179.7796 | 100 | 394.64 | 372.1141 | 372.1141 | 372.1141 | 22.5259 | 394.64 | 85.2628 | 75.8805 | 75.8805 | 75.8805 | 9.3823 | 85.2628 | 4504.9523 | 4177.1395 | 4177.1395 | 4220.0894 | 284.8628 | 4462.0023 | 42.9499 | 42.9499 | 4504.9523 | 240.9418 | 192.6954 | 192.6954 | 192.6954 | 48.2464 | 240.9418 | 3420.5772 | 3420.5772 | 1157.209 | 1157.209 | 1204.4301 | 1204.4301 | 679.7439 | 679.7439 | 379.1941 | 379.1941 | 264967139.4904 | 1347394149.996 | 126231692.7135 | 13407017.8001 | 1752 | 60.6061 | 140390.6733 | 8288.9782 | 10.421 | 973.4523 | 158 | 1216 | 1844.7693 | 304 | 76 | 0.1971
2728 | 772.5812 | 600.4 | 400 | 1600 | 7 | 99.26% | 100 | 183.9832 | 181.3634 | 181.3634 | 1 | 183.9832 | 100 | 420.3231 | 396.3296 | 396.3296 | 396.3296 | 23.9935 | 420.3231 | 85.2572 | 75.8749 | 75.8749 | 75.8749 | 9.3823 | 85.2572 | 4686.7128 | 4347.8154 | 4347.8154 | 4390.7466 | 295.9661 | 4643.7816 | 42.9312 | 42.9312 | 4686.7128 | 242.6408 | 194.0151 | 194.0151 | 194.0151 | 48.6256 | 242.6408 | 3502.9783 | 3502.9783 | 1239.776 | 1239.776 | 1204.3419 | 1204.3419 | 679.6941 | 679.6941 | 379.1663 | 379.1663 | 266436216.2878 | 1347387396.6362 | 125269816.8696 | 12906570.2064 | 1752 | 61.7237 | 135988.3428 | 8029.0548 | 10.0943 | 1042.9846 | 158 | 1216 | 1844.7693 | 304 | 76 | 0.19562
2729 | 824.0866 | 600.4 | 400 | 1600 | 7 | 99.3% | 100 | 188.1908 | 185.2239 | 185.2239 | 1 | 188.1908 | 100 | 446.0297 | 420.5671 | 420.5671 | 420.5671 | 25.4626 | 446.0297 | 85.2519 | 75.8696 | 75.8696 | 75.8696 | 9.3823 | 85.2519 | 4872.2303 | 4521.8604 | 4521.8604 | 4564.9184 | 307.3119 | 4829.1723 | 43.058 | 43.058 | 4872.2303 | 244.076 | 195.1284 | 195.1284 | 195.1284 | 48.9476 | 244.076 | 3585.3798 | 3585.3798 | 1322.3354 | 1322.3354 | 1204.2578 | 1204.2578 | 679.6467 | 679.6467 | 379.1399 | 379.1399 | 267756957.3283 | 1347394149.996 | 124572863.0148 | 12276029.6609 | 1752 | 62.7787 | 128838.4738 | 7606.9106 | 9.5635 | 1112.5169 | 158 | 1216 | 1844.7693 | 304 | 76 | 0.19454
2730 | 875.592 | 600.4 | 400 | 1600 | 7 | 99.33% | 100 | 192.3973 | 189.2982 | 189.2982 | 1 | 192.3973 | 100 | 471.7375 | 444.8056 | 444.8056 | 444.8056 | 26.9319 | 471.7375 | 85.2469 | 75.8646 | 75.8646 | 75.8646 | 9.3823 | 85.2469 | 5073.2148 | 4710.82 | 4710.82 | 4753.5769 | 319.6379 | 5030.4579 | 42.7569 | 42.7569 | 5073.2148 | 245.2541 | 196.0413 | 196.0413 | 196.0413 | 49.2128 | 245.2541 | 3667.7816 | 3667.7816 | 1404.8879 | 1404.8879 | 1204.1777 | 1204.1777 | 679.6015 | 679.6015 | 379.1146 | 379.1146 | 268939614.7044 | 1347394149.996 | 123932963.0397 | 11733272.2599 | 1752 | 63.7776 | 120938.6409 | 7140.4869 | 8.9771 | 1182.0492 | 158 | 1216 | 1844.7693 | 304 | 76 | 0.19356
2731 | 927.0974 | 600.4 | 400 | 1600 | 7 | 99.36% | 100 | 196.605 | 193.537 | 193.537 | 1 | 196.605 | 100 | 497.4281 | 469.0278 | 469.0278 | 469.0278 | 28.4003 | 497.4281 | 85.242 | 75.8597 | 75.8597 | 75.8597 | 9.3823 | 85.242 | 5283.9013 | 4909.0815 | 4909.0815 | 4951.3589 | 332.5424 | 5241.6239 | 42.2774 | 42.2774 | 5283.9013 | 246.2794 | 196.8377 | 196.8377 | 196.8377 | 49.4417 | 246.2794 | 3750.1838 | 3750.1838 | 1487.4338 | 1487.4338 | 1204.1011 | 1204.1011 | 679.5583 | 679.5583 | 379.0905 | 379.0905 | 269964057.8108 | 1347394149.996 | 123371576.679 | 11270215.5142 | 1752 | 64.7254 | 115389.5032 | 6812.8534 | 8.5652 | 1251.5815 | 158 | 1216 | 1844.7693 | 304 | 76 | 0.19269
2732 | 978.6028 | 600.4 | 400 | 1600 | 7 | 99.38% | 100 | 200.8182 | 197.7732 | 197.7732 | 1 | 200.8182 | 100 | 523.1842 | 493.3116 | 493.3116 | 493.3116 | 29.8726 | 523.1842 | 85.2374 | 75.8551 | 75.8551 | 75.8551 | 9.3823 | 85.2374 | 5476.6004 | 5090.2816 | 5090.2816 | 5132.2459 | 344.3545 | 5434.6361 | 41.9643 | 41.9643 | 5476.6004 | 247.2095 | 197.5618 | 197.5618 | 197.5618 | 49.6477 | 247.2095 | 3832.5862 | 3832.5862 | 1569.9737 | 1569.9737 | 1204.028 | 1204.028 | 679.517 | 679.517 | 379.0675 | 379.0675 | 270855995.4373 | 1347394149.996 | 122873152.0863 | 10876702.4803 | 1752 | 65.6254 | 111230.1618 | 6567.2766 | 8.2565 | 1321.1138 | 158 | 1216 | 1844.7693 | 304 | 76 | 0.19192
2733 | 1030.1083 | 600.4 | 400 | 1600 | 7 | 99.4% | 100 | 205.0368 | 201.9692 | 201.9692 | 1 | 205.0368 | 100 | 548.9806 | 517.6334 | 517.6334 | 517.6334 | 31.3472 | 548.9806 | 85.233 | 75.8507 | 75.8507 | 75.8507 | 9.3823 | 85.233 | 5655.8703 | 5258.4777 | 5258.4777 | 5300.5164 | 355.3539 | 5613.8316 | 42.0387 | 42.0387 | 5655.8703 | 248.0518 | 198.2175 | 198.2175 | 198.2175 | 49.8344 | 248.0518 | 3914.9889 | 3914.9889 | 1652.5078 | 1652.5078 | 1203.9581 | 1203.9581 | 679.4775 | 679.4775 | 379.0455 | 379.0455 | 271653746.9754 | 1347394149.996 | 122430940.5388 | 10521073.0895 | 1751.9999 | 66.4809 | 108648.8699 | 6414.8714 | 8.0649 | 1390.6462 | 158 | 1216 | 1844.7693 | 304 | 76 | 0.19124
2734 | 20.6022 | 653.6 | 400 | 1600 | 7 | 93.98% | 100 | 132.2016 | 131.3836 | 131.3836 | 1 | 132.2016 | 100 | 118.4303 | 111.6789 | 111.6789 | 111.6789 | 6.7515 | 118.4303 | 91.5907 | 81.524 | 81.524 | 81.524 | 10.0667 | 91.5907 | 662.4594 | 562.3834 | 562.3834 | 611.6652 | 50.7943 | 613.1776 | 49.2818 | 49.2818 | 662.4594 | 126.2078 | 102.0295 | 102.0295 | 102.0295 | 24.1783 | 126.2078 | 2406.3563 | 2406.3563 | 33.1072 | 33.1072 | 1312.8995 | 1312.8995 | 680.65 | 680.65 | 379.6996 | 379.6996 | 26158532.1539 | 1367070392.062 | 253232173.8681 | 105538901.9159 | 1752 | 41.758 | 1275337.7916 | 75298.7855 | 94.6669 | 27.8129 | 172 | 1216 | 1844.7693 | 304 | 76 | 0.39276
2735 | 51.5054 | 653.6 | 400 | 1600 | 7 | 94.86% | 100 | 134.1281 | 133.0886 | 133.0886 | 1 | 134.1281 | 100 | 122.2107 | 115.2431 | 115.2431 | 115.2431 | 6.9676 | 122.2107 | 91.5838 | 81.517 | 81.517 | 81.517 | 10.0667 | 91.5838 | 760.4501 | 654.7059 | 654.7059 | 703.825 | 56.6252 | 711.331 | 49.1191 | 49.1191 | 760.4501 | 137.0816 | 110.7558 | 110.7558 | 110.7558 | 26.3258 | 137.0816 | 2455.792 | 2455.792 | 82.7604 | 82.7604 | 1312.7792 | 1312.7792 | 680.5876 | 680.5876 | 379.6648 | 379.6648 | 63289679.842 | 1367060210.7704 | 231584971.307 | 90065138.0806 | 1752 | 42.9026 | 1081464.4326 | 63852.0703 | 80.2759 | 69.5323 | 172 | 1216 | 1844.7693 | 304 | 76 | 0.35941
2736 | 154.5162 | 653.6 | 400 | 1600 | 7 | 96.8% | 100 | 141.1178 | 139.6585 | 139.6585 | 1 | 141.1178 | 100 | 139.5786 | 131.6188 | 131.6188 | 131.6188 | 7.9599 | 139.5786 | 91.5597 | 81.4931 | 81.4931 | 81.4931 | 10.0666 | 91.5597 | 1168.1336 | 1039.8999 | 1039.8999 | 1086.9411 | 81.1925 | 1121.0924 | 47.0413 | 47.0413 | 1168.1336 | 188.754 | 152.1884 | 152.1884 | 152.1884 | 36.5655 | 188.754 | 2620.5807 | 2620.5807 | 248.2118 | 248.2118 | 1312.4125 | 1312.4125 | 680.3976 | 680.3976 | 379.5587 | 379.5587 | 164732968.0934 | 1367075088.3216 | 164077413.0436 | 56114530.5414 | 1752 | 46.8012 | 643335.1139 | 37983.9389 | 47.754 | 208.5969 | 172 | 1216 | 1844.7693 | 304 | 76 | 0.2554
2737 | 206.0217 | 653.6 | 400 | 1600 | 7 | 97.45% | 100 | 144.8677 | 142.9537 | 142.9537 | 1 | 144.8677 | 100 | 155.1697 | 146.3196 | 146.3196 | 146.3196 | 8.8501 | 155.1697 | 91.5494 | 81.4828 | 81.4828 | 81.4828 | 10.0666 | 91.5494 | 1431.0328 | 1286.8547 | 1286.8547 | 1333.8508 | 97.182 | 1384.0367 | 46.9961 | 46.9961 | 1431.0328 | 214.3803 | 172.6292 | 172.6292 | 172.6292 | 41.751 | 214.3803 | 2702.9763 | 2702.9763 | 330.9073 | 330.9073 | 1312.2467 | 1312.2467 | 680.3116 | 680.3116 | 379.5108 | 379.5108 | 196002117.4096 | 1367072352.6037 | 144225326.0579 | 44700203.9288 | 1752 | 48.6552 | 509682.7639 | 30092.8063 | 37.8332 | 278.1292 | 172 | 1216 | 1844.7693 | 304 | 76 | 0.22482
2738 | 257.5271 | 653.6 | 400 | 1600 | 7 | 97.93% | 100 | 148.6895 | 146.7572 | 146.7572 | 1 | 148.6895 | 100 | 177.7767 | 167.6361 | 167.6361 | 167.6361 | 10.1406 | 177.7767 | 91.5397 | 81.4731 | 81.4731 | 81.4731 | 10.0666 | 91.5397 | 1747.3512 | 1584.8769 | 1584.8769 | 1630.9289 | 116.4222 | 1701.2991 | 46.052 | 46.052 | 1747.3512 | 226.6994 | 182.3405 | 182.3405 | 182.3405 | 44.3588 | 226.6994 | 2785.3728 | 2785.3728 | 413.585 | 413.585 | 1312.0911 | 1312.0911 | 680.2309 | 680.2309 | 379.4658 | 379.4658 | 212088474.6537 | 1367076184.9784 | 136606875.2828 | 36228465.0851 | 1752 | 50.4117 | 406070.8556 | 23975.3283 | 30.1422 | 347.6615 | 172 | 1216 | 1844.7693 | 304 | 76 | 0.21308
2739 | 309.0325 | 653.6 | 400 | 1600 | 7 | 98.29% | 100 | 152.4552 | 150.2747 | 150.2747 | 1 | 152.4552 | 100 | 202.8367 | 191.2655 | 191.2655 | 191.2655 | 11.5712 | 202.8367 | 91.5301 | 81.4636 | 81.4636 | 81.4636 | 10.0665 | 91.5301 | 2083.1869 | 1900.4427 | 1900.4427 | 1946.3047 | 136.8823 | 2037.3249 | 45.862 | 45.862 | 2083.1869 | 230.9945 | 185.1496 | 185.1496 | 185.1496 | 45.8449 | 230.9945 | 2867.77 | 2867.77 | 496.2467 | 496.2467 | 1311.9448 | 1311.9448 | 680.1551 | 680.1551 | 379.4235 | 379.4235 | 222413730.7862 | 1367088236.114 | 132532687.3303 | 29965345.7695 | 1752 | 52.083 | 334528.6239 | 19751.3155 | 24.8317 | 417.1938 | 172 | 1216 | 1844.7693 | 304 | 76 | 0.2068
2740 | 360.5379 | 653.6 | 400 | 1600 | 7 | 98.59% | 100 | 156.4583 | 153.8861 | 153.8861 | 1 | 156.4583 | 100 | 228.5484 | 215.5091 | 215.5091 | 215.5091 | 13.0393 | 228.5484 | 91.5214 | 81.4549 | 81.4549 | 81.4549 | 10.0665 | 91.5214 | 2475.9097 | 2269.636 | 2269.636 | 2315.0646 | 160.8451 | 2430.4811 | 45.4286 | 45.4286 | 2475.9097 | 234.8905 | 188.1389 | 188.1389 | 188.1389 | 46.7516 | 234.8905 | 2950.1679 | 2950.1679 | 578.8937 | 578.8937 | 1311.807 | 1311.807 | 680.0836 | 680.0836 | 379.3836 | 379.3836 | 230036684.7445 | 1367088236.114 | 130092841.6587 | 24782237.4827 | 1752 | 53.6624 | 271011.973 | 16001.1509 | 20.1169 | 486.7262 | 172 | 1216 | 1844.7693 | 304 | 76 | 0.20305
2741 | 412.0433 | 653.6 | 400 | 1600 | 7 | 98.79% | 100 | 160.5208 | 157.8932 | 157.8932 | 1 | 160.5208 | 100 | 254.3987 | 239.8832 | 239.8832 | 239.8832 | 14.5155 | 254.3987 | 91.5142 | 81.4475 | 81.4475 | 81.4475 | 10.0666 | 91.5142 | 2884.7608 | 2654.459 | 2654.459 | 2698.9354 | 185.8254 | 2840.2844 | 44.4765 | 44.4765 | 2884.7608 | 238.4652 | 190.919 | 190.919 | 190.919 | 47.5463 | 238.4652 | 3032.5663 | 3032.5663 | 661.5272 | 661.5272 | 1311.677 | 1311.677 | 680.0162 | 680.0162 | 379.346 | 379.346 | 235834532.8791 | 1367070477.7382 | 127943655.1022 | 21151334.2804 | 1752 | 55.1606 | 229397.1339 | 13544.118 | 17.0279 | 556.2585 | 172 | 1216 | 1844.7693 | 304 | 76 | 0.19973
2742 | 463.5487 | 653.6 | 400 | 1600 | 7 | 98.95% | 100 | 164.6409 | 161.7571 | 161.7571 | 1 | 164.6409 | 100 | 280.4458 | 264.4427 | 264.4427 | 264.4427 | 16.0031 | 280.4458 | 91.5059 | 81.4394 | 81.4394 | 81.4394 | 10.0665 | 91.5059 | 3270.1792 | 3016.3007 | 3016.3007 | 3060.8007 | 209.3785 | 3225.6792 | 44.5 | 44.5 | 3270.1792 | 241.9686 | 193.6515 | 193.6515 | 193.6515 | 48.3171 | 241.9686 | 3114.9654 | 3114.9654 | 744.1484 | 744.1484 | 1311.5541 | 1311.5541 | 679.9525 | 679.9525 | 379.3105 | 379.3105 | 240522726.7731 | 1367083142.4479 | 125931136.1398 | 18462994.6392 | 1752 | 56.5776 | 199455.5156 | 11776.2982 | 14.8054 | 625.7908 | 172 | 1216 | 1844.7693 | 304 | 76 | 0.19663
2743 | 515.0541 | 653.6 | 400 | 1600 | 7 | 99.05% | 100 | 168.7813 | 166.0773 | 166.0773 | 1 | 168.7813 | 100 | 306.4761 | 288.9861 | 288.9861 | 288.9861 | 17.4899 | 306.4761 | 91.4984 | 81.4319 | 81.4319 | 81.4319 | 10.0665 | 91.4984 | 3645.5403 | 3369.0712 | 3369.0712 | 3413.2254 | 232.3148 | 3601.386 | 44.1542 | 44.1542 | 3645.5403 | 245.3006 | 196.2545 | 196.2545 | 196.2545 | 49.0461 | 245.3006 | 3197.3649 | 3197.3649 | 826.7582 | 826.7582 | 1311.4377 | 1311.4377 | 679.8922 | 679.8922 | 379.2768 | 379.2768 | 244283902.8639 | 1367088236.114 | 124006130.5762 | 16621730.4459 | 1752 | 57.9184 | 178623.1424 | 10546.3084 | 13.259 | 695.3231 | 172 | 1216 | 1844.7693 | 304 | 76 | 0.19367
2744 | 566.5595 | 653.6 | 400 | 1600 | 7 | 99.15% | 100 | 172.9403 | 169.7108 | 169.7108 | 1 | 172.9403 | 100 | 332.7592 | 313.7679 | 313.7679 | 313.7679 | 18.9914 | 332.7592 | 91.4914 | 81.4249 | 81.4249 | 81.4249 | 10.0665 | 91.4914 | 4017.7138 | 3718.7665 | 3718.7665 | 3762.6261 | 255.0877 | 3973.8542 | 43.8596 | 43.8596 | 4017.7138 | 247.9701 | 198.3359 | 198.3359 | 198.3359 | 49.6342 | 247.9701 | 3279.765 | 3279.765 | 909.3575 | 909.3575 | 1311.3275 | 1311.3275 | 679.835 | 679.835 | 379.2449 | 379.2449 | 247306019.5196 | 1367088236.114 | 122792786.9277 | 14812957.4387 | 1752 | 59.1772 | 157525.1523 | 9300.6361 | 11.6929 | 764.8554 | 172 | 1216 | 1844.7693 | 304 | 76 | 0.1918
2745 | 618.065 | 653.6 | 400 | 1600 | 7 | 99.22% | 100 | 177.1128 | 173.887 | 173.887 | 1 | 177.1128 | 100 | 359.3757 | 338.8637 | 338.8637 | 338.8637 | 20.512 | 359.3757 | 91.4853 | 81.4188 | 81.4188 | 81.4188 | 10.0665 | 91.4853 | 4368.1505 | 4048.0467 | 4048.0467 | 4091.6629 | 276.4876 | 4324.5343 | 43.6162 | 43.6162 | 4368.1505 | 250.0254 | 199.928 | 199.928 | 199.928 | 50.0974 | 250.0254 | 3362.1654 | 3362.1654 | 991.9472 | 991.9472 | 1311.2228 | 1311.2228 | 679.7808 | 679.7808 | 379.2147 | 379.2147 | 249581447.9855 | 1367082330.77 | 121725379.8251 | 13610841.4194 | 1752 | 60.3697 | 143407.5824 | 8467.1033 | 10.645 | 834.3877 | 172 | 1216 | 1844.7693 | 304 | 76 | 0.19015
2746 | 669.5704 | 653.6 | 400 | 1600 | 7 | 99.26% | 100 | 181.3014 | 178.517 | 178.517 | 1 | 181.3014 | 100 | 386.2081 | 364.163 | 364.163 | 364.163 | 22.0451 | 386.2081 | 91.4789 | 81.4124 | 81.4124 | 81.4124 | 10.0665 | 91.4789 | 4665.1608 | 4327.1945 | 4327.1945 | 4370.4795 | 294.6813 | 4621.8758 | 43.285 | 43.285 | 4665.1608 | 251.947 | 201.425 | 201.425 | 201.425 | 50.522 | 251.947 | 3444.5663 | 3444.5663 | 1074.5279 | 1074.5279 | 1311.1233 | 1311.1233 | 679.7292 | 679.7292 | 379.1859 | 379.1859 | 251454756.7924 | 1367088236.114 | 120549330.1335 | 12907604.1744 | 1751.9999 | 61.4994 | 136349.0676 | 8050.3528 | 10.121 | 903.92 | 172 | 1216 | 1844.7693 | 304 | 76 | 0.18834
2747 | 721.0758 | 653.6 | 400 | 1600 | 7 | 99.3% | 100 | 185.5013 | 182.5009 | 182.5009 | 1 | 185.5013 | 100 | 413.1017 | 389.5199 | 389.5199 | 389.5199 | 23.5818 | 413.1017 | 91.4731 | 81.4066 | 81.4066 | 81.4066 | 10.0665 | 91.4731 | 4901.3537 | 4549.0548 | 4549.0548 | 4592.2168 | 309.1369 | 4858.1916 | 43.1621 | 43.1621 | 4901.3537 | 253.8681 | 202.9219 | 202.9219 | 202.9219 | 50.9462 | 253.8681 | 3526.9675 | 3526.9675 | 1157.1003 | 1157.1003 | 1311.0286 | 1311.0286 | 679.6801 | 679.6801 | 379.1585 | 379.1585 | 253084275.4896 | 1367088236.114 | 119632977.1085 | 12194413.4139 | 1751.9999 | 62.5657 | 128024.4863 | 7558.851 | 9.5031 | 973.4523 | 172 | 1216 | 1844.7693 | 304 | 76 | 0.18693
2748 | 772.5812 | 653.6 | 400 | 1600 | 7 | 99.33% | 100 | 189.7061 | 186.7911 | 186.7911 | 1 | 189.7061 | 100 | 440.0001 | 414.8812 | 414.8812 | 414.8812 | 25.1189 | 440.0001 | 91.4674 | 81.4009 | 81.4009 | 81.4009 | 10.0665 | 91.4674 | 5125.1217 | 4759.1768 | 4759.1768 | 4802.2939 | 322.8279 | 5082.0046 | 43.1171 | 43.1171 | 5125.1217 | 255.5981 | 204.2694 | 204.2694 | 204.2694 | 51.3288 | 255.5981 | 3609.3691 | 3609.3691 | 1239.665 | 1239.665 | 1310.9384 | 1310.9384 | 679.6333 | 679.6333 | 379.1324 | 379.1324 | 254512827.1296 | 1367088236.114 | 118714304.0967 | 11684632.6597 | 1752 | 63.5768 | 123297.9078 | 7279.7833 | 9.1523 | 1042.9846 | 172 | 1216 | 1844.7693 | 304 | 76 | 0.18552
2749 | 824.0866 | 653.6 | 400 | 1600 | 7 | 99.36% | 100 | 193.9112 | 190.9741 | 190.9741 | 1 | 193.9112 | 100 | 466.8713 | 440.2167 | 440.2167 | 440.2167 | 26.6546 | 466.8713 | 91.4621 | 81.3956 | 81.3956 | 81.3956 | 10.0665 | 91.4621 | 5347.8905 | 4968.8452 | 4968.8452 | 5011.4261 | 336.4643 | 5305.3096 | 42.5809 | 42.5809 | 5347.8905 | 257.1516 | 205.4819 | 205.4819 | 205.4819 | 51.6696 | 257.1516 | 3691.7711 | 3691.7711 | 1322.2226 | 1322.2226 | 1310.8523 | 1310.8523 | 679.5887 | 679.5887 | 379.1075 | 379.1075 | 255775290.9762 | 1367073729.6269 | 117968778.7699 | 11182200.627 | 1752 | 64.5341 | 115228.7836 | 6803.3642 | 8.5533 | 1112.5169 | 172 | 1216 | 1844.7693 | 304 | 76 | 0.18437
2750 | 875.592 | 653.6 | 400 | 1600 | 7 | 99.39% | 100 | 198.1228 | 195.1568 | 195.1568 | 1 | 198.1228 | 100 | 493.8283 | 465.6331 | 465.6331 | 465.6331 | 28.1953 | 493.8283 | 91.4573 | 81.3907 | 81.3907 | 81.3907 | 10.0666 | 91.4573 | 5546.2852 | 5155.3761 | 5155.3761 | 5197.6731 | 348.6121 | 5503.9882 | 42.297 | 42.297 | 5546.2852 | 258.5308 | 206.5589 | 206.5589 | 206.5589 | 51.9719 | 258.5308 | 3774.1733 | 3774.1733 | 1404.7734 | 1404.7734 | 1310.7701 | 1310.7701 | 679.5461 | 679.5461 | 379.0837 | 379.0837 | 256831124.7892 | 1367084087.3473 | 117316395.9623 | 10768391.9012 | 1752 | 65.4435 | 111239.9981 | 6567.8574 | 8.2572 | 1182.0492 | 172 | 1216 | 1844.7693 | 304 | 76 | 0.18336
2751 | 927.0974 | 653.6 | 400 | 1600 | 7 | 99.41% | 100 | 202.3389 | 199.2764 | 199.2764 | 1 | 202.3389 | 100 | 520.8683 | 491.1275 | 491.1275 | 491.1275 | 29.7408 | 520.8683 | 91.4521 | 81.3856 | 81.3856 | 81.3856 | 10.0665 | 91.4521 | 5733.3256 | 5331.1025 | 5331.1025 | 5373.2413 | 360.0843 | 5691.1868 | 42.1388 | 42.1388 | 5733.3256 | 259.7372 | 207.5029 | 207.5029 | 207.5029 | 52.2343 | 259.7372 | 3856.5758 | 3856.5758 | 1487.3179 | 1487.3179 | 1310.6915 | 1310.6915 | 679.5053 | 679.5053 | 379.061 | 379.061 | 257758807.8117 | 1367088236.114 | 116771406.5168 | 10381549.5574 | 1752 | 66.3077 | 106152.2984 | 6267.4683 | 7.8796 | 1251.5815 | 172 | 1216 | 1844.7693 | 304 | 76 | 0.18252
2752 | 978.6028 | 653.6 | 400 | 1600 | 7 | 99.43% | 100 | 206.5568 | 203.4425 | 203.4425 | 1 | 206.5568 | 100 | 547.9376 | 516.6495 | 516.6495 | 516.6495 | 31.2881 | 547.9376 | 91.4473 | 81.3808 | 81.3808 | 81.3808 | 10.0665 | 91.4473 | 5921.5738 | 5507.9002 | 5507.9002 | 5549.9492 | 371.6246 | 5879.5248 | 42.049 | 42.049 | 5921.5738 | 260.7634 | 208.3044 | 208.3044 | 208.3044 | 52.459 | 260.7634 | 3938.9786 | 3938.9786 | 1569.8566 | 1569.8566 | 1310.6163 | 1310.6163 | 679.4663 | 679.4663 | 379.0393 | 379.0393 | 258580846.3259 | 1367088236.114 | 116299462.2216 | 10031455.3385 | 1752 | 67.1299 | 103328.723 | 6100.7581 | 7.67 | 1321.1138 | 172 | 1216 | 1844.7693 | 304 | 76 | 0.1818
2753 | 1030.1083 | 653.6 | 400 | 1600 | 7 | 99.45% | 100 | 210.7773 | 207.5686 | 207.5686 | 1 | 210.7773 | 100 | 574.9661 | 542.1329 | 542.1329 | 542.1329 | 32.8332 | 574.9661 | 91.4428 | 81.3763 | 81.3763 | 81.3763 | 10.0665 | 91.4428 | 6117.6819 | 5691.7735 | 5691.7735 | 5734.042 | 383.64 | 6075.4135 | 42.2685 | 42.2685 | 6117.6819 | 261.6754 | 209.0156 | 209.0156 | 209.0156 | 52.6597 | 261.6754 | 4021.3816 | 4021.3816 | 1652.3898 | 1652.3898 | 1310.5443 | 1310.5443 | 679.429 | 679.429 | 379.0184 | 379.0184 | 259376420.0415 | 1367088236.114 | 115858506.2106 | 9676837.6338 | 1752 | 67.913 | 100482.2312 | 5932.6949 | 7.4587 | 1390.6462 | 172 | 1216 | 1844.7693 | 304 | 76 | 0.18112
2754 | 20.6022 | 703 | 400 | 1600 | 7 | 94.55% | 100 | 137.1241 | 136.2349 | 136.2349 | 1 | 137.1241 | 100 | 122.2696 | 115.2981 | 115.2981 | 115.2981 | 6.9715 | 122.2696 | 97.39 | 86.6842 | 86.6842 | 86.6842 | 10.7058 | 97.39 | 722.743 | 619.6667 | 619.6667 | 668.4032 | 54.3398 | 674.0065 | 48.7365 | 48.7365 | 722.743 | 128.2299 | 103.5879 | 103.5879 | 103.5879 | 24.6419 | 128.2299 | 2505.1378 | 2505.1378 | 33.1013 | 33.1013 | 1411.8771 | 1411.8771 | 680.528 | 680.528 | 379.6315 | 379.6315 | 25337125.9617 | 1382601122.271 | 248495908.0249 | 95565853.4094 | 1752 | 45.4477 | 1141889.4827 | 67419.6999 | 84.7612 | 27.8129 | 185 | 1216 | 1844.7693 | 304 | 76 | 0.38546
2755 | 51.5054 | 703 | 400 | 1600 | 7 | 95.37% | 100 | 139.0927 | 137.9957 | 137.9957 | 1 | 139.0927 | 100 | 125.7287 | 118.5593 | 118.5593 | 118.5593 | 7.1693 | 125.7287 | 97.383 | 86.6772 | 86.6772 | 86.6772 | 10.7058 | 97.383 | 834.7113 | 725.2517 | 725.2517 | 773.6281 | 61.0832 | 786.3349 | 48.3763 | 48.3763 | 834.7113 | 139.5946 | 112.7125 | 112.7125 | 112.7125 | 26.8821 | 139.5946 | 2554.5744 | 2554.5744 | 82.7462 | 82.7462 | 1411.7581 | 1411.7581 | 680.4706 | 680.4706 | 379.5995 | 379.5995 | 61523917.193 | 1382612835.7108 | 226705381.6974 | 81157865.3988 | 1752 | 46.4846 | 960259.7243 | 56695.8742 | 71.279 | 69.5323 | 185 | 1216 | 1844.7693 | 304 | 76 | 0.35189
2756 | 154.5162 | 703 | 400 | 1600 | 7 | 97.09% | 100 | 146.2673 | 144.8256 | 144.8256 | 1 | 146.2673 | 100 | 144.3264 | 136.0946 | 136.0946 | 136.0946 | 8.2318 | 144.3264 | 97.3596 | 86.6539 | 86.6539 | 86.6539 | 10.7057 | 97.3596 | 1282.0193 | 1146.6617 | 1146.6617 | 1193.8839 | 88.1354 | 1234.7971 | 47.2222 | 47.2222 | 1282.0193 | 193.8307 | 156.1778 | 156.1778 | 156.1778 | 37.6528 | 193.8307 | 2719.3652 | 2719.3652 | 248.1744 | 248.1744 | 1411.394 | 1411.394 | 680.2951 | 680.2951 | 379.5016 | 379.5016 | 159233165.7468 | 1382625580.8239 | 159222499.9032 | 50918753.526 | 1752 | 50.0086 | 586678.7938 | 34638.8235 | 43.5485 | 208.5969 | 185 | 1216 | 1844.7693 | 304 | 76 | 0.24792
2757 | 206.0217 | 703 | 400 | 1600 | 7 | 97.7% | 100 | 150.0236 | 148.253 | 148.253 | 1 | 150.0236 | 100 | 160.547 | 151.3891 | 151.3891 | 151.3891 | 9.158 | 160.547 | 97.3491 | 86.6434 | 86.6434 | 86.6434 | 10.7057 | 97.3491 | 1587.8677 | 1434.7283 | 1434.7283 | 1481.1277 | 106.74 | 1541.4683 | 46.3994 | 46.3994 | 1587.8677 | 220.2567 | 177.2604 | 177.2604 | 177.2604 | 42.9964 | 220.2567 | 2801.7618 | 2801.7618 | 330.8605 | 330.8605 | 1411.2287 | 1411.2287 | 680.2154 | 680.2154 | 379.4572 | 379.4572 | 189301047.0222 | 1382626037.425 | 139792538.7135 | 40280376.8393 | 1752 | 51.6583 | 457233.2997 | 26996.073 | 33.9399 | 278.1292 | 185 | 1216 | 1844.7693 | 304 | 76 | 0.21799
2758 | 257.5271 | 703 | 400 | 1600 | 7 | 98.12% | 100 | 153.9022 | 152.0228 | 152.0228 | 1 | 153.9022 | 100 | 184.1388 | 173.634 | 173.634 | 173.634 | 10.5048 | 184.1388 | 97.3395 | 86.6338 | 86.6338 | 86.6338 | 10.7057 | 97.3395 | 1918.2884 | 1745.1005 | 1745.1005 | 1791.4074 | 126.8809 | 1871.9815 | 46.3069 | 46.3069 | 1918.2884 | 234.1203 | 188.1658 | 188.1658 | 188.1658 | 45.9545 | 234.1203 | 2884.1591 | 2884.1591 | 413.5301 | 413.5301 | 1411.0732 | 1411.0732 | 680.1405 | 680.1405 | 379.4154 | 379.4154 | 204756429.7953 | 1382628122.0852 | 131651918.2377 | 32963529.8818 | 1752 | 53.2368 | 369529.8136 | 21817.8638 | 27.4298 | 347.6615 | 185 | 1216 | 1844.7693 | 304 | 76 | 0.20545
2759 | 309.0325 | 703 | 400 | 1600 | 7 | 98.45% | 100 | 157.6858 | 155.5588 | 155.5588 | 1 | 157.6858 | 100 | 210.2709 | 198.2741 | 198.2741 | 198.2741 | 11.9968 | 210.2709 | 97.3314 | 86.6256 | 86.6256 | 86.6256 | 10.7058 | 97.3314 | 2290.4866 | 2095.3589 | 2095.3589 | 2140.9592 | 149.5274 | 2244.8863 | 45.6003 | 45.6003 | 2290.4866 | 238.9254 | 191.3822 | 191.3822 | 191.3822 | 47.5432 | 238.9254 | 2966.5571 | 2966.5571 | 496.1846 | 496.1846 | 1410.9267 | 1410.9267 | 680.0699 | 680.0699 | 379.376 | 379.376 | 214560244.4667 | 1382616461.6724 | 127595252.8648 | 27228040.9962 | 1752 | 54.7345 | 302087.6476 | 17835.928 | 22.4236 | 417.1938 | 185 | 1216 | 1844.7693 | 304 | 76 | 0.1992
2760 | 360.5379 | 703 | 400 | 1600 | 7 | 98.72% | 100 | 161.7206 | 159.15 | 159.15 | 1 | 161.7206 | 100 | 236.9419 | 223.4222 | 223.4222 | 223.4222 | 13.5197 | 236.9419 | 97.3221 | 86.6164 | 86.6164 | 86.6164 | 10.7057 | 97.3221 | 2722.645 | 2501.6725 | 2501.6725 | 2546.7076 | 175.9373 | 2677.6098 | 45.0352 | 45.0352 | 2722.645 | 243.7505 | 195.1495 | 195.1495 | 195.1495 | 48.601 | 243.7505 | 3048.9557 | 3048.9557 | 578.8253 | 578.8253 | 1410.7884 | 1410.7884 | 680.0032 | 680.0032 | 379.3388 | 379.3388 | 221821426.3281 | 1382634821.9817 | 125055025.5654 | 22488726.1248 | 1752 | 56.1518 | 244158.2239 | 14415.6457 | 18.1236 | 486.7262 | 185 | 1216 | 1844.7693 | 304 | 76 | 0.19528
2761 | 412.0433 | 703 | 400 | 1600 | 7 | 98.89% | 100 | 165.8115 | 163.1847 | 163.1847 | 1 | 165.8115 | 100 | 263.9595 | 248.8969 | 248.8969 | 248.8969 | 15.0626 | 263.9595 | 97.3129 | 86.6074 | 86.6074 | 86.6074 | 10.7055 | 97.3129 | 3139.8746 | 2893.8769 | 2893.8769 | 2938.4234 | 201.4512 | 3095.328 | 44.5465 | 44.5465 | 3139.8746 | 248.0752 | 198.527 | 198.527 | 198.527 | 49.5482 | 248.0752 | 3131.3549 | 3131.3549 | 661.4533 | 661.4533 | 1410.6577 | 1410.6577 | 679.9402 | 679.9402 | 379.3036 | 379.3036 | 227261347.9518 | 1382643365.079 | 122691320.8039 | 19403975.6325 | 1752 | 57.5048 | 212771.8946 | 12562.5269 | 15.7938 | 556.2585 | 185 | 1216 | 1844.7693 | 304 | 76 | 0.19164
2762 | 463.5487 | 703 | 400 | 1600 | 7 | 99.03% | 100 | 169.9406 | 167.1696 | 167.1696 | 1 | 169.9406 | 100 | 290.978 | 274.3723 | 274.3723 | 274.3723 | 16.6058 | 290.978 | 97.3056 | 86.6 | 86.6 | 86.6 | 10.7056 | 97.3056 | 3555.0221 | 3283.7113 | 3283.7113 | 3328.2101 | 226.8121 | 3510.5233 | 44.4988 | 44.4988 | 3555.0221 | 252.0741 | 201.657 | 201.657 | 201.657 | 50.4171 | 252.0741 | 3213.7545 | 3213.7545 | 744.0696 | 744.0696 | 1410.5339 | 1410.5339 | 679.8806 | 679.8806 | 379.2703 | 379.2703 | 231718663.3212 | 1382639601.4114 | 120620067.811 | 17021667.4564 | 1752 | 58.7826 | 185936.8684 | 10978.1271 | 13.8019 | 625.7908 | 185 | 1216 | 1844.7693 | 304 | 76 | 0.18845
2763 | 515.0541 | 703 | 400 | 1600 | 7 | 99.14% | 100 | 174.0848 | 170.9343 | 170.9343 | 1 | 174.0848 | 100 | 318.0598 | 299.9071 | 299.9071 | 299.9071 | 18.1527 | 318.0598 | 97.2982 | 86.5926 | 86.5926 | 86.5926 | 10.7056 | 97.2982 | 3977.2516 | 3680.5139 | 3680.5139 | 3724.5829 | 252.6687 | 3933.1826 | 44.069 | 44.069 | 3977.2516 | 255.5301 | 204.3553 | 204.3553 | 204.3553 | 51.1748 | 255.5301 | 3296.1546 | 3296.1546 | 826.6753 | 826.6753 | 1410.4166 | 1410.4166 | 679.824 | 679.824 | 379.2388 | 379.2388 | 235375919.9648 | 1382643365.079 | 118974632.1442 | 15006082.812 | 1752 | 59.99 | 160629.3051 | 9483.9122 | 11.9233 | 695.3231 | 185 | 1216 | 1844.7693 | 304 | 76 | 0.18592
2764 | 566.5595 | 703 | 400 | 1600 | 7 | 99.22% | 100 | 178.25 | 175.3303 | 175.3303 | 1 | 178.25 | 100 | 345.4648 | 325.7466 | 325.7466 | 325.7466 | 19.7183 | 345.4648 | 97.292 | 86.5864 | 86.5864 | 86.5864 | 10.7056 | 97.292 | 4383.4223 | 4062.1196 | 4062.1196 | 4105.9644 | 277.4578 | 4339.5774 | 43.8449 | 43.8449 | 4383.4223 | 258.3143 | 206.529 | 206.529 | 206.529 | 51.7854 | 258.3143 | 3378.5552 | 3378.5552 | 909.2709 | 909.2709 | 1410.3051 | 1410.3051 | 679.7703 | 679.7703 | 379.2088 | 379.2088 | 238097134.0455 | 1382631133.0987 | 117576033.6647 | 13695699.1911 | 1752 | 61.1346 | 147611.2541 | 8715.2974 | 10.957 | 764.8554 | 185 | 1216 | 1844.7693 | 304 | 76 | 0.18376
2765 | 618.065 | 703 | 400 | 1600 | 7 | 99.29% | 100 | 182.432 | 179.029 | 179.029 | 1 | 182.432 | 100 | 373.2089 | 351.9055 | 351.9055 | 351.9055 | 21.3034 | 373.2089 | 97.2853 | 86.5797 | 86.5797 | 86.5797 | 10.7056 | 97.2853 | 4735.7712 | 4393.0345 | 4393.0345 | 4436.7534 | 299.0178 | 4692.0523 | 43.7189 | 43.7189 | 4735.7712 | 260.6902 | 208.3784 | 208.3784 | 208.3784 | 52.3118 | 260.6902 | 3460.9561 | 3460.9561 | 991.8574 | 991.8574 | 1410.1992 | 1410.1992 | 679.7192 | 679.7192 | 379.1803 | 379.1803 | 240288308.4818 | 1382642960.3261 | 116594501.9301 | 12474229.262 | 1752 | 62.2169 | 130840.7346 | 7725.1286 | 9.7122 | 834.3877 | 185 | 1216 | 1844.7693 | 304 | 76 | 0.18225
2766 | 669.5704 | 703 | 400 | 1600 | 7 | 99.32% | 100 | 186.6234 | 183.6736 | 183.6736 | 1 | 186.6234 | 100 | 401.149 | 378.2492 | 378.2492 | 378.2492 | 22.8998 | 401.149 | 97.2786 | 86.573 | 86.573 | 86.573 | 10.7055 | 97.2786 | 5054.5798 | 4692.8274 | 4692.8274 | 4736.0275 | 318.5523 | 5011.3797 | 43.2001 | 43.2001 | 5054.5798 | 262.7511 | 209.9888 | 209.9888 | 209.9888 | 52.7623 | 262.7511 | 3543.3574 | 3543.3574 | 1074.4353 | 1074.4353 | 1410.0983 | 1410.0983 | 679.6706 | 679.6706 | 379.1532 | 379.1532 | 242051799.934 | 1382643365.079 | 115462544.7192 | 11842290.2677 | 1752 | 63.2458 | 125401.7833 | 7404.0008 | 9.3084 | 903.92 | 185 | 1216 | 1844.7693 | 304 | 76 | 0.18051
2767 | 721.0758 | 703 | 400 | 1600 | 7 | 99.36% | 100 | 190.8244 | 187.6937 | 187.6937 | 1 | 190.8244 | 100 | 429.044 | 404.5502 | 404.5502 | 404.5502 | 24.4937 | 429.044 | 97.2725 | 86.567 | 86.567 | 86.567 | 10.7055 | 97.2725 | 5333.0519 | 4954.3811 | 4954.3811 | 4997.4515 | 335.6004 | 5289.9815 | 43.0704 | 43.0704 | 5333.0519 | 264.7857 | 211.5772 | 211.5772 | 211.5772 | 53.2085 | 264.7857 | 3625.7591 | 3625.7591 | 1157.0053 | 1157.0053 | 1410.0022 | 1410.0022 | 679.6243 | 679.6243 | 379.1274 | 379.1274 | 243684413.0024 | 1382643365.079 | 114520752.2481 | 11151469.6705 | 1752 | 64.2189 | 116500.2349 | 6878.4335 | 8.6477 | 973.4523 | 185 | 1216 | 1844.7693 | 304 | 76 | 0.17906
2768 | 772.5812 | 703 | 400 | 1600 | 7 | 99.39% | 100 | 195.0275 | 192.1679 | 192.1679 | 1 | 195.0275 | 100 | 456.9939 | 430.9029 | 430.9029 | 430.9029 | 26.091 | 456.9939 | 97.2669 | 86.5614 | 86.5614 | 86.5614 | 10.7055 | 97.2669 | 5576.0621 | 5183.1079 | 5183.1079 | 5225.5857 | 350.4765 | 5533.5844 | 42.4778 | 42.4778 | 5576.0621 | 266.6538 | 213.0347 | 213.0347 | 213.0347 | 53.6191 | 266.6538 | 3708.1611 | 3708.1611 | 1239.5679 | 1239.5679 | 1409.9104 | 1409.9104 | 679.58 | 679.58 | 379.1027 | 379.1027 | 244987106.0793 | 1382643365.079 | 113620415.3915 | 10749113.4502 | 1752 | 65.1444 | 111136.0322 | 6561.719 | 8.2495 | 1042.9846 | 185 | 1216 | 1844.7693 | 304 | 76 | 0.17767
2769 | 824.0866 | 703 | 400 | 1600 | 7 | 99.41% | 100 | 199.2403 | 196.2308 | 196.2308 | 1 | 199.2403 | 100 | 485.0146 | 457.3223 | 457.3223 | 457.3223 | 27.6924 | 485.0146 | 97.2615 | 86.556 | 86.556 | 86.556 | 10.7055 | 97.2615 | 5781.6913 | 5376.1778 | 5376.1778 | 5418.6005 | 363.0908 | 5739.2686 | 42.4227 | 42.4227 | 5781.6913 | 268.3861 | 214.3885 | 214.3885 | 214.3885 | 53.9976 | 268.3861 | 3790.5634 | 3790.5634 | 1322.1236 | 1322.1236 | 1409.8228 | 1409.8228 | 679.5378 | 679.5378 | 379.0791 | 379.0791 | 246177743.6673 | 1382643365.079 | 112865838.7713 | 10313052.4824 | 1752 | 66.0233 | 107249.8259 | 6332.2687 | 7.961 | 1112.5169 | 185 | 1216 | 1844.7693 | 304 | 76 | 0.17651
2770 | 875.592 | 703 | 400 | 1600 | 7 | 99.43% | 100 | 203.4555 | 200.3881 | 200.3881 | 1 | 203.4555 | 100 | 513.0363 | 483.7424 | 483.7424 | 483.7424 | 29.2939 | 513.0363 | 97.2564 | 86.5508 | 86.5508 | 86.5508 | 10.7055 | 97.2564 | 5995.0902 | 5576.487 | 5576.487 | 5618.9116 | 376.1786 | 5952.6656 | 42.4247 | 42.4247 | 5995.0902 | 269.8808 | 215.5573 | 215.5573 | 215.5573 | 54.3236 | 269.8808 | 3872.9659 | 3872.9659 | 1404.6728 | 1404.6728 | 1409.739 | 1409.739 | 679.4974 | 679.4974 | 379.0566 | 379.0566 | 247202523.8371 | 1382643365.079 | 112229913.2017 | 9924197.8822 | 1752 | 66.8589 | 101959.6466 | 6019.9248 | 7.5683 | 1182.0492 | 185 | 1216 | 1844.7693 | 304 | 76 | 0.17553
2771 | 927.0974 | 703 | 400 | 1600 | 7 | 99.45% | 100 | 207.6718 | 204.5279 | 204.5279 | 1 | 207.6718 | 100 | 541.132 | 510.2322 | 510.2322 | 510.2322 | 30.8998 | 541.132 | 97.2515 | 86.5459 | 86.5459 | 86.5459 | 10.7055 | 97.2515 | 6204.663 | 5773.3572 | 5773.3572 | 5815.6371 | 389.0259 | 6162.3831 | 42.2799 | 42.2799 | 6204.663 | 271.1349 | 216.5366 | 216.5366 | 216.5366 | 54.5983 | 271.1349 | 3955.3688 | 3955.3688 | 1487.2161 | 1487.2161 | 1409.6589 | 1409.6589 | 679.4588 | 679.4588 | 379.0351 | 379.0351 | 248079125.171 | 1382643365.079 | 111714440.4687 | 9563069.2813 | 1752 | 67.6546 | 98654.2381 | 5824.7661 | 7.323 | 1251.5815 | 185 | 1216 | 1844.7693 | 304 | 76 | 0.17473
2772 | 978.6028 | 703 | 400 | 1600 | 7 | 99.47% | 100 | 211.8913 | 208.72 | 208.72 | 1 | 211.8913 | 100 | 569.2863 | 536.7771 | 536.7771 | 536.7771 | 32.5092 | 569.2863 | 97.2467 | 86.5412 | 86.5412 | 86.5412 | 10.7055 | 97.2467 | 6410.6167 | 5966.6689 | 5966.6689 | 6008.9821 | 401.6347 | 6368.3036 | 42.3131 | 42.3131 | 6410.6167 | 272.2053 | 217.373 | 217.373 | 217.373 | 54.8323 | 272.2053 | 4037.7718 | 4037.7718 | 1569.7536 | 1569.7536 | 1409.582 | 1409.582 | 679.4218 | 679.4218 | 379.0144 | 379.0144 | 248850905.4421 | 1382643365.079 | 111260625.9215 | 9245103.5574 | 1752 | 68.4132 | 95759.4331 | 5653.8503 | 7.1081 | 1321.1138 | 185 | 1216 | 1844.7693 | 304 | 76 | 0.17403
2773 | 1030.1083 | 703 | 400 | 1600 | 7 | 99.49% | 100 | 216.1142 | 212.9981 | 212.9981 | 1 | 216.1142 | 100 | 597.4203 | 563.3028 | 563.3028 | 563.3028 | 34.1174 | 597.4203 | 97.2422 | 86.5367 | 86.5367 | 86.5367 | 10.7055 | 97.2422 | 6597.9914 | 6142.3839 | 6142.3839 | 6184.884 | 413.1074 | 6555.4913 | 42.5001 | 42.5001 | 6597.9914 | 273.2508 | 218.1923 | 218.1923 | 218.1923 | 55.0585 | 273.2508 | 4120.1751 | 4120.1751 | 1652.2859 | 1652.2859 | 1409.5084 | 1409.5084 | 679.3862 | 679.3862 | 378.9946 | 378.9946 | 249595071.6559 | 1382643365.079 | 110767805.158 | 8993758.1071 | 1752 | 69.1377 | 93827.7576 | 5539.7999 | 6.9647 | 1390.6462 | 185 | 1216 | 1844.7693 | 304 | 76 | 0.17327
2774 | 20.6022 | 752.4 | 400 | 1600 | 7 | 95.02% | 100 | 142.1086 | 141.0667 | 141.0667 | 1 | 142.1086 | 100 | 125.4933 | 118.3369 | 118.3369 | 118.3369 | 7.1564 | 125.4933 | 103.179 | 91.8352 | 91.8352 | 91.8352 | 11.3438 | 103.179 | 781.0743 | 675.427 | 675.427 | 723.2761 | 57.7982 | 733.2253 | 47.849 | 47.849 | 781.0743 | 130.5955 | 105.4257 | 105.4257 | 105.4257 | 25.1698 | 130.5955 | 2603.9209 | 2603.9209 | 33.0958 | 33.0958 | 1510.8406 | 1510.8406 | 680.4156 | 680.4156 | 379.5688 | 379.5688 | 24681204.6683 | 1396538878.7917 | 243521516.7375 | 87258399.8025 | 1752 | 48.7373 | 1025901.7591 | 60571.5263 | 76.1515 | 27.8129 | 198 | 1216 | 1844.7693 | 304 | 76 | 0.3778
2775 | 51.5054 | 752.4 | 400 | 1600 | 7 | 95.76% | 100 | 144.1314 | 143.0558 | 143.0558 | 1 | 144.1314 | 100 | 129.0587 | 121.6984 | 121.6984 | 121.6984 | 7.3603 | 129.0587 | 103.1714 | 91.8276 | 91.8276 | 91.8276 | 11.3438 | 103.1714 | 904.9177 | 791.983 | 791.983 | 839.6184 | 65.2993 | 857.2823 | 47.6354 | 47.6354 | 904.9177 | 142.5289 | 114.9994 | 114.9994 | 114.9994 | 27.5295 | 142.5289 | 2653.3581 | 2653.3581 | 82.733 | 82.733 | 1510.7231 | 1510.7231 | 680.3627 | 680.3627 | 379.5393 | 379.5393 | 59907233.2471 | 1396541018.9424 | 221187484.3618 | 74364263.4487 | 1752 | 49.6881 | 864249.0886 | 51027.1923 | 64.1522 | 69.5323 | 198 | 1216 | 1844.7693 | 304 | 76 | 0.34339
2776 | 154.5162 | 752.4 | 400 | 1600 | 7 | 97.38% | 100 | 151.4212 | 149.8456 | 149.8456 | 1 | 151.4212 | 100 | 148.9748 | 140.4768 | 140.4768 | 140.4768 | 8.498 | 148.9748 | 103.148 | 91.8044 | 91.8044 | 91.8044 | 11.3436 | 103.148 | 1410.191 | 1267.4312 | 1267.4312 | 1314.2199 | 95.9711 | 1363.4023 | 46.7887 | 46.7887 | 1410.191 | 198.3451 | 159.7285 | 159.7285 | 159.7285 | 38.6165 | 198.3451 | 2818.1508 | 2818.1508 | 248.1398 | 248.1398 | 1510.3622 | 1510.3622 | 680.2002 | 680.2002 | 379.4486 | 379.4486 | 154220902.1495 | 1396565850.676 | 155339658.0164 | 45873589.1581 | 1752 | 52.8502 | 524364.1817 | 30959.6299 | 38.923 | 208.5969 | 198 | 1216 | 1844.7693 | 304 | 76 | 0.24194
2777 | 206.0217 | 752.4 | 400 | 1600 | 7 | 97.92% | 100 | 155.2387 | 153.4358 | 153.4358 | 1 | 155.2387 | 100 | 165.9151 | 156.4498 | 156.4498 | 156.4498 | 9.4654 | 165.9151 | 103.1385 | 91.7948 | 91.7948 | 91.7948 | 11.3437 | 103.1385 | 1745.1615 | 1582.1184 | 1582.1184 | 1628.803 | 116.3584 | 1698.4768 | 46.6846 | 46.6846 | 1745.1615 | 226.0917 | 181.8598 | 181.8598 | 181.8598 | 44.2319 | 226.0917 | 2900.5483 | 2900.5483 | 330.8171 | 330.8171 | 1510.1978 | 1510.1978 | 680.1261 | 680.1261 | 379.4073 | 379.4073 | 183149407.5979 | 1396565850.676 | 135788450.0726 | 36496291.6536 | 1752 | 54.3404 | 415208.4948 | 24514.8349 | 30.8205 | 278.1292 | 198 | 1216 | 1844.7693 | 304 | 76 | 0.21182
2778 | 257.5271 | 752.4 | 400 | 1600 | 7 | 98.31% | 100 | 158.9402 | 156.7244 | 156.7244 | 1 | 158.9402 | 100 | 190.3335 | 179.474 | 179.474 | 179.474 | 10.8595 | 190.3335 | 103.1284 | 91.7848 | 91.7848 | 91.7848 | 11.3436 | 103.1284 | 2108.5093 | 1924.2602 | 1924.2602 | 1970.0233 | 138.486 | 2062.7462 | 45.7631 | 45.7631 | 2108.5093 | 238.5422 | 191.123 | 191.123 | 191.123 | 47.4191 | 238.5422 | 2982.9464 | 2982.9464 | 413.4789 | 413.4789 | 1510.0428 | 1510.0428 | 680.0563 | 680.0563 | 379.3684 | 379.3684 | 198056001.3399 | 1396565850.676 | 127796101.8559 | 29582046.1282 | 1752 | 55.7544 | 325440.1014 | 19214.7089 | 24.157 | 347.6615 | 198 | 1216 | 1844.7693 | 304 | 76 | 0.19951
2779 | 309.0325 | 752.4 | 400 | 1600 | 7 | 98.59% | 100 | 162.9475 | 160.5822 | 160.5822 | 1 | 162.9475 | 100 | 217.4564 | 205.0484 | 205.0484 | 205.0484 | 12.4081 | 217.4564 | 103.1197 | 91.7761 | 91.7761 | 91.7761 | 11.3436 | 103.1197 | 2503.9996 | 2295.8829 | 2295.8829 | 2341.3964 | 162.6032 | 2458.4861 | 45.5135 | 45.5135 | 2503.9996 | 246.8886 | 197.6644 | 197.6644 | 197.6644 | 49.2242 | 246.8886 | 3065.3451 | 3065.3451 | 496.1266 | 496.1266 | 1509.8965 | 1509.8965 | 679.9904 | 679.9904 | 379.3316 | 379.3316 | 207482537.2254 | 1396569922.5397 | 123278328.9694 | 24669211.2656 | 1752 | 57.1098 | 274565.3434 | 16210.9498 | 20.3807 | 417.1938 | 198 | 1216 | 1844.7693 | 304 | 76 | 0.19255
2780 | 360.5379 | 752.4 | 400 | 1600 | 7 | 98.82% | 100 | 166.9951 | 164.5154 | 164.5154 | 1 | 166.9951 | 100 | 245.2035 | 231.2109 | 231.2109 | 231.2109 | 13.9925 | 245.2035 | 103.1105 | 91.767 | 91.767 | 91.767 | 11.3435 | 103.1105 | 2955.3079 | 2720.7405 | 2720.7405 | 2765.1128 | 190.1951 | 2910.9356 | 44.3722 | 44.3722 | 2955.3079 | 252.4704 | 202.033 | 202.033 | 202.033 | 50.4373 | 252.4704 | 3147.7444 | 3147.7444 | 578.7613 | 578.7613 | 1509.7581 | 1509.7581 | 679.9281 | 679.9281 | 379.2969 | 379.2969 | 214240496.8296 | 1396577491.5406 | 120443672.8213 | 20738338.8086 | 1752 | 58.3939 | 222924.608 | 13161.9657 | 16.5474 | 486.7262 | 198 | 1216 | 1844.7693 | 304 | 76 | 0.18818
2781 | 412.0433 | 752.4 | 400 | 1600 | 7 | 98.99% | 100 | 171.1091 | 168.2785 | 168.2785 | 1 | 171.1091 | 100 | 273.1903 | 257.5994 | 257.5994 | 257.5994 | 15.5909 | 273.1903 | 103.103 | 91.7595 | 91.7595 | 91.7595 | 11.3436 | 103.103 | 3407.2088 | 3144.7481 | 3144.7481 | 3189.3997 | 217.809 | 3362.5571 | 44.6516 | 44.6516 | 3407.2088 | 257.2892 | 205.8106 | 205.8106 | 205.8106 | 51.4786 | 257.2892 | 3230.1441 | 3230.1441 | 661.3841 | 661.3841 | 1509.627 | 1509.627 | 679.8691 | 679.8691 | 379.2639 | 379.2639 | 219595732.2199 | 1396570273.5994 | 118089752.1613 | 17744330.471 | 1752.0001 | 59.6146 | 193339.3282 | 11415.1848 | 14.3514 | 556.2585 | 198 | 1216 | 1844.7693 | 304 | 76 | 0.18455
2782 | 463.5487 | 752.4 | 400 | 1600 | 7 | 99.1% | 100 | 175.2489 | 172.4536 | 172.4536 | 1 | 175.2489 | 100 | 301.239 | 284.046 | 284.046 | 284.046 | 17.193 | 301.239 | 103.0953 | 91.7517 | 91.7517 | 91.7517 | 11.3436 | 103.0953 | 3841.6564 | 3552.6938 | 3552.6938 | 3597.2944 | 244.362 | 3797.0559 | 44.6005 | 44.6005 | 3841.6564 | 261.7826 | 209.3371 | 209.3371 | 209.3371 | 52.4454 | 261.7826 | 3312.5443 | 3312.5443 | 743.9958 | 743.9958 | 1509.5027 | 1509.5027 | 679.8131 | 679.8131 | 379.2327 | 379.2327 | 223784851.6602 | 1396571044.5432 | 115921753.9022 | 15722349.8943 | 1752 | 60.7747 | 172347.1299 | 10175.7587 | 12.7931 | 625.7908 | 198 | 1216 | 1844.7693 | 304 | 76 | 0.18121
2783 | 515.0541 | 752.4 | 400 | 1600 | 7 | 99.22% | 100 | 179.3932 | 176.1113 | 176.1113 | 1 | 179.3932 | 100 | 329.3198 | 310.5227 | 310.5227 | 310.5227 | 18.797 | 329.3198 | 103.0876 | 91.7441 | 91.7441 | 91.7441 | 11.3435 | 103.0876 | 4346.3032 | 4026.998 | 4026.998 | 4071.0643 | 275.2389 | 4302.237 | 44.0663 | 44.0663 | 4346.3032 | 265.1585 | 211.9731 | 211.9731 | 211.9731 | 53.1854 | 265.1585 | 3394.945 | 3394.945 | 826.5973 | 826.5973 | 1509.3846 | 1509.3846 | 679.7599 | 679.7599 | 379.203 | 379.203 | 227291058.0679 | 1396577491.5406 | 114470901.9161 | 13660548.4754 | 1752 | 61.8685 | 146589.9483 | 8654.9972 | 10.8812 | 695.3231 | 198 | 1216 | 1844.7693 | 304 | 76 | 0.17898
2784 | 566.5595 | 752.4 | 400 | 1600 | 7 | 99.29% | 100 | 183.5675 | 180.3188 | 180.3188 | 1 | 183.5675 | 100 | 357.8146 | 337.3897 | 337.3897 | 337.3897 | 20.4249 | 357.8146 | 103.0807 | 91.7372 | 91.7372 | 91.7372 | 11.3435 | 103.0807 | 4761.5799 | 4417.1118 | 4417.1118 | 4460.9655 | 300.6144 | 4717.7261 | 43.8537 | 43.8537 | 4761.5799 | 268.3177 | 214.4478 | 214.4478 | 214.4478 | 53.87 | 268.3177 | 3477.346 | 3477.346 | 909.1894 | 909.1894 | 1509.2724 | 1509.2724 | 679.7094 | 679.7094 | 379.1748 | 379.1748 | 229879565.2312 | 1396577491.5406 | 113075660.2039 | 12467283.0243 | 1752 | 62.9114 | 133656.8708 | 7891.3995 | 9.9212 | 764.8554 | 198 | 1216 | 1844.7693 | 304 | 76 | 0.17683
2785 | 618.065 | 752.4 | 400 | 1600 | 7 | 99.35% | 100 | 187.7502 | 184.4551 | 184.4551 | 1 | 187.7502 | 100 | 386.5437 | 364.4774 | 364.4774 | 364.4774 | 22.0663 | 386.5437 | 103.0739 | 91.7305 | 91.7305 | 91.7305 | 11.3435 | 103.0739 | 5178.1954 | 4808.5466 | 4808.5466 | 4852.0434 | 326.152 | 5134.6986 | 43.4967 | 43.4967 | 5178.1954 | 270.7653 | 216.3579 | 216.3579 | 216.3579 | 54.4074 | 270.7653 | 3559.7474 | 3559.7474 | 991.7728 | 991.7728 | 1509.1654 | 1509.1654 | 679.6612 | 679.6612 | 379.148 | 379.148 | 231972309.3317 | 1396582688.964 | 112008893.1673 | 11436108.5369 | 1752 | 63.8996 | 119897.6937 | 7079.027 | 8.8999 | 834.3877 | 198 | 1216 | 1844.7693 | 304 | 76 | 0.17519
2786 | 669.5704 | 752.4 | 400 | 1600 | 7 | 99.38% | 100 | 191.9474 | 189.0359 | 189.0359 | 1 | 191.9474 | 100 | 415.5214 | 391.7993 | 391.7993 | 391.7993 | 23.722 | 415.5214 | 103.0676 | 91.7241 | 91.7241 | 91.7241 | 11.3435 | 103.0676 | 5494.657 | 5106.0553 | 5106.0553 | 5149.1503 | 345.5067 | 5451.562 | 43.095 | 43.095 | 5494.657 | 273.1358 | 218.2134 | 218.2134 | 218.2134 | 54.9224 | 273.1358 | 3642.1491 | 3642.1491 | 1074.3479 | 1074.3479 | 1509.0635 | 1509.0635 | 679.6153 | 679.6153 | 379.1224 | 379.1224 | 233627069.7079 | 1396582688.964 | 110891837.7224 | 10898403.6057 | 1752 | 64.8408 | 114763.4739 | 6775.8913 | 8.5188 | 903.92 | 198 | 1216 | 1844.7693 | 304 | 76 | 0.17346
2787 | 721.0758 | 752.4 | 400 | 1600 | 7 | 99.41% | 100 | 196.1519 | 193.2293 | 193.2293 | 1 | 196.1519 | 100 | 444.5402 | 419.1599 | 419.1599 | 419.1599 | 25.3803 | 444.5402 | 103.0617 | 91.7182 | 91.7182 | 91.7182 | 11.3435 | 103.0617 | 5761.057 | 5356.4961 | 5356.4961 | 5399.2047 | 361.8523 | 5718.3484 | 42.7087 | 42.7087 | 5761.057 | 275.3706 | 219.9627 | 219.9627 | 219.9627 | 55.4079 | 275.3706 | 3724.5511 | 3724.5511 | 1156.9155 | 1156.9155 | 1508.9662 | 1508.9662 | 679.5715 | 679.5715 | 379.0979 | 379.0979 | 235126448.2282 | 1396582688.964 | 109908222.2243 | 10382640.5835 | 1752 | 65.7341 | 107426.1853 | 6342.6814 | 7.9741 | 973.4523 | 198 | 1216 | 1844.7693 | 304 | 76 | 0.17195
2788 | 772.5812 | 752.4 | 400 | 1600 | 7 | 99.43% | 100 | 200.3623 | 197.5037 | 197.5037 | 1 | 200.3623 | 100 | 473.5841 | 446.5441 | 446.5441 | 446.5441 | 27.04 | 473.5841 | 103.056 | 91.7126 | 91.7126 | 91.7126 | 11.3435 | 103.056 | 5990.1967 | 5571.7822 | 5571.7822 | 5614.2966 | 375.9 | 5947.6822 | 42.5145 | 42.5145 | 5990.1967 | 277.4481 | 221.5886 | 221.5886 | 221.5886 | 55.8595 | 277.4481 | 3806.9535 | 3806.9535 | 1239.476 | 1239.476 | 1508.8733 | 1508.8733 | 679.5296 | 679.5296 | 379.0746 | 379.0746 | 236384240.8103 | 1396582688.964 | 109033171.6742 | 9999898.5515 | 1752 | 66.584 | 104307.5893 | 6158.5525 | 7.7426 | 1042.9846 | 198 | 1216 | 1844.7693 | 304 | 76 | 0.1706
2789 | 824.0866 | 752.4 | 400 | 1600 | 7 | 99.45% | 100 | 204.5787 | 201.6105 | 201.6105 | 1 | 204.5787 | 100 | 502.6727 | 473.9702 | 473.9702 | 473.9702 | 28.7025 | 502.6727 | 103.0506 | 91.7072 | 91.7072 | 91.7072 | 11.3435 | 103.0506 | 6200.6135 | 5769.145 | 5769.145 | 5811.8197 | 388.7938 | 6157.9388 | 42.6747 | 42.6747 | 6200.6135 | 279.2998 | 223.0386 | 223.0386 | 223.0386 | 56.2612 | 279.2998 | 3889.3561 | 3889.3561 | 1322.0298 | 1322.0298 | 1508.7844 | 1508.7844 | 679.4896 | 679.4896 | 379.0522 | 379.0522 | 237488281.4536 | 1396582688.964 | 108305091.9765 | 9623937.6059 | 1752 | 67.393 | 99456.6404 | 5872.1417 | 7.3826 | 1112.5169 | 198 | 1216 | 1844.7693 | 304 | 76 | 0.16948
2790 | 875.592 | 752.4 | 400 | 1600 | 7 | 99.47% | 100 | 208.7955 | 205.7272 | 205.7272 | 1 | 208.7955 | 100 | 531.7803 | 501.4142 | 501.4142 | 501.4142 | 30.3661 | 531.7803 | 103.0455 | 91.702 | 91.702 | 91.702 | 11.3435 | 103.0455 | 6422.0779 | 5977.1481 | 5977.1481 | 6019.6962 | 402.3817 | 6379.5297 | 42.5482 | 42.5482 | 6422.0779 | 280.8749 | 224.2741 | 224.2741 | 224.2741 | 56.6008 | 280.8749 | 3971.759 | 3971.759 | 1404.5775 | 1404.5775 | 1508.6993 | 1508.6993 | 679.4513 | 679.4513 | 379.0309 | 379.0309 | 238452108.6374 | 1396582688.964 | 107705474.7921 | 9259727.6065 | 1752 | 68.1635 | 96150.7532 | 5676.9548 | 7.1372 | 1182.0492 | 198 | 1216 | 1844.7693 | 304 | 76 | 0.16856
2791 | 927.0974 | 752.4 | 400 | 1600 | 7 | 99.49% | 100 | 213.015 | 209.8178 | 209.8178 | 1 | 213.015 | 100 | 560.9546 | 528.9208 | 528.9208 | 528.9208 | 32.0337 | 560.9546 | 103.0405 | 91.697 | 91.697 | 91.697 | 11.3435 | 103.0405 | 6641.5277 | 6183.1043 | 6183.1043 | 6225.7026 | 415.8251 | 6598.9294 | 42.5983 | 42.5983 | 6641.5277 | 282.2007 | 225.313 | 225.313 | 225.313 | 56.8877 | 282.2007 | 4054.1621 | 4054.1621 | 1487.1193 | 1487.1193 | 1508.6178 | 1508.6178 | 679.4146 | 679.4146 | 379.0104 | 379.0104 | 239293221.8623 | 1396582688.964 | 107209109.4137 | 8914979.76 | 1752 | 68.8986 | 93147.2378 | 5499.6205 | 6.9142 | 1251.5815 | 198 | 1216 | 1844.7693 | 304 | 76 | 0.16779
2792 | 978.6028 | 752.4 | 400 | 1600 | 7 | 99.51% | 100 | 217.2368 | 214.0929 | 214.0929 | 1 | 217.2368 | 100 | 590.1496 | 556.4471 | 556.4471 | 556.4471 | 33.7026 | 590.1496 | 103.0357 | 91.6923 | 91.6923 | 91.6923 | 11.3435 | 103.0357 | 6852.4044 | 6380.8832 | 6380.8832 | 6423.6626 | 428.7419 | 6809.6251 | 42.7794 | 42.7794 | 6852.4044 | 283.3823 | 226.2383 | 226.2383 | 226.2383 | 57.144 | 283.3823 | 4136.5654 | 4136.5654 | 1569.6557 | 1569.6557 | 1508.5396 | 1508.5396 | 679.3794 | 679.3794 | 378.9907 | 378.9907 | 240052804.2316 | 1396582688.964 | 106712762.1761 | 8651744.6283 | 1752 | 69.6012 | 91004.7014 | 5373.1204 | 6.7552 | 1321.1138 | 198 | 1216 | 1844.7693 | 304 | 76 | 0.16703
2793 | 1030.1083 | 752.4 | 400 | 1600 | 7 | 99.53% | 100 | 221.4585 | 217.5641 | 217.5641 | 1 | 221.4585 | 100 | 619.2827 | 583.9147 | 583.9147 | 583.9147 | 35.368 | 619.2827 | 103.0312 | 91.6877 | 91.6877 | 91.6877 | 11.3434 | 103.0312 | 7082.3092 | 6596.5139 | 6596.5139 | 6639.4705 | 442.8387 | 7039.3526 | 42.9566 | 42.9566 | 7082.3092 | 284.4242 | 227.0523 | 227.0523 | 227.0523 | 57.3718 | 284.4242 | 4218.969 | 4218.969 | 1652.1869 | 1652.1869 | 1508.4646 | 1508.4646 | 679.3456 | 679.3456 | 378.9719 | 378.9719 | 240797484.5926 | 1396584218.1081 | 106445357.7113 | 8172939.588 | 1752 | 70.2711 | 85282.1756 | 5035.2497 | 6.3304 | 1390.6462 | 198 | 1216 | 1844.7693 | 304 | 76 | 0.16661
2794 | 20.6022 | 801.8 | 400 | 1600 | 7 | 95.39% | 100 | 147.1718 | 146.0902 | 146.0902 | 1 | 147.1718 | 100 | 129.148 | 121.7821 | 121.7821 | 121.7821 | 7.3659 | 129.148 | 108.9596 | 96.9786 | 96.9786 | 96.9786 | 11.981 | 108.9596 | 837.9652 | 729.4832 | 729.4832 | 776.784 | 61.1812 | 790.6644 | 47.3008 | 47.3008 | 837.9652 | 133.0812 | 107.3596 | 107.3596 | 107.3596 | 25.7217 | 133.0812 | 2702.7052 | 2702.7052 | 33.0907 | 33.0907 | 1609.7917 | 1609.7917 | 680.3118 | 680.3118 | 379.5109 | 379.5109 | 23979115.8731 | 1409085370.4754 | 238247618.0831 | 80687895.5684 | 1752 | 51.6836 | 935834.2971 | 55253.7426 | 69.4659 | 27.8129 | 211 | 1216 | 1844.7693 | 304 | 76 | 0.36967
2795 | 51.5054 | 801.8 | 400 | 1600 | 7 | 96.11% | 100 | 149.2308 | 147.998 | 147.998 | 1 | 149.2308 | 100 | 132.7696 | 125.1966 | 125.1966 | 125.1966 | 7.573 | 132.7696 | 108.9529 | 96.9719 | 96.9719 | 96.9719 | 11.981 | 108.9529 | 976.5364 | 859.7824 | 859.7824 | 906.9365 | 69.5999 | 929.3824 | 47.1541 | 47.1541 | 976.5364 | 145.3525 | 117.2054 | 117.2054 | 117.2054 | 28.1471 | 145.3525 | 2752.143 | 2752.143 | 82.7209 | 82.7209 | 1609.6757 | 1609.6757 | 680.2628 | 680.2628 | 379.4836 | 379.4836 | 58187432.1862 | 1409085370.4754 | 216562617.4762 | 68164579.8622 | 1752 | 52.5414 | 787344.4723 | 46486.5724 | 58.4437 | 69.5323 | 211 | 1216 | 1844.7693 | 304 | 76 | 0.33626
2796 | 154.5162 | 801.8 | 400 | 1600 | 7 | 97.62% | 100 | 156.6101 | 154.9247 | 154.9247 | 1 | 156.6101 | 100 | 153.6061 | 144.8428 | 144.8428 | 144.8428 | 8.7633 | 153.6061 | 108.9308 | 96.9499 | 96.9499 | 96.9499 | 11.981 | 108.9308 | 1539.9869 | 1389.5784 | 1389.5784 | 1436.1085 | 103.8784 | 1493.4569 | 46.53 | 46.53 | 1539.9869 | 202.7402 | 163.1788 | 163.1788 | 163.1788 | 39.5614 | 202.7402 | 2916.9375 | 2916.9375 | 248.1076 | 248.1076 | 1609.3186 | 1609.3186 | 680.1119 | 680.1119 | 379.3994 | 379.3994 | 149556274.8518 | 1409087729.1295 | 151657528.7795 | 41698467.2393 | 1752 | 55.3957 | 474983.6892 | 28044.0956 | 35.2575 | 208.5969 | 211 | 1216 | 1844.7693 | 304 | 76 | 0.23627
2797 | 206.0217 | 801.8 | 400 | 1600 | 7 | 98.1% | 100 | 160.4611 | 158.449 | 158.449 | 1 | 160.4611 | 100 | 171.1308 | 161.3668 | 161.3668 | 161.3668 | 9.764 | 171.1308 | 108.9213 | 96.9403 | 96.9403 | 96.9403 | 11.981 | 108.9213 | 1898.5181 | 1726.7125 | 1726.7125 | 1772.8247 | 125.6934 | 1852.4059 | 46.1122 | 46.1122 | 1898.5181 | 232.0685 | 186.575 | 186.575 | 186.575 | 45.4935 | 232.0685 | 2999.3357 | 2999.3357 | 330.7766 | 330.7766 | 1609.1553 | 1609.1553 | 680.0429 | 680.0429 | 379.3609 | 379.3609 | 177512361.8516 | 1409087729.1295 | 132178919.6949 | 33220989.3239 | 1752 | 56.7421 | 368897.8347 | 21780.5503 | 27.3829 | 278.1292 | 211 | 1216 | 1844.7693 | 304 | 76 | 0.20626
2798 | 257.5271 | 801.8 | 400 | 1600 | 7 | 98.44% | 100 | 164.1974 | 162.3122 | 162.3122 | 1 | 164.1974 | 100 | 196.4056 | 185.1985 | 185.1985 | 185.1985 | 11.2071 | 196.4056 | 108.9116 | 96.9306 | 96.9306 | 96.9306 | 11.9809 | 108.9116 | 2293.1754 | 2098.0122 | 2098.0122 | 2143.3966 | 149.7789 | 2247.791 | 45.3844 | 45.3844 | 2293.1754 | 245.4751 | 196.5942 | 196.5942 | 196.5942 | 48.8809 | 245.4751 | 3081.7346 | 3081.7346 | 413.4311 | 413.4311 | 1609.0011 | 1609.0011 | 679.9778 | 679.9778 | 379.3246 | 379.3246 | 191885431.7771 | 1409087729.1295 | 123608596.8057 | 27418242.2877 | 1752 | 58.0313 | 304311.5991 | 17967.235 | 22.5887 | 347.6615 | 211 | 1216 | 1844.7693 | 304 | 76 | 0.19306
2799 | 309.0325 | 801.8 | 400 | 1600 | 7 | 98.71% | 100 | 168.2227 | 165.9638 | 165.9638 | 1 | 168.2227 | 100 | 224.4575 | 211.6486 | 211.6486 | 211.6486 | 12.8089 | 224.4575 | 108.9031 | 96.9222 | 96.9222 | 96.9222 | 11.981 | 108.9031 | 2729.534 | 2507.8656 | 2507.8656 | 2553.1 | 176.4341 | 2684.2996 | 45.2344 | 45.2344 | 2729.534 | 254.426 | 203.6173 | 203.6173 | 203.6173 | 50.8087 | 254.426 | 3164.1339 | 3164.1339 | 496.0724 | 496.0724 | 1608.8553 | 1608.8553 | 679.9161 | 679.9161 | 379.2902 | 379.2902 | 200963137.8204 | 1409079640.028 | 119295543.2321 | 22661678.9195 | 1752 | 59.2528 | 247180.7193 | 14594.1006 | 18.3479 | 417.1938 | 211 | 1216 | 1844.7693 | 304 | 76 | 0.18641
2800 | 360.5379 | 801.8 | 400 | 1600 | 7 | 98.91% | 100 | 172.2937 | 169.7825 | 169.7825 | 1 | 172.2937 | 100 | 253.2368 | 238.7844 | 238.7844 | 238.7844 | 14.4524 | 253.2368 | 108.8951 | 96.9141 | 96.9141 | 96.9141 | 11.981 | 108.8951 | 3197.6224 | 2948.3179 | 2948.3179 | 2992.5918 | 205.0306 | 3153.3485 | 44.274 | 44.274 | 3197.6224 | 260.7894 | 208.6134 | 208.6134 | 208.6134 | 52.1761 | 260.7894 | 3246.5337 | 3246.5337 | 578.7014 | 578.7014 | 1608.7171 | 1608.7171 | 679.8577 | 679.8577 | 379.2576 | 379.2576 | 207435307.6211 | 1409074661.061 | 116369773.5583 | 19120257.7596 | 1752 | 60.4185 | 207178.3636 | 12232.2723 | 15.3786 | 486.7262 | 211 | 1216 | 1844.7693 | 304 | 76 | 0.1819
2801 | 412.0433 | 801.8 | 400 | 1600 | 7 | 99.06% | 100 | 176.4196 | 173.5983 | 173.5983 | 1 | 176.4196 | 100 | 282.112 | 266.0104 | 266.0104 | 266.0104 | 16.1015 | 282.112 | 108.887 | 96.906 | 96.906 | 96.906 | 11.981 | 108.887 | 3685.2042 | 3405.5438 | 3405.5438 | 3450.3932 | 234.8111 | 3640.3548 | 44.8494 | 44.8494 | 3685.2042 | 266.2123 | 212.8731 | 212.8731 | 212.8731 | 53.3393 | 266.2123 | 3328.934 | 3328.934 | 661.3191 | 661.3191 | 1608.5859 | 1608.5859 | 679.8023 | 679.8023 | 379.2267 | 379.2267 | 212617491.9562 | 1409087729.1295 | 113902573.656 | 16392205.2583 | 1752 | 61.527 | 179333.5159 | 10588.2505 | 13.3117 | 556.2585 | 211 | 1216 | 1844.7693 | 304 | 76 | 0.1781
2802 | 463.5487 | 801.8 | 400 | 1600 | 7 | 99.19% | 100 | 180.5556 | 177.4164 | 177.4164 | 1 | 180.5556 | 100 | 311.1035 | 293.346 | 293.346 | 293.346 | 17.7575 | 311.1035 | 108.8791 | 96.8981 | 96.8981 | 96.8981 | 11.9809 | 108.8791 | 4222.6065 | 3910.4077 | 3910.4077 | 3954.9358 | 267.6707 | 4178.0784 | 44.5281 | 44.5281 | 4222.6065 | 270.4927 | 216.2308 | 216.2308 | 216.2308 | 54.262 | 270.4927 | 3411.3347 | 3411.3347 | 743.9264 | 743.9264 | 1608.4614 | 1608.4614 | 679.7497 | 679.7497 | 379.1973 | 379.1973 | 216667830.2149 | 1409084449.5271 | 112113882.5867 | 14133837.6714 | 1752 | 62.5794 | 154466.1151 | 9120.0237 | 11.4658 | 625.7908 | 211 | 1216 | 1844.7693 | 304 | 76 | 0.17535
2803 | 515.0541 | 801.8 | 400 | 1600 | 7 | 99.28% | 100 | 184.7098 | 181.6851 | 181.6851 | 1 | 184.7098 | 100 | 340.185 | 320.7661 | 320.7661 | 320.7661 | 19.4188 | 340.185 | 108.8719 | 96.891 | 96.891 | 96.891 | 11.9809 | 108.8719 | 4750.9798 | 4407.0085 | 4407.0085 | 4450.9394 | 300.0403 | 4707.0489 | 43.9309 | 43.9309 | 4750.9798 | 274.354 | 219.2543 | 219.2543 | 219.2543 | 55.0997 | 274.354 | 3493.7358 | 3493.7358 | 826.524 | 826.524 | 1608.3429 | 1608.3429 | 679.6996 | 679.6996 | 379.1694 | 379.1694 | 219961488.1179 | 1409087729.1295 | 110364858.5709 | 12585924.1816 | 1752 | 63.5814 | 135099.3691 | 7976.5678 | 10.0283 | 695.3231 | 211 | 1216 | 1844.7693 | 304 | 76 | 0.17265
2804 | 566.5595 | 801.8 | 400 | 1600 | 7 | 99.34% | 100 | 188.8882 | 185.7715 | 185.7715 | 1 | 188.8882 | 100 | 369.6807 | 348.5768 | 348.5768 | 348.5768 | 21.1039 | 369.6807 | 108.8651 | 96.8842 | 96.8842 | 96.8842 | 11.9809 | 108.8651 | 5183.7362 | 4813.649 | 4813.649 | 4857.2364 | 326.4998 | 5140.1488 | 43.5874 | 43.5874 | 5183.7362 | 277.8498 | 221.9933 | 221.9933 | 221.9933 | 55.8565 | 277.8498 | 3576.1373 | 3576.1373 | 909.1126 | 909.1126 | 1608.23 | 1608.23 | 679.6519 | 679.6519 | 379.1428 | 379.1428 | 222451030.7588 | 1409087729.1295 | 108971965.92 | 11489274.1917 | 1752 | 64.5342 | 122089.7958 | 7208.4536 | 9.0626 | 764.8554 | 211 | 1216 | 1844.7693 | 304 | 76 | 0.17051
2805 | 618.065 | 801.8 | 400 | 1600 | 7 | 99.39% | 100 | 193.0762 | 190.2065 | 190.2065 | 1 | 193.0762 | 100 | 399.4996 | 376.692 | 376.692 | 376.692 | 22.8076 | 399.4996 | 108.8587 | 96.8777 | 96.8777 | 96.8777 | 11.9809 | 108.8587 | 5613.5172 | 5217.4796 | 5217.4796 | 5260.6959 | 352.8214 | 5570.3009 | 43.2163 | 43.2163 | 5613.5172 | 280.4777 | 224.0472 | 224.0472 | 224.0472 | 56.4305 | 280.4777 | 3658.5391 | 3658.5391 | 991.6928 | 991.6928 | 1608.1224 | 1608.1224 | 679.6064 | 679.6064 | 379.1174 | 379.1174 | 224356637.4442 | 1409087729.1295 | 107873595.9999 | 10682037.4264 | 1752 | 65.441 | 112421.0902 | 6637.5917 | 8.3449 | 834.3877 | 211 | 1216 | 1844.7693 | 304 | 76 | 0.16881
2806 | 669.5704 | 801.8 | 400 | 1600 | 7 | 99.42% | 100 | 197.2816 | 194.4013 | 194.4013 | 1 | 197.2816 | 100 | 429.6148 | 405.0864 | 405.0864 | 405.0864 | 24.5284 | 429.6148 | 108.8525 | 96.8715 | 96.8715 | 96.8715 | 11.9809 | 108.8525 | 5887.9444 | 5475.4144 | 5475.4144 | 5518.2812 | 369.6632 | 5845.0776 | 42.8668 | 42.8668 | 5887.9444 | 283.1617 | 226.155 | 226.155 | 226.155 | 57.0067 | 283.1617 | 3740.9412 | 3740.9412 | 1074.2653 | 1074.2653 | 1608.0197 | 1608.0197 | 679.563 | 679.563 | 379.0932 | 379.0932 | 225947132.6617 | 1409087729.1295 | 106792025.9261 | 10173112.2827 | 1752 | 66.3047 | 106321.6372 | 6277.4664 | 7.8921 | 903.92 | 211 | 1216 | 1844.7693 | 304 | 76 | 0.16715
2807 | 721.0758 | 801.8 | 400 | 1600 | 7 | 99.44% | 100 | 201.4904 | 198.6256 | 198.6256 | 1 | 201.4904 | 100 | 459.6754 | 433.4292 | 433.4292 | 433.4292 | 26.2462 | 459.6754 | 108.8466 | 96.8656 | 96.8656 | 96.8656 | 11.9809 | 108.8466 | 6158.3126 | 5729.3914 | 5729.3914 | 5772.0682 | 386.2444 | 6115.6358 | 42.6768 | 42.6768 | 6158.3126 | 285.5518 | 228.0291 | 228.0291 | 228.0291 | 57.5227 | 285.5518 | 3823.3436 | 3823.3436 | 1156.8304 | 1156.8304 | 1607.9216 | 1607.9216 | 679.5215 | 679.5215 | 379.0701 | 379.0701 | 227352325.3475 | 1409087729.1295 | 105835204.067 | 9724741.456 | 1752 | 67.1265 | 101682.9391 | 6003.5873 | 7.5478 | 973.4523 | 211 | 1216 | 1844.7693 | 304 | 76 | 0.16567
2808 | 772.5812 | 801.8 | 400 | 1600 | 7 | 99.47% | 100 | 205.7037 | 202.7708 | 202.7708 | 1 | 205.7037 | 100 | 489.7639 | 461.7982 | 461.7982 | 461.7982 | 27.9657 | 489.7639 | 108.8416 | 96.8605 | 96.8605 | 96.8605 | 11.981 | 108.8416 | 6389.9414 | 5946.7564 | 5946.7564 | 5989.5178 | 400.4236 | 6347.18 | 42.7614 | 42.7614 | 6389.9414 | 287.7166 | 229.7218 | 229.7218 | 229.7218 | 57.9948 | 287.7166 | 3905.7463 | 3905.7463 | 1239.3888 | 1239.3888 | 1607.8277 | 1607.8277 | 679.4819 | 679.4819 | 379.0479 | 379.0479 | 228559806.4634 | 1409077893.9283 | 105014250.8092 | 9348048.7991 | 1752 | 67.9094 | 97640.7945 | 5764.9301 | 7.2478 | 1042.9846 | 211 | 1216 | 1844.7693 | 304 | 76 | 0.16441
2809 | 824.0866 | 801.8 | 400 | 1600 | 7 | 99.49% | 100 | 209.9186 | 206.7074 | 206.7074 | 1 | 209.9186 | 100 | 519.8498 | 490.1646 | 490.1646 | 490.1646 | 29.6852 | 519.8498 | 108.836 | 96.855 | 96.855 | 96.855 | 11.981 | 108.836 | 6629.6236 | 6171.8259 | 6171.8259 | 6214.4959 | 415.1277 | 6586.9536 | 42.6699 | 42.6699 | 6629.6236 | 289.6139 | 231.2069 | 231.2069 | 231.2069 | 58.407 | 289.6139 | 3988.1492 | 3988.1492 | 1321.9408 | 1321.9408 | 1607.7378 | 1607.7378 | 679.4439 | 679.4439 | 379.0267 | 379.0267 | 229659853.2997 | 1409084966.256 | 104327207.5658 | 8927926.6726 | 1752 | 68.656 | 93063.5242 | 5494.6779 | 6.908 | 1112.5169 | 211 | 1216 | 1844.7693 | 304 | 76 | 0.16335
2810 | 875.592 | 801.8 | 400 | 1600 | 7 | 99.51% | 100 | 214.1371 | 210.9131 | 210.9131 | 1 | 214.1371 | 100 | 549.9159 | 518.5122 | 518.5122 | 518.5122 | 31.4036 | 549.9159 | 108.8304 | 96.8495 | 96.8495 | 96.8495 | 11.981 | 108.8304 | 6894.7488 | 6420.6755 | 6420.6755 | 6463.3648 | 431.384 | 6852.0595 | 42.6893 | 42.6893 | 6894.7488 | 291.2599 | 232.5024 | 232.5024 | 232.5024 | 58.7576 | 291.2599 | 4070.5523 | 4070.5523 | 1404.4868 | 1404.4868 | 1607.6516 | 1607.6516 | 679.4075 | 679.4075 | 379.0064 | 379.0064 | 230583975.2862 | 1409087729.1295 | 103749551.3578 | 8578744.2265 | 1752 | 69.3687 | 89911.8971 | 5308.5988 | 6.6741 | 1182.0492 | 211 | 1216 | 1844.7693 | 304 | 76 | 0.16246
2811 | 927.0974 | 801.8 | 400 | 1600 | 7 | 99.53% | 100 | 218.3584 | 215.1296 | 215.1296 | 1 | 218.3584 | 100 | 580.0617 | 546.935 | 546.935 | 546.935 | 33.1268 | 580.0617 | 108.8253 | 96.8444 | 96.8444 | 96.8444 | 11.9809 | 108.8253 | 7143.3447 | 6653.8751 | 6653.8751 | 6696.7384 | 446.6064 | 7100.4815 | 42.8633 | 42.8633 | 7143.3447 | 292.6784 | 233.6176 | 233.6176 | 233.6176 | 59.0608 | 292.6784 | 4152.9557 | 4152.9557 | 1487.0273 | 1487.0273 | 1607.569 | 1607.569 | 679.3725 | 679.3725 | 378.9869 | 378.9869 | 231403221.9884 | 1409087729.1295 | 103232735.3557 | 8276313.5263 | 1752 | 70.0502 | 87269.6894 | 5152.597 | 6.4779 | 1251.5815 | 211 | 1216 | 1844.7693 | 304 | 76 | 0.16167
2812 | 978.6028 | 801.8 | 400 | 1600 | 7 | 99.55% | 100 | 222.5812 | 218.614 | 218.614 | 1 | 222.5812 | 100 | 610.2423 | 575.3903 | 575.3903 | 575.3903 | 34.852 | 610.2423 | 108.8205 | 96.8396 | 96.8396 | 96.8396 | 11.9809 | 108.8205 | 7370.1842 | 6866.6053 | 6866.6053 | 6909.6701 | 460.5141 | 7327.1194 | 43.0648 | 43.0648 | 7370.1842 | 293.9588 | 234.6217 | 234.6217 | 234.6217 | 59.337 | 293.9588 | 4235.3593 | 4235.3593 | 1569.5624 | 1569.5624 | 1607.4896 | 1607.4896 | 679.339 | 679.339 | 378.9682 | 378.9682 | 232154970.167 | 1409087729.1295 | 102921891.7197 | 7835408.9838 | 1752 | 70.7009 | 81826.0176 | 4831.1904 | 6.0739 | 1321.1138 | 211 | 1216 | 1844.7693 | 304 | 76 | 0.16119
2813 | 1030.1083 | 801.8 | 400 | 1600 | 7 | 99.56% | 100 | 226.8003 | 223.2601 | 223.2601 | 1 | 226.8003 | 100 | 640.3678 | 603.7937 | 603.7937 | 603.7937 | 36.5741 | 640.3678 | 108.8159 | 96.835 | 96.835 | 96.835 | 11.9809 | 108.8159 | 7674.7085 | 7152.4863 | 7152.4863 | 7195.5296 | 479.1789 | 7631.6651 | 43.0433 | 43.0433 | 7674.7085 | 294.8931 | 235.3492 | 235.3492 | 235.3492 | 59.5439 | 294.8931 | 4317.7631 | 4317.7631 | 1652.0926 | 1652.0926 | 1607.4134 | 1607.4134 | 679.3068 | 679.3068 | 378.9503 | 378.9503 | 232832477.0295 | 1409087729.1295 | 102456263.5122 | 7623530.3288 | 1752 | 71.3253 | 80105.3149 | 4729.5963 | 5.9461 | 1390.6462 | 211 | 1216 | 1844.7693 | 304 | 76 | 0.16047
2814 | 20.6022 | 851.2 | 400 | 1600 | 7 | 95.72% | 100 | 152.263 | 151.0971 | 151.0971 | 1 | 152.263 | 100 | 131.9132 | 124.3886 | 124.3886 | 124.3886 | 7.5246 | 131.9132 | 114.7494 | 102.1302 | 102.1302 | 102.1302 | 12.6192 | 114.7494 | 893.0636 | 782.0758 | 782.0758 | 828.6083 | 64.4554 | 846.5311 | 46.5325 | 46.5325 | 893.0636 | 135.5756 | 109.2921 | 109.2921 | 109.2921 | 26.2835 | 135.5756 | 2801.4907 | 2801.4907 | 33.0861 | 33.0861 | 1708.7316 | 1708.7316 | 680.2157 | 680.2157 | 379.4573 | 379.4573 | 23475348.0767 | 1420241988.2056 | 233221583.5809 | 75061025.4906 | 1751.9999 | 54.3218 | 856293.9877 | 50557.5054 | 63.5617 | 27.8129 | 224 | 1216 | 1844.7693 | 304 | 76 | 0.36193
2815 | 51.5054 | 851.2 | 400 | 1600 | 7 | 96.4% | 100 | 154.3684 | 153.0977 | 153.0977 | 1 | 154.3684 | 100 | 136.3933 | 128.6126 | 128.6126 | 128.6126 | 7.7807 | 136.3933 | 114.7428 | 102.1236 | 102.1236 | 102.1236 | 12.6192 | 114.7428 | 1049.9312 | 928.9136 | 928.9136 | 975.9086 | 74.0226 | 1002.9362 | 46.995 | 46.995 | 1049.9312 | 147.9312 | 119.2004 | 119.2004 | 119.2004 | 28.7308 | 147.9312 | 2850.929 | 2850.929 | 82.7096 | 82.7096 | 1708.6173 | 1708.6173 | 680.1702 | 680.1702 | 379.4319 | 379.4319 | 56641521.9857 | 1420242000.7944 | 212100136.3088 | 63016340.9112 | 1752 | 55.1021 | 726308.9947 | 42882.9017 | 53.9131 | 69.5323 | 224 | 1216 | 1844.7693 | 304 | 76 | 0.32939
2816 | 154.5162 | 851.2 | 400 | 1600 | 7 | 97.79% | 100 | 161.8239 | 160.3294 | 160.3294 | 1 | 161.8239 | 100 | 158.2043 | 149.1777 | 149.1777 | 149.1777 | 9.0267 | 158.2043 | 114.7204 | 102.1013 | 102.1013 | 102.1013 | 12.6191 | 114.7204 | 1665.2205 | 1507.7171 | 1507.7171 | 1553.7318 | 111.4887 | 1619.2058 | 46.0147 | 46.0147 | 1665.2205 | 207.025 | 166.5437 | 166.5437 | 166.5437 | 40.4813 | 207.025 | 3015.7251 | 3015.7251 | 248.0776 | 248.0776 | 1708.2643 | 1708.2643 | 680.0297 | 680.0297 | 379.3535 | 379.3535 | 145191348.7982 | 1420255884.6226 | 147892831.177 | 38659935.4022 | 1752 | 57.694 | 435609.9535 | 25719.3825 | 32.3348 | 208.5969 | 224 | 1216 | 1844.7693 | 304 | 76 | 0.23047
2817 | 206.0217 | 851.2 | 400 | 1600 | 7 | 98.24% | 100 | 165.5062 | 163.6098 | 163.6098 | 1 | 165.5062 | 100 | 176.2752 | 166.2166 | 166.2166 | 166.2166 | 10.0586 | 176.2752 | 114.711 | 102.0918 | 102.0918 | 102.0918 | 12.6191 | 114.711 | 2051.9675 | 1871.2076 | 1871.2076 | 1916.9068 | 135.0607 | 2006.2683 | 45.6992 | 45.6992 | 2051.9675 | 234.864 | 188.2008 | 188.2008 | 188.2008 | 46.6632 | 234.864 | 3098.124 | 3098.124 | 330.7388 | 330.7388 | 1708.1024 | 1708.1024 | 679.9652 | 679.9652 | 379.3176 | 379.3176 | 172312488.054 | 1420255885.6749 | 128664905.8389 | 30766720.4322 | 1752 | 58.9159 | 343513.0184 | 20281.7742 | 25.4986 | 278.1292 | 224 | 1216 | 1844.7693 | 304 | 76 | 0.20085
2818 | 257.5271 | 851.2 | 400 | 1600 | 7 | 98.56% | 100 | 169.4781 | 167.4113 | 167.4113 | 1 | 169.4781 | 100 | 202.2817 | 190.7381 | 190.7381 | 190.7381 | 11.5436 | 202.2817 | 114.7015 | 102.0824 | 102.0824 | 102.0824 | 12.6191 | 114.7015 | 2466.9066 | 2261.1905 | 2261.1905 | 2306.5056 | 160.4011 | 2421.5916 | 45.315 | 45.315 | 2466.9066 | 252.2535 | 201.9364 | 201.9364 | 201.9364 | 50.317 | 252.2535 | 3180.5235 | 3180.5235 | 413.3864 | 413.3864 | 1707.9492 | 1707.9492 | 679.9042 | 679.9042 | 379.2836 | 379.2836 | 186287731.1497 | 1420255890.4861 | 120159092.3475 | 25297293.1545 | 1752 | 60.0835 | 279294.0215 | 16490.1415 | 20.7317 | 347.6615 | 224 | 1216 | 1844.7693 | 304 | 76 | 0.18774
2819 | 309.0325 | 851.2 | 400 | 1600 | 7 | 98.8% | 100 | 173.5163 | 171.179 | 171.179 | 1 | 173.5163 | 100 | 231.1882 | 217.994 | 217.994 | 217.994 | 13.1943 | 231.1882 | 114.6932 | 102.0741 | 102.0741 | 102.0741 | 12.6191 | 114.6932 | 2934.0723 | 2700.297 | 2700.297 | 2745.1402 | 188.9321 | 2889.229 | 44.8432 | 44.8432 | 2934.0723 | 261.9997 | 209.6031 | 209.6031 | 209.6031 | 52.3966 | 261.9997 | 3262.9234 | 3262.9234 | 496.0215 | 496.0215 | 1707.8041 | 1707.8041 | 679.8465 | 679.8465 | 379.2513 | 379.2513 | 195035091.1297 | 1420258228.0185 | 115709980.2022 | 20996706.1568 | 1752 | 61.196 | 230315.4386 | 13598.3368 | 17.0961 | 417.1938 | 224 | 1216 | 1844.7693 | 304 | 76 | 0.18089
2820 | 360.5379 | 851.2 | 400 | 1600 | 7 | 99% | 100 | 177.6048 | 174.9989 | 174.9989 | 1 | 177.6048 | 100 | 260.8138 | 245.9276 | 245.9276 | 245.9276 | 14.8862 | 260.8138 | 114.6845 | 102.0654 | 102.0654 | 102.0654 | 12.6191 | 114.6845 | 3459.0956 | 3193.4186 | 3193.4186 | 3238.0789 | 221.0167 | 3414.4353 | 44.6603 | 44.6603 | 3459.0956 | 268.7395 | 214.901 | 214.901 | 214.901 | 53.8385 | 268.7395 | 3345.3238 | 3345.3238 | 578.6451 | 578.6451 | 1707.6663 | 1707.6663 | 679.7916 | 679.7916 | 379.2207 | 379.2207 | 201402821.7516 | 1420258940.1734 | 112734964.778 | 17603273.2969 | 1752 | 62.2563 | 192792.6076 | 11382.9052 | 14.3108 | 486.7262 | 224 | 1216 | 1844.7693 | 304 | 76 | 0.1763
2821 | 412.0433 | 851.2 | 400 | 1600 | 7 | 99.15% | 100 | 181.7285 | 178.4726 | 178.4726 | 1 | 181.7285 | 100 | 290.5338 | 273.9501 | 273.9501 | 273.9501 | 16.5837 | 290.5338 | 114.6758 | 102.0569 | 102.0569 | 102.0569 | 12.619 | 114.6758 | 4013.7262 | 3714.1643 | 3714.1643 | 3758.7977 | 254.9285 | 3969.0928 | 44.6335 | 44.6335 | 4013.7262 | 274.4602 | 219.3991 | 219.3991 | 219.3991 | 55.0611 | 274.4602 | 3427.7245 | 3427.7245 | 661.258 | 661.258 | 1707.5354 | 1707.5354 | 679.7395 | 679.7395 | 379.1917 | 379.1917 | 206438012.7583 | 1420253666.9997 | 110480295.6401 | 14828024.6019 | 1752 | 63.2643 | 160235.9589 | 9460.6881 | 11.8941 | 556.2585 | 224 | 1216 | 1844.7693 | 304 | 76 | 0.17283
2822 | 463.5487 | 851.2 | 400 | 1600 | 7 | 99.25% | 100 | 185.8734 | 182.8246 | 182.8246 | 1 | 185.8734 | 100 | 320.5403 | 302.2426 | 302.2426 | 302.2426 | 18.2977 | 320.5403 | 114.6688 | 102.0498 | 102.0498 | 102.0498 | 12.619 | 114.6688 | 4571.174 | 4237.7532 | 4237.7532 | 4282.1848 | 288.9892 | 4526.7424 | 44.4315 | 44.4315 | 4571.174 | 279.1352 | 223.0632 | 223.0632 | 223.0632 | 56.0719 | 279.1352 | 3510.1257 | 3510.1257 | 743.861 | 743.861 | 1707.4108 | 1707.4108 | 679.6899 | 679.6899 | 379.164 | 379.164 | 210248629.2796 | 1420267745.9849 | 108402485.3945 | 13081139.3409 | 1752 | 64.2295 | 140149.5922 | 8274.7443 | 10.4031 | 625.7908 | 224 | 1216 | 1844.7693 | 304 | 76 | 0.16963
2823 | 515.0541 | 851.2 | 400 | 1600 | 7 | 99.33% | 100 | 190.0312 | 187.1325 | 187.1325 | 1 | 190.0312 | 100 | 350.6574 | 330.6392 | 330.6392 | 330.6392 | 20.0182 | 350.6574 | 114.6612 | 102.0422 | 102.0422 | 102.0422 | 12.619 | 114.6612 | 5122.6094 | 4756.4793 | 4756.4793 | 4799.8361 | 322.7733 | 5079.2526 | 43.3568 | 43.3568 | 5122.6094 | 283.2784 | 226.3116 | 226.3116 | 226.3116 | 56.9668 | 283.2784 | 3592.5272 | 3592.5272 | 826.4548 | 826.4548 | 1707.2922 | 1707.2922 | 679.6427 | 679.6427 | 379.1376 | 379.1376 | 213330984.7076 | 1420269293.7408 | 106691460.0729 | 11708261.4787 | 1752 | 65.1475 | 124243.355 | 7335.6046 | 9.2224 | 695.3231 | 224 | 1216 | 1844.7693 | 304 | 76 | 0.16699
2824 | 566.5595 | 851.2 | 400 | 1600 | 7 | 99.4% | 100 | 194.2196 | 190.8432 | 190.8432 | 1 | 194.2196 | 100 | 381.1912 | 359.4286 | 359.4286 | 359.4286 | 21.7627 | 381.1912 | 114.6544 | 102.0355 | 102.0355 | 102.0355 | 12.619 | 114.6544 | 5587.2941 | 5192.6127 | 5192.6127 | 5236.0547 | 351.2395 | 5543.8522 | 43.442 | 43.442 | 5587.2941 | 286.907 | 229.1639 | 229.1639 | 229.1639 | 57.7432 | 286.907 | 3674.9291 | 3674.9291 | 909.04 | 909.04 | 1707.179 | 1707.179 | 679.5976 | 679.5976 | 379.1125 | 379.1125 | 215703754.9093 | 1420269293.7408 | 105460976.7184 | 10565974.6315 | 1752 | 66.021 | 111892.9419 | 6606.4087 | 8.3057 | 764.8554 | 224 | 1216 | 1844.7693 | 304 | 76 | 0.1651
2825 | 618.065 | 851.2 | 400 | 1600 | 7 | 99.43% | 100 | 198.4134 | 195.6093 | 195.6093 | 1 | 198.4134 | 100 | 412.0387 | 388.5135 | 388.5135 | 388.5135 | 23.5252 | 412.0387 | 114.648 | 102.029 | 102.029 | 102.029 | 12.619 | 114.648 | 5987.1067 | 5568.4682 | 5568.4682 | 5611.3685 | 375.7382 | 5944.2064 | 42.9003 | 42.9003 | 5987.1067 | 289.9334 | 231.5361 | 231.5361 | 231.5361 | 58.3973 | 289.9334 | 3757.3313 | 3757.3313 | 991.6172 | 991.6172 | 1707.0709 | 1707.0709 | 679.5546 | 679.5546 | 379.0885 | 379.0885 | 217506566.7277 | 1420269293.7408 | 104194948.2413 | 10029191.2902 | 1752 | 66.8563 | 104096.337 | 6146.0797 | 7.727 | 834.3877 | 224 | 1216 | 1844.7693 | 304 | 76 | 0.16315
2826 | 669.5704 | 851.2 | 400 | 1600 | 7 | 99.46% | 100 | 202.622 | 199.6815 | 199.6815 | 1 | 202.622 | 100 | 443.1165 | 417.8155 | 417.8155 | 417.8155 | 25.301 | 443.1165 | 114.6418 | 102.0228 | 102.0228 | 102.0228 | 12.619 | 114.6418 | 6264.7085 | 5829.2062 | 5829.2062 | 5871.9373 | 392.7712 | 6221.9774 | 42.7311 | 42.7311 | 6264.7085 | 292.8196 | 233.8034 | 233.8034 | 233.8034 | 59.0162 | 292.8196 | 3839.7337 | 3839.7337 | 1074.187 | 1074.187 | 1706.9676 | 1706.9676 | 679.5135 | 679.5135 | 379.0656 | 379.0656 | 219040243.6077 | 1420269293.7408 | 103152197.2909 | 9538265.3606 | 1752 | 67.6516 | 100222.4886 | 5917.3591 | 7.4394 | 903.92 | 224 | 1216 | 1844.7693 | 304 | 76 | 0.16154
2827 | 721.0758 | 851.2 | 400 | 1600 | 7 | 99.48% | 100 | 206.8342 | 203.8925 | 203.8925 | 1 | 206.8342 | 100 | 474.1498 | 447.0754 | 447.0754 | 447.0754 | 27.0744 | 474.1498 | 114.6359 | 102.0169 | 102.0169 | 102.0169 | 12.619 | 114.6359 | 6549.343 | 6096.2705 | 6096.2705 | 6139.1427 | 410.2003 | 6506.4708 | 42.8722 | 42.8722 | 6549.343 | 295.3314 | 235.7744 | 235.7744 | 235.7744 | 59.557 | 295.3314 | 3922.1364 | 3922.1364 | 1156.7498 | 1156.7498 | 1706.8688 | 1706.8688 | 679.4742 | 679.4742 | 379.0436 | 379.0436 | 220373824.5888 | 1420269293.7408 | 102238193.1933 | 9118688.4771 | 1752 | 68.4098 | 95921.526 | 5663.4207 | 7.1201 | 973.4523 | 224 | 1216 | 1844.7693 | 304 | 76 | 0.16013
2828 | 772.5812 | 851.2 | 400 | 1600 | 7 | 99.5% | 100 | 211.0482 | 208.0725 | 208.0725 | 1 | 211.0482 | 100 | 505.2808 | 476.4273 | 476.4273 | 476.4273 | 28.8535 | 505.2808 | 114.6302 | 102.0113 | 102.0113 | 102.0113 | 12.619 | 114.6302 | 6789.7535 | 6322.1568 | 6322.1568 | 6364.8196 | 424.9339 | 6747.0908 | 42.6628 | 42.6628 | 6789.7535 | 297.564 | 237.524 | 237.524 | 237.524 | 60.04 | 297.564 | 4004.5394 | 4004.5394 | 1239.3061 | 1239.3061 | 1706.7742 | 1706.7742 | 679.4365 | 679.4365 | 379.0226 | 379.0226 | 221492563.7891 | 1420269293.7408 | 101455521.7846 | 8782620.6855 | 1752 | 69.1338 | 91392.0869 | 5395.9925 | 6.7839 | 1042.9846 | 224 | 1216 | 1844.7693 | 304 | 76 | 0.15893
2829 | 824.0866 | 851.2 | 400 | 1600 | 7 | 99.52% | 100 | 215.2663 | 212.1106 | 212.1106 | 1 | 215.2663 | 100 | 536.3966 | 505.7647 | 505.7647 | 505.7647 | 30.6319 | 536.3966 | 114.6248 | 102.0058 | 102.0058 | 102.0058 | 12.619 | 114.6248 | 7036.9043 | 6554.189 | 6554.189 | 6596.8173 | 440.087 | 6994.2759 | 42.6283 | 42.6283 | 7036.9043 | 299.5332 | 239.0719 | 239.0719 | 239.0719 | 60.4614 | 299.5332 | 4086.9426 | 4086.9426 | 1321.8562 | 1321.8562 | 1706.6835 | 1706.6835 | 679.4004 | 679.4004 | 379.0025 | 379.0025 | 222527513.5388 | 1420269293.7408 | 100780529.759 | 8422662.9614 | 1752 | 69.8254 | 88293.4581 | 5213.0425 | 6.5539 | 1112.5169 | 224 | 1216 | 1844.7693 | 304 | 76 | 0.15789
2830 | 875.592 | 851.2 | 400 | 1600 | 7 | 99.54% | 100 | 219.4877 | 216.1714 | 216.1714 | 1 | 219.4877 | 100 | 567.4599 | 535.0525 | 535.0525 | 535.0525 | 32.4074 | 567.4599 | 114.6196 | 102.0006 | 102.0006 | 102.0006 | 12.619 | 114.6196 | 7301.0617 | 6801.9398 | 6801.9398 | 6844.7946 | 456.2671 | 7258.2069 | 42.8548 | 42.8548 | 7301.0617 | 301.2835 | 240.4511 | 240.4511 | 240.4511 | 60.8324 | 301.2835 | 4169.346 | 4169.346 | 1404.4006 | 1404.4006 | 1706.5965 | 1706.5965 | 679.3658 | 679.3658 | 378.9832 | 378.9832 | 223441120.8747 | 1420269293.7408 | 100214777.5814 | 8074807.8031 | 1752 | 70.4866 | 84933.8593 | 5014.6843 | 6.3045 | 1182.0492 | 224 | 1216 | 1844.7693 | 304 | 76 | 0.15702
2831 | 927.0974 | 851.2 | 400 | 1600 | 7 | 99.55% | 100 | 223.7105 | 220.519 | 220.519 | 1 | 223.7105 | 100 | 598.5778 | 564.3917 | 564.3917 | 564.3917 | 34.1861 | 598.5778 | 114.6146 | 101.9957 | 101.9957 | 101.9957 | 12.619 | 114.6146 | 7539.2688 | 7025.3507 | 7025.3507 | 7068.4084 | 470.8604 | 7496.2111 | 43.0577 | 43.0577 | 7539.2688 | 302.8534 | 241.6861 | 241.6861 | 241.6861 | 61.1672 | 302.8534 | 4251.7497 | 4251.7497 | 1486.9396 | 1486.9396 | 1706.5129 | 1706.5129 | 679.3325 | 679.3325 | 378.9646 | 378.9646 | 224230024.2462 | 1420269293.7408 | 99652925.5833 | 7847756.4298 | 1752 | 71.1202 | 83166.6959 | 4910.3471 | 6.1734 | 1251.5815 | 224 | 1216 | 1844.7693 | 304 | 76 | 0.15615
2832 | 978.6028 | 851.2 | 400 | 1600 | 7 | 99.58% | 100 | 227.9305 | 224.3288 | 224.3288 | 1 | 227.9305 | 100 | 629.7047 | 593.7393 | 593.7393 | 593.7393 | 35.9654 | 629.7047 | 114.6101 | 101.9911 | 101.9911 | 101.9911 | 12.619 | 114.6101 | 7846.114 | 7313.407 | 7313.407 | 7356.448 | 489.6659 | 7803.073 | 43.041 | 43.041 | 7846.114 | 303.9945 | 242.5794 | 242.5794 | 242.5794 | 61.4151 | 303.9945 | 4334.1535 | 4334.1535 | 1569.4736 | 1569.4736 | 1706.4327 | 1706.4327 | 679.3005 | 679.3005 | 378.9468 | 378.9468 | 224948710.4827 | 1420255442.1795 | 99353407.2946 | 7442440.0433 | 1752 | 71.7258 | 77998.1039 | 4605.1819 | 5.7897 | 1321.1138 | 224 | 1216 | 1844.7693 | 304 | 76 | 0.15569
2833 | 1030.1083 | 851.2 | 400 | 1600 | 7 | 99.59% | 100 | 232.151 | 228.856 | 228.856 | 1 | 232.151 | 100 | 660.7998 | 623.0567 | 623.0567 | 623.0567 | 37.743 | 660.7998 | 114.6058 | 101.9868 | 101.9868 | 101.9868 | 12.619 | 114.6058 | 8140.4087 | 7589.8924 | 7589.8924 | 7632.7217 | 507.687 | 8097.5795 | 42.8292 | 42.8292 | 8140.4087 | 305.0804 | 243.4297 | 243.4297 | 243.4297 | 61.6507 | 305.0804 | 4416.5575 | 4416.5575 | 1652.0027 | 1652.0027 | 1706.3554 | 1706.3554 | 679.2698 | 679.2698 | 378.9296 | 378.9296 | 225617225.7184 | 1420262514.5073 | 98880954.5501 | 7239305.2242 | 1752 | 72.3079 | 75320.5355 | 4447.0923 | 5.591 | 1390.6462 | 224 | 1216 | 1844.7693 | 304 | 76 | 0.15496
2834 | 20.6022 | 900.6 | 400 | 1600 | 7 | 96.01% | 100 | 157.4222 | 156.217 | 156.217 | 1 | 157.4222 | 100 | 134.7925 | 127.1027 | 127.1027 | 127.1027 | 7.6898 | 134.7925 | 120.5286 | 107.2723 | 107.2723 | 107.2723 | 13.2563 | 120.5286 | 952.3881 | 838.0168 | 838.0168 | 884.366 | 68.0221 | 906.0389 | 46.3491 | 46.3491 | 952.3881 | 138.0168 | 111.2096 | 111.2096 | 111.2096 | 26.8073 | 138.0168 | 2900.2772 | 2900.2772 | 33.0817 | 33.0817 | 1807.6616 | 1807.6616 | 680.1264 | 680.1264 | 379.4075 | 379.4075 | 22962199.7882 | 1430438422.4245 | 228635630.1464 | 69963747.6935 | 1752 | 56.7012 | 795305.1524 | 46956.5887 | 59.0346 | 27.8129 | 237 | 1216 | 1844.7693 | 304 | 76 | 0.35486
2835 | 51.5054 | 900.6 | 400 | 1600 | 7 | 96.66% | 100 | 159.5507 | 158.3189 | 158.3189 | 1 | 159.5507 | 100 | 140.0581 | 132.0674 | 132.0674 | 132.0674 | 7.9907 | 140.0581 | 120.5217 | 107.2654 | 107.2654 | 107.2654 | 13.2563 | 120.5217 | 1126.2697 | 1000.7201 | 1000.7201 | 1047.6455 | 78.6242 | 1079.3443 | 46.9255 | 46.9255 | 1126.2697 | 150.5624 | 121.2681 | 121.2681 | 121.2681 | 29.2943 | 150.5624 | 2949.716 | 2949.716 | 82.6991 | 82.6991 | 1807.549 | 1807.549 | 680.084 | 680.084 | 379.3838 | 379.3838 | 55152221.8434 | 1430450643.4708 | 207834055.3326 | 58563079.3532 | 1752 | 57.4119 | 674217.2751 | 39807.2905 | 50.0464 | 69.5323 | 237 | 1216 | 1844.7693 | 304 | 76 | 0.32281
2836 | 154.5162 | 900.6 | 400 | 1600 | 7 | 97.97% | 100 | 167.0616 | 165.4344 | 165.4344 | 1 | 167.0616 | 100 | 162.8036 | 153.5135 | 153.5135 | 153.5135 | 9.2901 | 162.8036 | 120.5024 | 107.246 | 107.246 | 107.246 | 13.2564 | 120.5024 | 1800.2231 | 1634.8423 | 1634.8423 | 1680.5177 | 119.7054 | 1754.5477 | 45.6754 | 45.6754 | 1800.2231 | 210.9468 | 169.6305 | 169.6305 | 169.6305 | 41.3163 | 210.9468 | 3114.5135 | 3114.5135 | 248.0496 | 248.0496 | 1807.2004 | 1807.2004 | 679.9528 | 679.9528 | 379.3107 | 379.3107 | 141070026.8011 | 1430438007.5332 | 144985888.4945 | 35506077.1712 | 1752 | 59.7653 | 396764.7647 | 23425.876 | 29.4514 | 208.5969 | 237 | 1216 | 1844.7693 | 304 | 76 | 0.22599
2837 | 206.0217 | 900.6 | 400 | 1600 | 7 | 98.38% | 100 | 170.7913 | 168.4789 | 168.4789 | 1 | 170.7913 | 100 | 181.2356 | 170.8928 | 170.8928 | 170.8928 | 10.3427 | 181.2356 | 120.4925 | 107.2361 | 107.2361 | 107.2361 | 13.2564 | 120.4925 | 2191.2157 | 2001.9181 | 2001.9181 | 2047.624 | 143.5917 | 2145.5098 | 45.7059 | 45.7059 | 2191.2157 | 240.8433 | 192.9217 | 192.9217 | 192.9217 | 47.9216 | 240.8433 | 3196.913 | 3196.913 | 330.7034 | 330.7034 | 1807.0401 | 1807.0401 | 679.8925 | 679.8925 | 379.277 | 379.277 | 167694078.3547 | 1430441476.685 | 125475938.1335 | 28388506.8268 | 1752 | 60.882 | 315466.3142 | 18625.8343 | 23.4167 | 278.1292 | 237 | 1216 | 1844.7693 | 304 | 76 | 0.19593
2838 | 257.5271 | 900.6 | 400 | 1600 | 7 | 98.66% | 100 | 174.7704 | 172.7226 | 172.7226 | 1 | 174.7704 | 100 | 208.023 | 196.1506 | 196.1506 | 196.1506 | 11.8724 | 208.023 | 120.4831 | 107.2267 | 107.2267 | 107.2267 | 13.2564 | 120.4831 | 2653.9341 | 2436.8152 | 2436.8152 | 2482.0846 | 171.8495 | 2608.6647 | 45.2694 | 45.2694 | 2653.9341 | 258.651 | 206.9863 | 206.9863 | 206.9863 | 51.6646 | 258.651 | 3279.313 | 3279.313 | 413.3445 | 413.3445 | 1806.8881 | 1806.8881 | 679.8353 | 679.8353 | 379.2451 | 379.2451 | 181138123.6703 | 1430433775.7959 | 116938541.127 | 23489559.4068 | 1752 | 61.9488 | 259664.7339 | 15331.1846 | 19.2746 | 347.6615 | 237 | 1216 | 1844.7693 | 304 | 76 | 0.18278
2839 | 309.0325 | 900.6 | 400 | 1600 | 7 | 98.9% | 100 | 178.8193 | 176.3993 | 176.3993 | 1 | 178.8193 | 100 | 237.7422 | 224.1726 | 224.1726 | 224.1726 | 13.5695 | 237.7422 | 120.4734 | 107.2171 | 107.2171 | 107.2171 | 13.2562 | 120.4734 | 3177.6985 | 2928.8239 | 2928.8239 | 2973.8781 | 203.8204 | 3132.6443 | 45.0542 | 45.0542 | 3177.6985 | 268.8444 | 215.0073 | 215.0073 | 215.0073 | 53.8371 | 268.8444 | 3361.7135 | 3361.7135 | 495.9738 | 495.9738 | 1806.7438 | 1806.7438 | 679.781 | 679.781 | 379.2148 | 379.2148 | 189647488.0504 | 1430449905.677 | 112591903.1433 | 19310703.1293 | 1752 | 62.9619 | 214504.4967 | 12664.8235 | 15.9224 | 417.1938 | 237 | 1216 | 1844.7693 | 304 | 76 | 0.17608
2840 | 360.5379 | 900.6 | 400 | 1600 | 7 | 99.07% | 100 | 182.9171 | 180.3785 | 180.3785 | 1 | 182.9171 | 100 | 268.1597 | 252.8529 | 252.8529 | 252.8529 | 15.3068 | 268.1597 | 120.4647 | 107.2085 | 107.2085 | 107.2085 | 13.2562 | 120.4647 | 3737.0359 | 3454.3673 | 3454.3673 | 3498.9908 | 238.0451 | 3692.4124 | 44.6235 | 44.6235 | 3737.0359 | 276.4243 | 220.9766 | 220.9766 | 220.9766 | 55.4477 | 276.4243 | 3444.1144 | 3444.1144 | 578.5922 | 578.5922 | 1806.6067 | 1806.6067 | 679.7294 | 679.7294 | 379.186 | 379.186 | 195880235.3427 | 1430465559.7517 | 109344508.8455 | 16309696.06 | 1752 | 63.932 | 176916.3283 | 10445.5343 | 13.1323 | 486.7262 | 237 | 1216 | 1844.7693 | 304 | 76 | 0.17108
2841 | 412.0433 | 900.6 | 400 | 1600 | 7 | 99.21% | 100 | 187.0412 | 184.234 | 184.234 | 1 | 187.0412 | 100 | 298.8954 | 281.833 | 281.833 | 281.833 | 17.0623 | 298.8954 | 120.4568 | 107.2007 | 107.2007 | 107.2007 | 13.2562 | 120.4568 | 4355.9902 | 4035.9894 | 4035.9894 | 4080.1683 | 275.822 | 4311.8113 | 44.1789 | 44.1789 | 4355.9902 | 282.1508 | 225.4769 | 225.4769 | 225.4769 | 56.674 | 282.1508 | 3526.5156 | 3526.5156 | 661.2005 | 661.2005 | 1806.4762 | 1806.4762 | 679.6803 | 679.6803 | 379.1586 | 379.1586 | 200549227.0973 | 1430466123.161 | 107142789.8654 | 13841859.8763 | 1752 | 64.856 | 148921.6972 | 8792.6689 | 11.0543 | 556.2585 | 237 | 1216 | 1844.7693 | 304 | 76 | 0.16769
2842 | 463.5487 | 900.6 | 400 | 1600 | 7 | 99.31% | 100 | 191.1982 | 187.963 | 187.963 | 1 | 191.1982 | 100 | 329.9858 | 311.1475 | 311.1475 | 311.1475 | 18.8383 | 329.9858 | 120.4494 | 107.1933 | 107.1933 | 107.1933 | 13.2562 | 120.4494 | 4910.3602 | 4556.4764 | 4556.4764 | 4600.5839 | 309.7763 | 4866.2526 | 44.1076 | 44.1076 | 4910.3602 | 287.2709 | 229.4927 | 229.4927 | 229.4927 | 57.7782 | 287.2709 | 3608.9172 | 3608.9172 | 743.7993 | 743.7993 | 1806.3518 | 1806.3518 | 679.6335 | 679.6335 | 379.1325 | 379.1325 | 204184803.8891 | 1430466123.161 | 105252537.6329 | 12096535.317 | 1752 | 65.7403 | 127647.5701 | 7536.597 | 9.4751 | 625.7908 | 237 | 1216 | 1844.7693 | 304 | 76 | 0.16478
2843 | 515.0541 | 900.6 | 400 | 1600 | 7 | 99.38% | 100 | 195.3682 | 192.2151 | 192.2151 | 1 | 195.3682 | 100 | 361.1455 | 340.527 | 340.527 | 340.527 | 20.6185 | 361.1455 | 120.4431 | 107.1869 | 107.1869 | 107.1869 | 13.2562 | 120.4431 | 5474.4051 | 5086.8136 | 5086.8136 | 5130.0474 | 344.3577 | 5431.1713 | 43.2338 | 43.2338 | 5474.4051 | 291.6813 | 232.9656 | 232.9656 | 232.9656 | 58.7157 | 291.6813 | 3691.3191 | 3691.3191 | 826.3894 | 826.3894 | 1806.2332 | 1806.2332 | 679.5889 | 679.5889 | 379.1076 | 379.1076 | 207115513.4723 | 1430459245.8988 | 103562747.5998 | 10862493.0291 | 1752 | 66.5848 | 114987.764 | 6789.1339 | 8.5354 | 695.3231 | 237 | 1216 | 1844.7693 | 304 | 76 | 0.16217
2844 | 566.5595 | 900.6 | 400 | 1600 | 7 | 99.43% | 100 | 199.5589 | 196.3788 | 196.3788 | 1 | 199.5589 | 100 | 392.6569 | 370.2381 | 370.2381 | 370.2381 | 22.4189 | 392.6569 | 120.4359 | 107.1797 | 107.1797 | 107.1797 | 13.2562 | 120.4359 | 5941.4129 | 5525.2383 | 5525.2383 | 5568.4469 | 372.966 | 5898.2044 | 43.2085 | 43.2085 | 5941.4129 | 295.5954 | 236.0405 | 236.0405 | 236.0405 | 59.5549 | 295.5954 | 3773.7213 | 3773.7213 | 908.9713 | 908.9713 | 1806.1199 | 1806.1199 | 679.5463 | 679.5463 | 379.0839 | 379.0839 | 209352882.8547 | 1430466123.161 | 102189147.292 | 9991846.6923 | 1752 | 67.3906 | 104778.9455 | 6186.3825 | 7.7776 | 764.8554 | 237 | 1216 | 1844.7693 | 304 | 76 | 0.16006
2845 | 618.065 | 900.6 | 400 | 1600 | 7 | 99.46% | 100 | 203.7594 | 200.9118 | 200.9118 | 1 | 203.7594 | 100 | 424.5434 | 400.3026 | 400.3026 | 400.3026 | 24.2408 | 424.5434 | 120.4292 | 107.1731 | 107.1731 | 107.1731 | 13.2562 | 120.4292 | 6307.7521 | 5869.6058 | 5869.6058 | 5912.3444 | 395.4077 | 6265.0135 | 42.7386 | 42.7386 | 6307.7521 | 298.9501 | 238.6777 | 238.6777 | 238.6777 | 60.2724 | 298.9501 | 3856.1238 | 3856.1238 | 991.5456 | 991.5456 | 1806.0116 | 1806.0116 | 679.5055 | 679.5055 | 379.0611 | 379.0611 | 211080371.5174 | 1430466123.161 | 100951664.4454 | 9501840.8762 | 1752 | 68.1608 | 99435.9963 | 5870.9228 | 7.381 | 834.3877 | 237 | 1216 | 1844.7693 | 304 | 76 | 0.15815
2846 | 669.5704 | 900.6 | 400 | 1600 | 7 | 99.48% | 100 | 207.9719 | 204.9465 | 204.9465 | 1 | 207.9719 | 100 | 456.5785 | 430.5072 | 430.5072 | 430.5072 | 26.0714 | 456.5785 | 120.4231 | 107.1669 | 107.1669 | 107.1669 | 13.2562 | 120.4231 | 6600.6385 | 6144.2734 | 6144.2734 | 6187.2909 | 413.3477 | 6557.6211 | 43.0174 | 43.0174 | 6600.6385 | 301.9562 | 241.041 | 241.041 | 241.041 | 60.9152 | 301.9562 | 3938.5266 | 3938.5266 | 1074.1128 | 1074.1128 | 1805.9079 | 1805.9079 | 679.4665 | 679.4665 | 379.0394 | 379.0394 | 212561725.9135 | 1430466123.161 | 99946590.4368 | 9025560.4887 | 1752 | 68.8956 | 95574.0446 | 5642.9046 | 7.0944 | 903.92 | 237 | 1216 | 1844.7693 | 304 | 76 | 0.1566
2847 | 721.0758 | 900.6 | 400 | 1600 | 7 | 99.51% | 100 | 212.184 | 209.138 | 209.138 | 1 | 212.184 | 100 | 488.5885 | 460.6879 | 460.6879 | 460.6879 | 27.9006 | 488.5885 | 120.4172 | 107.161 | 107.161 | 107.161 | 13.2562 | 120.4172 | 6900.8564 | 6426.2397 | 6426.2397 | 6469.1153 | 431.7411 | 6857.9808 | 42.8755 | 42.8755 | 6900.8564 | 304.551 | 243.0796 | 243.0796 | 243.0796 | 61.4714 | 304.551 | 4020.9296 | 4020.9296 | 1156.6732 | 1156.6732 | 1805.8087 | 1805.8087 | 679.4292 | 679.4292 | 379.0185 | 379.0185 | 213836358.4843 | 1430466123.161 | 99074552.8209 | 8622965.5338 | 1752 | 69.5973 | 89429.0674 | 5280.0914 | 6.6382 | 973.4523 | 237 | 1216 | 1844.7693 | 304 | 76 | 0.15526
2848 | 772.5812 | 900.6 | 400 | 1600 | 7 | 99.53% | 100 | 216.3992 | 213.3466 | 213.3466 | 1 | 216.3992 | 100 | 520.7056 | 490.9694 | 490.9694 | 490.9694 | 29.7361 | 520.7056 | 120.4115 | 107.1554 | 107.1554 | 107.1554 | 13.2562 | 120.4115 | 7160.2246 | 6669.9821 | 6669.9821 | 6712.5867 | 447.6379 | 7117.62 | 42.6046 | 42.6046 | 7160.2246 | 306.8315 | 244.8703 | 244.8703 | 244.8703 | 61.9612 | 306.8315 | 4103.3329 | 4103.3329 | 1239.2274 | 1239.2274 | 1805.7135 | 1805.7135 | 679.3934 | 679.3934 | 378.9986 | 378.9986 | 214920733.5056 | 1430466123.161 | 98308363.5756 | 8304779.7578 | 1752 | 70.2686 | 86763.126 | 5122.6883 | 6.4403 | 1042.9846 | 237 | 1216 | 1844.7693 | 304 | 76 | 0.15408
2849 | 824.0866 | 900.6 | 400 | 1600 | 7 | 99.55% | 100 | 220.6198 | 217.4588 | 217.4588 | 1 | 220.6198 | 100 | 552.7558 | 521.1879 | 521.1879 | 521.1879 | 31.5679 | 552.7558 | 120.4061 | 107.15 | 107.15 | 107.15 | 13.2562 | 120.4061 | 7431.9322 | 6924.8443 | 6924.8443 | 6967.6544 | 464.2778 | 7389.1221 | 42.8101 | 42.8101 | 7431.9322 | 308.8898 | 246.4922 | 246.4922 | 246.4922 | 62.3976 | 308.8898 | 4185.7364 | 4185.7364 | 1321.7758 | 1321.7758 | 1805.6222 | 1805.6222 | 679.359 | 679.359 | 378.9794 | 378.9794 | 215930710.0032 | 1430466123.161 | 97632673.9105 | 7970492.9253 | 1752 | 70.911 | 83755.1677 | 4945.0918 | 6.2171 | 1112.5169 | 237 | 1216 | 1844.7693 | 304 | 76 | 0.15304
2850 | 875.592 | 900.6 | 400 | 1600 | 7 | 99.56% | 100 | 224.8423 | 221.7258 | 221.7258 | 1 | 224.8423 | 100 | 584.7528 | 551.356 | 551.356 | 551.356 | 33.3968 | 584.7528 | 120.4009 | 107.1448 | 107.1448 | 107.1448 | 13.2562 | 120.4009 | 7697.2579 | 7173.6559 | 7173.6559 | 7216.7278 | 480.5301 | 7654.186 | 43.0719 | 43.0719 | 7697.2579 | 310.7901 | 247.9902 | 247.9902 | 247.9902 | 62.7998 | 310.7901 | 4268.14 | 4268.14 | 1404.3185 | 1404.3185 | 1805.5345 | 1805.5345 | 679.326 | 679.326 | 378.961 | 378.961 | 216841696.6559 | 1430466123.161 | 96989173.6462 | 7703006.5369 | 1752 | 71.5264 | 81333.9824 | 4802.1396 | 6.0373 | 1182.0492 | 237 | 1216 | 1844.7693 | 304 | 76 | 0.15205
2851 | 927.0974 | 900.6 | 400 | 1600 | 7 | 99.58% | 100 | 229.0625 | 225.4214 | 225.4214 | 1 | 229.0625 | 100 | 616.7659 | 581.5392 | 581.5392 | 581.5392 | 35.2267 | 616.7659 | 120.3959 | 107.1398 | 107.1398 | 107.1398 | 13.2562 | 120.3959 | 8008.8349 | 7466.0982 | 7466.0982 | 7509.2043 | 499.6307 | 7965.7288 | 43.1061 | 43.1061 | 8008.8349 | 312.2899 | 249.168 | 249.168 | 249.168 | 63.1219 | 312.2899 | 4350.5439 | 4350.5439 | 1486.8561 | 1486.8561 | 1805.4502 | 1805.4502 | 679.2943 | 679.2943 | 378.9433 | 378.9433 | 217605399.1679 | 1430466123.161 | 96646160.9163 | 7282316.7548 | 1752 | 72.1153 | 76166.0757 | 4497.0149 | 5.6537 | 1251.5815 | 237 | 1216 | 1844.7693 | 304 | 76 | 0.15152
2852 | 978.6028 | 900.6 | 400 | 1600 | 7 | 99.6% | 100 | 233.2827 | 229.9665 | 229.9665 | 1 | 233.2827 | 100 | 648.837 | 611.7769 | 611.7769 | 611.7769 | 37.06 | 648.837 | 120.3911 | 107.135 | 107.135 | 107.135 | 13.2562 | 120.3911 | 8326.4203 | 7764.4508 | 7764.4508 | 7807.3291 | 519.0911 | 8283.542 | 42.8783 | 42.8783 | 8326.4203 | 313.5471 | 250.1543 | 250.1543 | 250.1543 | 63.3928 | 313.5471 | 4432.948 | 4432.948 | 1569.3887 | 1569.3887 | 1805.3691 | 1805.3691 | 679.2638 | 679.2638 | 378.9263 | 378.9263 | 218311014.8876 | 1430466123.161 | 96150188.6545 | 7072673.2969 | 1752 | 72.6816 | 73634.1531 | 4347.5245 | 5.4658 | 1321.1138 | 237 | 1216 | 1844.7693 | 304 | 76 | 0.15075
2853 | 1030.1083 | 900.6 | 400 | 1600 | 7 | 99.61% | 100 | 237.5037 | 234.3578 | 234.3578 | 1 | 237.5037 | 100 | 680.8952 | 642.0024 | 642.0024 | 642.0024 | 38.8927 | 680.8952 | 120.3865 | 107.1303 | 107.1303 | 107.1303 | 13.2562 | 120.3865 | 8585.343 | 8008.1523 | 8008.1523 | 8050.3532 | 534.9898 | 8543.1421 | 42.2009 | 42.2009 | 8585.343 | 314.8534 | 251.1809 | 251.1809 | 251.1809 | 63.6725 | 314.8534 | 4515.3522 | 4515.3522 | 1651.9167 | 1651.9167 | 1805.2911 | 1805.2911 | 679.2345 | 679.2345 | 378.9099 | 378.9099 | 218943186.4043 | 1430466123.161 | 95697794.7313 | 6892895.7034 | 1752 | 73.2254 | 70319.0606 | 4151.7941 | 5.2197 | 1390.6462 | 237 | 1216 | 1844.7693 | 304 | 76 | 0.15006
2854 | 20.6022 | 950 | 400 | 1600 | 7 | 96.28% | 100 | 162.6044 | 161.3594 | 161.3594 | 1 | 162.6044 | 100 | 138.6256 | 130.7162 | 130.7162 | 130.7162 | 7.9094 | 138.6256 | 126.3001 | 112.4075 | 112.4075 | 112.4075 | 13.8926 | 126.3001 | 1015.9555 | 897.7238 | 897.7238 | 944.1141 | 71.8415 | 969.5653 | 46.3903 | 46.3903 | 1015.9555 | 140.1706 | 112.8936 | 112.8936 | 112.8936 | 27.277 | 140.1706 | 2999.0646 | 2999.0646 | 33.0777 | 33.0777 | 1906.5827 | 1906.5827 | 680.0431 | 680.0431 | 379.361 | 379.361 | 22318364.6444 | 1439804752.7364 | 224646132.3729 | 65230750.2463 | 1752 | 58.8501 | 742798.0755 | 43856.4538 | 55.1371 | 27.8129 | 250 | 1216 | 1844.7693 | 304 | 76 | 0.34872
2855 | 51.5054 | 950 | 400 | 1600 | 7 | 96.89% | 100 | 164.7367 | 163.4984 | 163.4984 | 1 | 164.7367 | 100 | 144.0721 | 135.8515 | 135.8515 | 135.8515 | 8.2206 | 144.0721 | 126.2914 | 112.3991 | 112.3991 | 112.3991 | 13.8924 | 126.2914 | 1206.2345 | 1076.3846 | 1076.3846 | 1122.774 | 83.4605 | 1159.8451 | 46.3893 | 46.3893 | 1206.2345 | 152.9851 | 123.1722 | 123.1722 | 123.1722 | 29.813 | 152.9851 | 3048.5038 | 3048.5038 | 82.6894 | 82.6894 | 1906.4719 | 1906.4719 | 680.0036 | 680.0036 | 379.339 | 379.339 | 53611438.7897 | 1439827826.7322 | 204127776.3608 | 54432958.1172 | 1752 | 59.4978 | 616808.2095 | 36417.7314 | 45.785 | 69.5323 | 250 | 1216 | 1844.7693 | 304 | 76 | 0.3171
2856 | 154.5162 | 950 | 400 | 1600 | 7 | 98.09% | 100 | 172.3437 | 170.7745 | 170.7745 | 1 | 172.3437 | 100 | 167.574 | 158.0108 | 158.0108 | 158.0108 | 9.5632 | 167.574 | 126.2693 | 112.3771 | 112.3771 | 112.3771 | 13.8922 | 126.2693 | 1914.317 | 1741.8021 | 1741.8021 | 1787.6508 | 126.6663 | 1868.4683 | 45.8487 | 45.8487 | 1914.317 | 215.3303 | 173.0932 | 173.0932 | 173.0932 | 42.2371 | 215.3303 | 3213.3026 | 3213.3026 | 248.0233 | 248.0233 | 1906.1279 | 1906.1279 | 679.8809 | 679.8809 | 379.2705 | 379.2705 | 137032942.4903 | 1439837604.5275 | 141747317.5312 | 33382097.6976 | 1752 | 61.6554 | 375497.7558 | 22170.2244 | 27.8728 | 208.5969 | 250 | 1216 | 1844.7693 | 304 | 76 | 0.221
2857 | 206.0217 | 950 | 400 | 1600 | 7 | 98.48% | 100 | 176.0661 | 174.0861 | 174.0861 | 1 | 176.0661 | 100 | 186.2455 | 175.6158 | 175.6158 | 175.6158 | 10.6296 | 186.2455 | 126.2599 | 112.3678 | 112.3678 | 112.3678 | 13.8922 | 126.2599 | 2355.3705 | 2156.5166 | 2156.5166 | 2201.7585 | 153.612 | 2310.1286 | 45.2419 | 45.2419 | 2355.3705 | 245.9105 | 196.9096 | 196.9096 | 196.9096 | 49.0009 | 245.9105 | 3295.7027 | 3295.7027 | 330.6703 | 330.6703 | 1905.9692 | 1905.9692 | 679.8243 | 679.8243 | 379.239 | 379.239 | 163071738.2066 | 1439851063.9229 | 122448388.3908 | 26628809.4798 | 1752 | 62.6735 | 290322.2754 | 17141.2742 | 21.5503 | 278.1292 | 250 | 1216 | 1844.7693 | 304 | 76 | 0.19127
2858 | 257.5271 | 950 | 400 | 1600 | 7 | 98.75% | 100 | 180.0703 | 177.9248 | 177.9248 | 1 | 180.0703 | 100 | 213.7669 | 201.5657 | 201.5657 | 201.5657 | 12.2013 | 213.7669 | 126.2499 | 112.3579 | 112.3579 | 112.3579 | 13.892 | 126.2499 | 2841.9104 | 2613.5792 | 2613.5792 | 2658.5769 | 183.3335 | 2796.9127 | 44.9977 | 44.9977 | 2841.9104 | 264.8704 | 211.8982 | 211.8982 | 211.8982 | 52.9722 | 264.8704 | 3378.1033 | 3378.1033 | 413.3051 | 413.3051 | 1905.8186 | 1905.8186 | 679.7706 | 679.7706 | 379.209 | 379.209 | 176266446.1501 | 1439865186.1914 | 114031723.5524 | 21836644.1061 | 1752 | 63.6474 | 239854.3617 | 14161.5361 | 17.8041 | 347.6615 | 250 | 1216 | 1844.7693 | 304 | 76 | 0.1783
2859 | 309.0325 | 950 | 400 | 1600 | 7 | 98.98% | 100 | 184.134 | 181.5688 | 181.5688 | 1 | 184.134 | 100 | 244.3854 | 230.4355 | 230.4355 | 230.4355 | 13.9499 | 244.3854 | 126.2412 | 112.3492 | 112.3492 | 112.3492 | 13.892 | 126.2412 | 3417.9189 | 3154.2843 | 3154.2843 | 3199.4522 | 218.4666 | 3372.7509 | 45.1679 | 45.1679 | 3417.9189 | 275.3857 | 220.18 | 220.18 | 220.18 | 55.2057 | 275.3857 | 3460.5042 | 3460.5042 | 495.9289 | 495.9289 | 1905.6753 | 1905.6753 | 679.7195 | 679.7195 | 379.1805 | 379.1805 | 184528423.55 | 1439865186.1914 | 109754148.3725 | 17852241.8861 | 1752 | 64.5745 | 197032.0788 | 11633.2131 | 14.6255 | 417.1938 | 250 | 1216 | 1844.7693 | 304 | 76 | 0.17171
2860 | 360.5379 | 950 | 400 | 1600 | 7 | 99.15% | 100 | 188.2295 | 185.4536 | 185.4536 | 1 | 188.2295 | 100 | 275.6185 | 259.8847 | 259.8847 | 259.8847 | 15.7338 | 275.6185 | 126.2331 | 112.3411 | 112.3411 | 112.3411 | 13.892 | 126.2331 | 4048.4886 | 3747.478 | 3747.478 | 3791.4248 | 257.0638 | 4004.5418 | 43.9468 | 43.9468 | 4048.4886 | 283.2599 | 226.3856 | 226.3856 | 226.3856 | 56.8743 | 283.2599 | 3542.9055 | 3542.9055 | 578.5423 | 578.5423 | 1905.539 | 1905.539 | 679.6709 | 679.6709 | 379.1534 | 379.1534 | 190521347.5342 | 1439865186.1914 | 106688336.6386 | 14925129.6358 | 1752 | 65.464 | 160339.4134 | 9466.7963 | 11.9018 | 486.7262 | 250 | 1216 | 1844.7693 | 304 | 76 | 0.16699
2861 | 412.0433 | 950 | 400 | 1600 | 7 | 99.25% | 100 | 192.3763 | 189.6629 | 189.6629 | 1 | 192.3763 | 100 | 307.4168 | 289.8667 | 289.8667 | 289.8667 | 17.5501 | 307.4168 | 126.2255 | 112.3335 | 112.3335 | 112.3335 | 13.892 | 126.2255 | 4618.2001 | 4282.1639 | 4282.1639 | 4326.3262 | 291.8739 | 4574.0377 | 44.1624 | 44.1624 | 4618.2001 | 289.9508 | 231.6488 | 231.6488 | 231.6488 | 58.302 | 289.9508 | 3625.3072 | 3625.3072 | 661.1461 | 661.1461 | 1905.409 | 1905.409 | 679.6245 | 679.6245 | 379.1275 | 379.1275 | 194943774.4797 | 1439865186.1914 | 104106509.505 | 13084529.8238 | 1752 | 66.3177 | 140701.4342 | 8307.3263 | 10.4441 | 556.2585 | 250 | 1216 | 1844.7693 | 304 | 76 | 0.16301
2862 | 463.5487 | 950 | 400 | 1600 | 7 | 99.35% | 100 | 196.5339 | 193.3091 | 193.3091 | 1 | 196.5339 | 100 | 339.4681 | 320.087 | 320.087 | 320.087 | 19.3811 | 339.4681 | 126.2171 | 112.3252 | 112.3252 | 112.3252 | 13.8919 | 126.2171 | 5234.4191 | 4861.1674 | 4861.1674 | 4904.7818 | 329.6373 | 5190.8048 | 43.6143 | 43.6143 | 5234.4191 | 295.1251 | 235.7153 | 235.7153 | 235.7153 | 59.4098 | 295.1251 | 3707.7092 | 3707.7092 | 743.741 | 743.741 | 1905.285 | 1905.285 | 679.5803 | 679.5803 | 379.1028 | 379.1028 | 198519619.4621 | 1439878090.725 | 102260112.8488 | 11342176.964 | 1752 | 67.1307 | 118913.0748 | 7020.893 | 8.8268 | 625.7908 | 250 | 1216 | 1844.7693 | 304 | 76 | 0.16017
2863 | 515.0541 | 950 | 400 | 1600 | 7 | 99.41% | 100 | 200.7102 | 197.8022 | 197.8022 | 1 | 200.7102 | 100 | 371.5861 | 350.37 | 350.37 | 350.37 | 21.216 | 371.5861 | 126.2108 | 112.3189 | 112.3189 | 112.3189 | 13.892 | 126.2108 | 5834.7867 | 5425.2847 | 5425.2847 | 5468.3489 | 366.4378 | 5791.7225 | 43.0642 | 43.0642 | 5834.7867 | 299.7194 | 239.3345 | 239.3345 | 239.3345 | 60.3849 | 299.7194 | 3790.1114 | 3790.1114 | 826.3275 | 826.3275 | 1905.1666 | 1905.1666 | 679.538 | 679.538 | 379.0793 | 379.0793 | 201254459.4961 | 1439863926.7652 | 100618614.5411 | 10262999.1976 | 1752 | 67.9097 | 107854.3261 | 6367.9598 | 8.0059 | 695.3231 | 250 | 1216 | 1844.7693 | 304 | 76 | 0.15764
2864 | 566.5595 | 950 | 400 | 1600 | 7 | 99.46% | 100 | 204.9052 | 201.8223 | 201.8223 | 1 | 204.9052 | 100 | 404.1039 | 381.0299 | 381.0299 | 381.0299 | 23.074 | 404.1039 | 126.2044 | 112.3125 | 112.3125 | 112.3125 | 13.892 | 126.2044 | 6299.6883 | 5861.7024 | 5861.7024 | 5904.766 | 394.9223 | 6256.6248 | 43.0635 | 43.0635 | 6299.6883 | 303.8413 | 242.5745 | 242.5745 | 242.5745 | 61.2668 | 303.8413 | 3872.514 | 3872.514 | 908.9062 | 908.9062 | 1905.0534 | 1905.0534 | 679.4976 | 679.4976 | 379.0567 | 379.0567 | 203391903.4194 | 1439867294.2489 | 99293665.005 | 9447137.3267 | 1752 | 68.6539 | 99702.3207 | 5886.6472 | 7.4008 | 764.8554 | 250 | 1216 | 1844.7693 | 304 | 76 | 0.1556
2865 | 618.065 | 950 | 400 | 1600 | 7 | 99.49% | 100 | 209.1118 | 206.2304 | 206.2304 | 1 | 209.1118 | 100 | 436.9612 | 412.0098 | 412.0098 | 412.0098 | 24.9514 | 436.9612 | 126.1978 | 112.3058 | 112.3058 | 112.3058 | 13.892 | 126.1978 | 6648.2321 | 6188.9867 | 6188.9867 | 6231.9746 | 416.2574 | 6605.2442 | 42.9879 | 42.9879 | 6648.2321 | 307.4875 | 245.4449 | 245.4449 | 245.4449 | 62.0426 | 307.4875 | 3954.9168 | 3954.9168 | 991.4777 | 991.4777 | 1904.945 | 1904.945 | 679.459 | 679.459 | 379.0352 | 379.0352 | 205064962.7149 | 1439870766.7014 | 98062055.1595 | 9002215.4241 | 1752 | 69.3665 | 94638.9039 | 5587.6918 | 7.0249 | 834.3877 | 250 | 1216 | 1844.7693 | 304 | 76 | 0.1537
2866 | 669.5704 | 950 | 400 | 1600 | 7 | 99.51% | 100 | 213.3246 | 210.3216 | 210.3216 | 1 | 213.3246 | 100 | 469.9392 | 443.1033 | 443.1033 | 443.1033 | 26.8359 | 469.9392 | 126.1913 | 112.2994 | 112.2994 | 112.2994 | 13.8919 | 126.1913 | 6966.2243 | 6487.3156 | 6487.3156 | 6530.4807 | 435.7436 | 6923.0592 | 43.1652 | 43.1652 | 6966.2243 | 310.5909 | 247.8867 | 247.8867 | 247.8867 | 62.7042 | 310.5909 | 4037.3199 | 4037.3199 | 1074.0423 | 1074.0423 | 1904.8412 | 1904.8412 | 679.422 | 679.422 | 379.0145 | 379.0145 | 206502092.5647 | 1439874535.4075 | 97069010.8397 | 8554361.1881 | 1752 | 70.0474 | 90147.5854 | 5322.5144 | 6.6916 | 903.92 | 250 | 1216 | 1844.7693 | 304 | 76 | 0.15217
2867 | 721.0758 | 950 | 400 | 1600 | 7 | 99.53% | 100 | 217.5364 | 214.5978 | 214.5978 | 1 | 217.5364 | 100 | 502.9017 | 474.182 | 474.182 | 474.182 | 28.7197 | 502.9017 | 126.1852 | 112.2933 | 112.2933 | 112.2933 | 13.8919 | 126.1852 | 7295.8977 | 6797.1927 | 6797.1927 | 6839.9447 | 455.953 | 7253.1456 | 42.7521 | 42.7521 | 7295.8977 | 313.2507 | 249.9791 | 249.9791 | 249.9791 | 63.2716 | 313.2507 | 4119.7232 | 4119.7232 | 1156.6005 | 1156.6005 | 1904.7416 | 1904.7416 | 679.3864 | 679.3864 | 378.9947 | 378.9947 | 207730025.5403 | 1439878090.725 | 96212262.5918 | 8179621.1429 | 1752 | 70.6989 | 85274.0335 | 5034.769 | 6.3298 | 973.4523 | 250 | 1216 | 1844.7693 | 304 | 76 | 0.15085
2868 | 772.5812 | 950 | 400 | 1600 | 7 | 99.55% | 100 | 221.7549 | 218.7346 | 218.7346 | 1 | 221.7549 | 100 | 535.9569 | 505.3481 | 505.3481 | 505.3481 | 30.6088 | 535.9569 | 126.1794 | 112.2875 | 112.2875 | 112.2875 | 13.8919 | 126.1794 | 7576.1302 | 7060.2388 | 7060.2388 | 7103.0231 | 473.1071 | 7533.346 | 42.7842 | 42.7842 | 7576.1302 | 315.6409 | 251.8611 | 251.8611 | 251.8611 | 63.7798 | 315.6409 | 4202.1267 | 4202.1267 | 1239.1526 | 1239.1526 | 1904.646 | 1904.646 | 679.3524 | 679.3524 | 378.9757 | 378.9757 | 208809048.9959 | 1439878090.725 | 95459711.99 | 7853148.2891 | 1752 | 71.3229 | 82327.2018 | 4860.7815 | 6.1111 | 1042.9846 | 250 | 1216 | 1844.7693 | 304 | 76 | 0.14969
2869 | 824.0866 | 950 | 400 | 1600 | 7 | 99.57% | 100 | 225.977 | 223.0453 | 223.0453 | 1 | 225.977 | 100 | 568.9359 | 536.4421 | 536.4421 | 536.4421 | 32.4938 | 568.9359 | 126.1739 | 112.2821 | 112.2821 | 112.2821 | 13.8919 | 126.1739 | 7849.1239 | 7316.285 | 7316.285 | 7359.3004 | 489.8236 | 7806.1085 | 43.0154 | 43.0154 | 7849.1239 | 317.8632 | 253.6146 | 253.6146 | 253.6146 | 64.2486 | 317.8632 | 4284.5304 | 4284.5304 | 1321.6991 | 1321.6991 | 1904.5543 | 1904.5543 | 679.3196 | 679.3196 | 378.9574 | 378.9574 | 209779816.2362 | 1439878090.725 | 94744655.5303 | 7597437.5085 | 1752 | 71.9215 | 80087.2801 | 4728.5315 | 5.9448 | 1112.5169 | 250 | 1216 | 1844.7693 | 304 | 76 | 0.14859
2870 | 875.592 | 950 | 400 | 1600 | 7 | 99.59% | 100 | 230.1997 | 226.4069 | 226.4069 | 1 | 230.1997 | 100 | 601.8775 | 567.5009 | 567.5009 | 567.5009 | 34.3767 | 601.8775 | 126.1687 | 112.2769 | 112.2769 | 112.2769 | 13.8919 | 126.1687 | 8121.732 | 7572.0249 | 7572.0249 | 7615.1967 | 506.5353 | 8078.5602 | 43.1718 | 43.1718 | 8121.732 | 319.8647 | 255.193 | 255.193 | 255.193 | 64.6717 | 319.8647 | 4366.9343 | 4366.9343 | 1404.2402 | 1404.2402 | 1904.4661 | 1904.4661 | 679.2882 | 679.2882 | 378.9399 | 378.9399 | 210652615.7564 | 1439878090.725 | 94323097.0886 | 7146196.4301 | 1752 | 72.4941 | 74398.39 | 4392.6468 | 5.5225 | 1182.0492 | 250 | 1216 | 1844.7693 | 304 | 76 | 0.14794
2871 | 927.0974 | 950 | 400 | 1600 | 7 | 99.6% | 100 | 234.4179 | 231.1706 | 231.1706 | 1 | 234.4179 | 100 | 634.8665 | 598.6041 | 598.6041 | 598.6041 | 36.2624 | 634.8665 | 126.1637 | 112.2719 | 112.2719 | 112.2719 | 13.8919 | 126.1637 | 8475.8729 | 7904.8231 | 7904.8231 | 7947.6352 | 528.2377 | 8433.0609 | 42.812 | 42.812 | 8475.8729 | 321.3131 | 256.3288 | 256.3288 | 256.3288 | 64.9842 | 321.3131 | 4449.3384 | 4449.3384 | 1486.7763 | 1486.7763 | 1904.3812 | 1904.3812 | 679.2579 | 679.2579 | 378.923 | 378.923 | 211377891.2978 | 1439878090.725 | 93780628.507 | 6963389.4702 | 1752 | 73.0453 | 71975.9962 | 4249.6232 | 5.3427 | 1251.5815 | 250 | 1216 | 1844.7693 | 304 | 76 | 0.1471
2872 | 978.6028 | 950 | 400 | 1600 | 7 | 99.61% | 100 | 238.6374 | 235.5063 | 235.5063 | 1 | 238.6374 | 100 | 667.895 | 629.7445 | 629.7445 | 629.7445 | 38.1505 | 667.895 | 126.1589 | 112.267 | 112.267 | 112.267 | 13.8919 | 126.1589 | 8767.6037 | 8179.3959 | 8179.3959 | 8221.4651 | 546.1385 | 8725.5344 | 42.0692 | 42.0692 | 8767.6037 | 322.7435 | 257.4517 | 257.4517 | 257.4517 | 65.2918 | 322.7435 | 4531.7427 | 4531.7427 | 1569.3077 | 1569.3077 | 1904.2995 | 1904.2995 | 679.2287 | 679.2287 | 378.9067 | 378.9067 | 212064314.1377 | 1439878090.725 | 93305084.9938 | 6752510.1434 | 1752 | 73.5748 | 68723.4184 | 4057.5838 | 5.1013 | 1321.1138 | 250 | 1216 | 1844.7693 | 304 | 76 | 0.14637
2873 | 1030.1083 | 950 | 400 | 1600 | 7 | 99.62% | 100 | 242.8622 | 239.7024 | 239.7024 | 1 | 242.8622 | 100 | 700.9216 | 660.8831 | 660.8831 | 660.8831 | 40.0385 | 700.9216 | 126.1543 | 112.2624 | 112.2624 | 112.2624 | 13.8919 | 126.1543 | 8992.0371 | 8390.2373 | 8390.2373 | 8432.1112 | 559.9259 | 8950.1633 | 41.8739 | 41.8739 | 8992.0371 | 324.2162 | 258.6099 | 258.6099 | 258.6099 | 65.6062 | 324.2162 | 4614.1471 | 4614.1471 | 1651.8346 | 1651.8346 | 1904.2208 | 1904.2208 | 679.2007 | 679.2007 | 378.8911 | 378.8911 | 212673434.7449 | 1439878090.725 | 92872245.1781 | 6576229.352 | 1752 | 74.084 | 67326.121 | 3975.0842 | 4.9975 | 1390.6462 | 250 | 1216 | 1844.7693 | 304 | 76 | 0.1457
2874 | 20.6022 | 1003.2 | 400 | 1600 | 7 | 96.53% | 100 | 168.2006 | 166.8951 | 166.8951 | 1 | 168.2006 | 100 | 143.5608 | 135.3688 | 135.3688 | 135.3688 | 8.1919 | 143.5608 | 132.5021 | 117.9257 | 117.9257 | 117.9257 | 14.5764 | 132.5021 | 1082.6233 | 960.7709 | 960.7709 | 1006.7326 | 75.8907 | 1036.6617 | 45.9617 | 45.9617 | 1082.6233 | 142.5622 | 114.7729 | 114.7729 | 114.7729 | 27.7893 | 142.5622 | 3105.452 | 3105.452 | 33.0736 | 33.0736 | 2013.1042 | 2013.1042 | 679.9597 | 679.9597 | 379.3145 | 379.3145 | 21559838.1987 | 1449107010.9216 | 220498952.4764 | 60834198.4034 | 1752 | 60.9459 | 684190.064 | 40396.1062 | 50.7866 | 27.8129 | 264 | 1216 | 1844.7693 | 304 | 76 | 0.34233
2875 | 51.5054 | 1003.2 | 400 | 1600 | 7 | 97.1% | 100 | 170.3638 | 169.1098 | 169.1098 | 1 | 170.3638 | 100 | 148.4313 | 139.961 | 139.961 | 139.961 | 8.4703 | 148.4313 | 132.4958 | 117.9194 | 117.9194 | 117.9194 | 14.5764 | 132.4958 | 1285.616 | 1151.3954 | 1151.3954 | 1197.286 | 88.33 | 1239.7253 | 45.8907 | 45.8907 | 1285.616 | 155.8594 | 125.4396 | 125.4396 | 125.4396 | 30.4198 | 155.8594 | 3154.8916 | 3154.8916 | 82.6795 | 82.6795 | 2012.9953 | 2012.9953 | 679.9229 | 679.9229 | 379.2939 | 379.2939 | 52039145.5509 | 1449107010.9216 | 199995392.1802 | 50858451.3473 | 1752 | 61.5404 | 569818.7353 | 33643.3681 | 42.297 | 69.5323 | 264 | 1216 | 1844.7693 | 304 | 76 | 0.31074
2876 | 154.5162 | 1003.2 | 400 | 1600 | 7 | 98.23% | 100 | 178.0321 | 176.3492 | 176.3492 | 1 | 178.0321 | 100 | 172.5329 | 162.6857 | 162.6857 | 162.6857 | 9.8472 | 172.5329 | 132.4738 | 117.8976 | 117.8976 | 117.8976 | 14.5762 | 132.4738 | 2053.5569 | 1872.4913 | 1872.4913 | 1918.3624 | 135.1946 | 2007.6859 | 45.8711 | 45.8711 | 2053.5569 | 219.592 | 176.4564 | 176.4564 | 176.4564 | 43.1356 | 219.592 | 3319.6916 | 3319.6916 | 247.9969 | 247.9969 | 2012.6563 | 2012.6563 | 679.8084 | 679.8084 | 379.2301 | 379.2301 | 133130674.9898 | 1449130133.5544 | 138795747.494 | 30943443.9618 | 1752 | 63.5007 | 345729.5109 | 20412.6408 | 25.6631 | 208.5969 | 264 | 1216 | 1844.7693 | 304 | 76 | 0.21645
2877 | 206.0217 | 1003.2 | 400 | 1600 | 7 | 98.58% | 100 | 181.7712 | 179.708 | 179.708 | 1 | 181.7712 | 100 | 191.7213 | 180.7781 | 180.7781 | 180.7781 | 10.9432 | 191.7213 | 132.4647 | 117.8885 | 117.8885 | 117.8885 | 14.5762 | 132.4647 | 2511.8694 | 2304.0613 | 2304.0613 | 2348.68 | 163.1894 | 2467.2507 | 44.6187 | 44.6187 | 2511.8694 | 251.4839 | 201.3139 | 201.3139 | 201.3139 | 50.17 | 251.4839 | 3402.0923 | 3402.0923 | 330.6368 | 330.6368 | 2012.4996 | 2012.4996 | 679.7554 | 679.7554 | 379.2005 | 379.2005 | 158416243.5801 | 1449130133.5544 | 119594941.529 | 24858681.3364 | 1752 | 64.4298 | 271825.443 | 16049.18 | 20.1773 | 278.1292 | 264 | 1216 | 1844.7693 | 304 | 76 | 0.18687
2878 | 257.5271 | 1003.2 | 400 | 1600 | 7 | 98.86% | 100 | 185.7909 | 183.3252 | 183.3252 | 1 | 185.7909 | 100 | 219.8567 | 207.3067 | 207.3067 | 207.3067 | 12.55 | 219.8567 | 132.4559 | 117.8797 | 117.8797 | 117.8797 | 14.5762 | 132.4559 | 3064.1079 | 2822.2716 | 2822.2716 | 2867.218 | 196.8899 | 3019.1616 | 44.9463 | 44.9463 | 3064.1079 | 271.0102 | 216.7575 | 216.7575 | 216.7575 | 54.2527 | 271.0102 | 3484.4934 | 3484.4934 | 413.2653 | 413.2653 | 2012.3505 | 2012.3505 | 679.7051 | 679.7051 | 379.1725 | 379.1725 | 171391340.2588 | 1449130133.5544 | 111455421.7855 | 20023104.7824 | 1752 | 65.3138 | 217841.2819 | 12861.8348 | 16.1701 | 347.6615 | 264 | 1216 | 1844.7693 | 304 | 76 | 0.17433
2879 | 309.0325 | 1003.2 | 400 | 1600 | 7 | 99.07% | 100 | 189.8647 | 186.7358 | 186.7358 | 1 | 189.8647 | 100 | 251.3862 | 237.0354 | 237.0354 | 237.0354 | 14.3508 | 251.3862 | 132.4476 | 117.8714 | 117.8714 | 117.8714 | 14.5762 | 132.4476 | 3690.3791 | 3410.0268 | 3410.0268 | 3455.23 | 235.1491 | 3645.1759 | 45.2032 | 45.2032 | 3690.3791 | 282.0606 | 225.4601 | 225.4601 | 225.4601 | 56.6005 | 282.0606 | 3566.8948 | 3566.8948 | 495.8834 | 495.8834 | 2012.2085 | 2012.2085 | 679.6571 | 679.6571 | 379.1457 | 379.1457 | 179399221.0698 | 1449130133.5544 | 107244862.5589 | 16225782.8169 | 1752 | 66.1605 | 175730.1506 | 10375.4997 | 13.0442 | 417.1938 | 264 | 1216 | 1844.7693 | 304 | 76 | 0.16785
2880 | 360.5379 | 1003.2 | 400 | 1600 | 7 | 99.2% | 100 | 193.9701 | 191.2066 | 191.2066 | 1 | 193.9701 | 100 | 283.6715 | 267.4767 | 267.4767 | 267.4767 | 16.1948 | 283.6715 | 132.4396 | 117.8635 | 117.8635 | 117.8635 | 14.5762 | 132.4396 | 4322.3636 | 4004.9983 | 4004.9983 | 4048.5674 | 273.7961 | 4278.7944 | 43.5691 | 43.5691 | 4322.3636 | 290.6995 | 232.2729 | 232.2729 | 232.2729 | 58.4265 | 290.6995 | 3649.2965 | 3649.2965 | 578.4917 | 578.4917 | 2012.0732 | 2012.0732 | 679.6114 | 679.6114 | 379.1202 | 379.1202 | 185093859.7894 | 1449130133.5544 | 103804483.7561 | 13971522.9001 | 1752 | 66.9782 | 148543.4558 | 8770.3367 | 11.0262 | 486.7262 | 264 | 1216 | 1844.7693 | 304 | 76 | 0.16255
2881 | 412.0433 | 1003.2 | 400 | 1600 | 7 | 99.31% | 100 | 198.1227 | 195.1193 | 195.1193 | 1 | 198.1227 | 100 | 316.4476 | 298.3805 | 298.3805 | 298.3805 | 18.0671 | 316.4476 | 132.4328 | 117.8566 | 117.8566 | 117.8566 | 14.5762 | 132.4328 | 4931.6463 | 4576.7522 | 4576.7522 | 4620.5829 | 311.0634 | 4887.8156 | 43.8307 | 43.8307 | 4931.6463 | 297.6661 | 237.7551 | 237.7551 | 237.7551 | 59.911 | 297.6661 | 3731.6986 | 3731.6986 | 661.091 | 661.091 | 2011.944 | 2011.944 | 679.5678 | 679.5678 | 379.0959 | 379.0959 | 189381064.3332 | 1449114469.8053 | 101371699.1391 | 12132766.7224 | 1752 | 67.7596 | 128395.1214 | 7580.7341 | 9.5306 | 556.2585 | 264 | 1216 | 1844.7693 | 304 | 76 | 0.1588
2882 | 463.5487 | 1003.2 | 400 | 1600 | 7 | 99.4% | 100 | 202.2855 | 198.7151 | 198.7151 | 1 | 202.2855 | 100 | 349.4323 | 329.4809 | 329.4809 | 329.4809 | 19.9515 | 349.4323 | 132.4261 | 117.8498 | 117.8498 | 117.8498 | 14.5763 | 132.4261 | 5609.0281 | 5213.161 | 5213.161 | 5256.4455 | 352.5826 | 5565.7436 | 43.2845 | 43.2845 | 5609.0281 | 303.0362 | 241.9832 | 241.9832 | 241.9832 | 61.053 | 303.0362 | 3814.101 | 3814.101 | 743.6817 | 743.6817 | 2011.8206 | 2011.8206 | 679.5261 | 679.5261 | 379.0726 | 379.0726 | 192858081.7848 | 1449119825.376 | 99559182.9288 | 10462909.9104 | 1752 | 68.5062 | 108240.858 | 6390.7815 | 8.0346 | 625.7908 | 264 | 1216 | 1844.7693 | 304 | 76 | 0.15601
2883 | 515.0541 | 1003.2 | 400 | 1600 | 7 | 99.45% | 100 | 206.47 | 203.6674 | 203.6674 | 1 | 206.47 | 100 | 382.5657 | 360.7212 | 360.7212 | 360.7212 | 21.8445 | 382.5657 | 132.4184 | 117.8422 | 117.8422 | 117.8422 | 14.5762 | 132.4184 | 6194.3331 | 5762.935 | 5762.935 | 5805.8641 | 388.469 | 6151.404 | 42.9291 | 42.9291 | 6194.3331 | 308.1596 | 246.0239 | 246.0239 | 246.0239 | 62.1357 | 308.1596 | 3896.5036 | 3896.5036 | 826.2645 | 826.2645 | 2011.7025 | 2011.7025 | 679.4862 | 679.4862 | 379.0504 | 379.0504 | 195457605.4484 | 1449125180.6946 | 97723766.4505 | 9693447.4065 | 1752 | 69.2242 | 102207.1509 | 6034.538 | 7.5867 | 695.3231 | 264 | 1216 | 1844.7693 | 304 | 76 | 0.15318
2884 | 566.5595 | 1003.2 | 400 | 1600 | 7 | 99.49% | 100 | 210.6689 | 207.7975 | 207.7975 | 1 | 210.6689 | 100 | 416.1362 | 392.3736 | 392.3736 | 392.3736 | 23.7627 | 416.1362 | 132.4114 | 117.8352 | 117.8352 | 117.8352 | 14.5762 | 132.4114 | 6703.6415 | 6240.7937 | 6240.7937 | 6283.9976 | 419.6439 | 6660.4376 | 43.2039 | 43.2039 | 6703.6415 | 312.3213 | 249.2995 | 249.2995 | 249.2995 | 63.0218 | 312.3213 | 3978.9065 | 3978.9065 | 908.8399 | 908.8399 | 2011.5895 | 2011.5895 | 679.448 | 679.448 | 379.0291 | 379.0291 | 197487745.6151 | 1449130133.5544 | 96450462.191 | 8931658.6396 | 1752 | 69.9095 | 94517.9983 | 5580.5533 | 7.016 | 764.8554 | 264 | 1216 | 1844.7693 | 304 | 76 | 0.15122
2885 | 618.065 | 1003.2 | 400 | 1600 | 7 | 99.51% | 100 | 214.8782 | 212.1325 | 212.1325 | 1 | 214.8782 | 100 | 450.0257 | 424.3265 | 424.3265 | 424.3265 | 25.6991 | 450.0257 | 132.4049 | 117.8288 | 117.8288 | 117.8288 | 14.5762 | 132.4049 | 7040.8401 | 6557.4834 | 6557.4834 | 6600.5565 | 440.2836 | 6997.767 | 43.0731 | 43.0731 | 7040.8401 | 316.1963 | 252.3528 | 252.3528 | 252.3528 | 63.8436 | 316.1963 | 4061.3096 | 4061.3096 | 991.4083 | 991.4083 | 2011.4812 | 2011.4812 | 679.4115 | 679.4115 | 379.0087 | 379.0087 | 199085316.7071 | 1449130133.5544 | 95252591.6279 | 8531958.1106 | 1752 | 70.567 | 89101.7871 | 5260.7681 | 6.6139 | 834.3877 | 264 | 1216 | 1844.7693 | 304 | 76 | 0.14937
2886 | 669.5704 | 1003.2 | 400 | 1600 | 7 | 99.54% | 100 | 219.0892 | 215.9628 | 215.9628 | 1 | 219.0892 | 100 | 484.0075 | 456.3664 | 456.3664 | 456.3664 | 27.6411 | 484.0075 | 132.3989 | 117.8227 | 117.8227 | 117.8227 | 14.5762 | 132.3989 | 7376.6682 | 6872.9955 | 6872.9955 | 6915.791 | 460.8772 | 7333.8727 | 42.7955 | 42.7955 | 7376.6682 | 319.3913 | 254.8657 | 254.8657 | 254.8657 | 64.5257 | 319.3913 | 4143.713 | 4143.713 | 1073.9702 | 1073.9702 | 2011.3773 | 2011.3773 | 679.3764 | 679.3764 | 378.9891 | 378.9891 | 200533448.7887 | 1449130133.5544 | 94293866.1724 | 8042551.4845 | 1752 | 71.1958 | 83230.7383 | 4914.1283 | 6.1781 | 903.92 | 264 | 1216 | 1844.7693 | 304 | 76 | 0.14789
2887 | 721.0758 | 1003.2 | 400 | 1600 | 7 | 99.56% | 100 | 223.3037 | 220.406 | 220.406 | 1 | 223.3037 | 100 | 517.9759 | 488.3935 | 488.3935 | 488.3935 | 29.5823 | 517.9759 | 132.393 | 117.8168 | 117.8168 | 117.8168 | 14.5762 | 132.393 | 7717.5018 | 7193.1057 | 7193.1057 | 7235.7576 | 481.7442 | 7674.8499 | 42.6519 | 42.6519 | 7717.5018 | 322.1655 | 257.049 | 257.049 | 257.049 | 65.1165 | 322.1655 | 4226.1166 | 4226.1166 | 1156.526 | 1156.526 | 2011.2776 | 2011.2776 | 679.3427 | 679.3427 | 378.9703 | 378.9703 | 201672189.6196 | 1449130133.5544 | 93458616.6838 | 7739060.1422 | 1752 | 71.7992 | 80775.2358 | 4769.1499 | 5.9959 | 973.4523 | 264 | 1216 | 1844.7693 | 304 | 76 | 0.14661
2888 | 772.5812 | 1003.2 | 400 | 1600 | 7 | 99.57% | 100 | 227.5235 | 224.6336 | 224.6336 | 1 | 227.5235 | 100 | 552.0006 | 520.4737 | 520.4737 | 520.4737 | 31.5269 | 552.0006 | 132.3874 | 117.8112 | 117.8112 | 117.8112 | 14.5762 | 132.3874 | 8013.2369 | 7470.5969 | 7470.5969 | 7513.3929 | 499.8439 | 7970.4408 | 42.796 | 42.796 | 8013.2369 | 324.6798 | 259.0293 | 259.0293 | 259.0293 | 65.6505 | 324.6798 | 4308.5203 | 4308.5203 | 1239.076 | 1239.076 | 2011.1818 | 2011.1818 | 679.3103 | 679.3103 | 378.9522 | 378.9522 | 202730676.3639 | 1449130133.5544 | 92687742.5086 | 7451447.5731 | 1752 | 72.3779 | 78183.1484 | 4616.1073 | 5.8034 | 1042.9846 | 264 | 1216 | 1844.7693 | 304 | 76 | 0.14542
2889 | 824.0866 | 1003.2 | 400 | 1600 | 7 | 99.59% | 100 | 231.7469 | 228.8799 | 228.8799 | 1 | 231.7469 | 100 | 585.9418 | 552.4749 | 552.4749 | 552.4749 | 33.4669 | 585.9418 | 132.382 | 117.8058 | 117.8058 | 117.8058 | 14.5762 | 132.382 | 8262.8829 | 7704.7522 | 7704.7522 | 7747.7286 | 515.1543 | 8219.9065 | 42.9764 | 42.9764 | 8262.8829 | 327.1542 | 260.9825 | 260.9825 | 260.9825 | 66.1717 | 327.1542 | 4390.9243 | 4390.9243 | 1321.6205 | 1321.6205 | 2011.0897 | 2011.0897 | 679.2792 | 679.2792 | 378.9349 | 378.9349 | 203685664.0871 | 1449130133.5544 | 91955838.6983 | 7228363.6602 | 1752 | 72.9339 | 75993.5933 | 4486.8311 | 5.6409 | 1112.5169 | 264 | 1216 | 1844.7693 | 304 | 76 | 0.14429
2890 | 875.592 | 1003.2 | 400 | 1600 | 7 | 99.61% | 100 | 235.9651 | 232.6644 | 232.6644 | 1 | 235.9651 | 100 | 619.8533 | 584.448 | 584.448 | 584.448 | 35.4053 | 619.8533 | 132.3772 | 117.801 | 117.801 | 117.801 | 14.5762 | 132.3772 | 8651.677 | 8070.0448 | 8070.0448 | 8112.6817 | 538.9953 | 8609.0401 | 42.6369 | 42.6369 | 8651.677 | 328.9142 | 262.3677 | 262.3677 | 262.3677 | 66.5465 | 328.9142 | 4473.3284 | 4473.3284 | 1404.1599 | 1404.1599 | 2011.0011 | 2011.0011 | 679.2493 | 679.2493 | 378.9182 | 378.9182 | 204519681.3499 | 1449115762.413 | 91555224.5792 | 6809331.6579 | 1752 | 73.4664 | 70158.1959 | 4142.2962 | 5.2078 | 1182.0492 | 264 | 1216 | 1844.7693 | 304 | 76 | 0.14367
2891 | 927.0974 | 1003.2 | 400 | 1600 | 7 | 99.62% | 100 | 240.1843 | 237.1906 | 237.1906 | 1 | 240.1843 | 100 | 653.8603 | 616.5111 | 616.5111 | 616.5111 | 37.3492 | 653.8603 | 132.3728 | 117.7965 | 117.7965 | 117.7965 | 14.5763 | 132.3728 | 8964.0018 | 8363.9915 | 8363.9915 | 8405.8551 | 558.1467 | 8922.1382 | 41.8636 | 41.8636 | 8964.0018 | 330.5813 | 263.6787 | 263.6787 | 263.6787 | 66.9026 | 330.5813 | 4555.7328 | 4555.7328 | 1486.6944 | 1486.6944 | 2010.9157 | 2010.9157 | 679.2205 | 679.2205 | 378.9021 | 378.9021 | 205221723.0042 | 1449119501.0381 | 91026025.2934 | 6632750.6643 | 1752 | 73.9798 | 67289.6944 | 3972.9335 | 4.9948 | 1251.5815 | 264 | 1216 | 1844.7693 | 304 | 76 | 0.14286
2892 | 978.6028 | 1003.2 | 400 | 1600 | 7 | 99.63% | 100 | 244.4085 | 241.2369 | 241.2369 | 1 | 244.4085 | 100 | 687.8796 | 648.5856 | 648.5856 | 648.5856 | 39.2939 | 687.8796 | 132.3679 | 117.7916 | 117.7916 | 117.7916 | 14.5763 | 132.3679 | 9206.4157 | 8591.6826 | 8591.6826 | 8633.3692 | 573.0465 | 9164.7291 | 41.6866 | 41.6866 | 9206.4157 | 332.2647 | 265.002 | 265.002 | 265.002 | 67.2627 | 332.2647 | 4638.1372 | 4638.1372 | 1569.2244 | 1569.2244 | 2010.8335 | 2010.8335 | 679.1927 | 679.1927 | 378.8866 | 378.8866 | 205891334.5178 | 1449123239.6631 | 90564929.9231 | 6420495.896 | 1752 | 74.4735 | 65480.1993 | 3866.0969 | 4.8605 | 1321.1138 | 264 | 1216 | 1844.7693 | 304 | 76 | 0.14215
2893 | 1030.1083 | 1003.2 | 400 | 1600 | 7 | 99.64% | 100 | 248.6349 | 245.434 | 245.434 | 1 | 248.6349 | 100 | 721.8834 | 680.6455 | 680.6455 | 680.6455 | 41.2379 | 721.8834 | 132.3629 | 117.7867 | 117.7867 | 117.7867 | 14.5762 | 132.3629 | 9453.2396 | 8823.1753 | 8823.1753 | 8865.051 | 588.1887 | 9411.364 | 41.8757 | 41.8757 | 9453.2396 | 333.7909 | 266.2022 | 266.2022 | 266.2022 | 67.5887 | 333.7909 | 4720.5418 | 4720.5418 | 1651.75 | 1651.75 | 2010.7542 | 2010.7542 | 679.1659 | 679.1659 | 378.8717 | 378.8717 | 206490702.1347 | 1449126978.2882 | 90136773.2358 | 6245546.3414 | 1752 | 74.949 | 64074.3789 | 3783.0941 | 4.7562 | 1390.6462 | 264 | 1216 | 1844.7693 | 304 | 76 | 0.14149
2894 | 206.0217 | 22.8 | 600 | 2400 | 7 | 33.68% | 100 | 120.4935 | 121.2006 | 121.2006 | 1 | 120.4935 | 100 | 133.0425 | 125.4755 | 125.4755 | 125.4755 | 7.567 | 133.0425 | 43.7382 | 38.9414 | 38.9414 | 38.9414 | 4.7968 | 43.7382 | 107.2726 | 51.6327 | 51.6327 | 92.0861 | 15.1866 | 66.8192 | 40.4534 | 40.4534 | 107.2726 | 203.746 | 166.6612 | 166.6612 | 166.6612 | 37.0847 | 203.746 | 1630.5371 | 1630.5371 | 331.8825 | 331.8825 | 45.911 | 45.911 | 682.3166 | 682.3166 | 570.427 | 570.427 | 233615345.9699 | 100080123.8448 | 256444405.7679 | 1161860124.4174 | 1752 | 0 | 11468936.3493 | 677151.5625 | 851.3261 | 278.1292 | 6 | 1824 | 2767.1539 | 456 | 114 | 0.26381
2895 | 257.5271 | 22.8 | 600 | 2400 | 7 | 40.66% | 100 | 121.6081 | 122.1138 | 122.1138 | 1 | 121.6081 | 100 | 134.188 | 126.5533 | 126.5533 | 126.5533 | 7.6348 | 134.188 | 43.7241 | 38.9273 | 38.9273 | 38.9273 | 4.7968 | 43.7241 | 113.4673 | 57.3077 | 57.3077 | 97.9044 | 15.5629 | 72.8706 | 40.5968 | 40.5968 | 113.4673 | 163.4374 | 133.9823 | 133.9823 | 133.9823 | 29.4551 | 163.4374 | 1712.8902 | 1712.8902 | 414.7036 | 414.7036 | 45.8944 | 45.8944 | 682.0707 | 682.0707 | 570.2215 | 570.2215 | 289521848.0825 | 100080123.8448 | 322781147.9133 | 1039616880.1594 | 1752 | 0 | 10297010.7305 | 607958.4621 | 764.3354 | 347.6615 | 6 | 1824 | 2767.1539 | 456 | 114 | 0.33205
2896 | 309.0325 | 22.8 | 600 | 2400 | 7 | 47.64% | 100 | 122.449 | 122.6838 | 122.6838 | 1 | 122.449 | 100 | 134.9611 | 127.28 | 127.28 | 127.28 | 7.6811 | 134.9611 | 43.7115 | 38.9147 | 38.9147 | 38.9147 | 4.7968 | 43.7115 | 121.217 | 64.3921 | 64.3921 | 105.1844 | 16.0326 | 80.4247 | 40.7923 | 40.7923 | 121.217 | 135.5546 | 111.1267 | 111.1267 | 111.1267 | 24.4279 | 135.5546 | 1795.2489 | 1795.2489 | 497.4831 | 497.4831 | 45.8795 | 45.8795 | 681.8496 | 681.8496 | 570.0367 | 570.0367 | 345409690.0533 | 100080123.8448 | 389134529.1612 | 917375656.9407 | 1752 | 0 | 9133894.0864 | 539285.4633 | 677.9985 | 417.1938 | 6 | 1824 | 2767.1539 | 456 | 114 | 0.40031
2897 | 360.5379 | 22.8 | 600 | 2400 | 7 | 54.62% | 100 | 123.324 | 123.204 | 123.204 | 1 | 123.324 | 100 | 135.5145 | 127.7998 | 127.7998 | 127.7998 | 7.7147 | 135.5145 | 43.7001 | 38.9033 | 38.9033 | 38.9033 | 4.7968 | 43.7001 | 131.1681 | 73.486 | 73.486 | 114.5324 | 16.6357 | 90.1217 | 41.0464 | 41.0464 | 131.1681 | 115.9282 | 95.0631 | 95.0631 | 95.0631 | 20.8651 | 115.9282 | 1877.6125 | 1877.6125 | 580.2269 | 580.2269 | 45.8661 | 45.8661 | 681.6498 | 681.6498 | 569.8697 | 569.8697 | 401288780.993 | 100080123.8448 | 455607482.9118 | 795023612.2504 | 1752 | 0 | 7958166.2133 | 469867.8693 | 590.7256 | 486.7262 | 6 | 1824 | 2767.1539 | 456 | 114 | 0.46869
2898 | 412.0433 | 22.8 | 600 | 2400 | 7 | 61.6% | 100 | 124.1557 | 123.5539 | 123.5539 | 1 | 124.1557 | 100 | 135.7775 | 128.0458 | 128.0458 | 128.0458 | 7.7316 | 135.7775 | 43.6898 | 38.893 | 38.893 | 38.893 | 4.7968 | 43.6898 | 144.3154 | 85.6027 | 85.6027 | 126.8737 | 17.4417 | 103.0444 | 41.271 | 41.271 | 144.3154 | 101.3867 | 83.1662 | 83.1662 | 83.1662 | 18.2205 | 101.3867 | 1959.9802 | 1959.9802 | 662.9399 | 662.9399 | 45.8539 | 45.8539 | 681.4684 | 681.4684 | 569.718 | 569.718 | 457418844.6907 | 100080123.8448 | 521749266.7585 | 672751764.706 | 1752 | 3.7312e-17 | 6762349.2705 | 399264.172 | 501.9615 | 556.2585 | 6 | 1824 | 2767.1539 | 456 | 114 | 0.53673
2899 | 463.5487 | 22.8 | 600 | 2400 | 7 | 67.83% | 100 | 125.1466 | 124.1018 | 124.1018 | 1 | 125.1466 | 100 | 137.1083 | 129.2991 | 129.2991 | 129.2991 | 7.8092 | 137.1083 | 43.6803 | 38.8835 | 38.8835 | 38.8835 | 4.7968 | 43.6803 | 161.2871 | 101.3017 | 101.3017 | 142.8108 | 18.4763 | 119.7781 | 41.509 | 41.509 | 161.2871 | 90.52 | 74.261 | 74.261 | 74.261 | 16.259 | 90.52 | 2042.3514 | 2042.3514 | 745.6262 | 745.6262 | 45.8427 | 45.8427 | 681.3029 | 681.3029 | 569.5796 | 569.5796 | 507250022.4012 | 100080123.8448 | 580973304.7549 | 563696555.336 | 1752 | 0.79325 | 5690780.5497 | 335996.3665 | 422.4201 | 625.7908 | 6 | 1824 | 2767.1539 | 456 | 114 | 0.59766
2900 | 515.0541 | 22.8 | 600 | 2400 | 7 | 72.81% | 100 | 126.5089 | 125.1686 | 125.1686 | 1 | 126.5089 | 100 | 140.314 | 132.3206 | 132.3206 | 132.3206 | 7.9935 | 140.314 | 43.6717 | 38.8749 | 38.8749 | 38.8749 | 4.7968 | 43.6717 | 180.6256 | 119.5578 | 119.5578 | 160.9571 | 19.6685 | 139.2263 | 41.3993 | 41.3993 | 180.6256 | 82.9775 | 68.0503 | 68.0503 | 68.0503 | 14.9272 | 82.9775 | 2124.7259 | 2124.7259 | 828.2892 | 828.2892 | 45.8325 | 45.8325 | 681.1513 | 681.1513 | 569.4528 | 569.4528 | 546470425.0221 | 100080123.8448 | 629046139.0858 | 476403312.0473 | 1752 | 2.8011 | 4784386.3737 | 282480.8343 | 355.1395 | 695.3231 | 6 | 1824 | 2767.1539 | 456 | 114 | 0.64715
2901 | 566.5595 | 22.8 | 600 | 2400 | 7 | 76.72% | 100 | 128.5055 | 126.9291 | 126.9291 | 1 | 128.5055 | 100 | 145.3261 | 137.0455 | 137.0455 | 137.0455 | 8.2806 | 145.3261 | 43.6637 | 38.8669 | 38.8669 | 38.8669 | 4.7968 | 43.6637 | 201.5304 | 139.1504 | 139.1504 | 180.5837 | 20.9468 | 160.0971 | 41.4333 | 41.4333 | 201.5304 | 77.8273 | 63.7939 | 63.7939 | 63.7939 | 14.0333 | 77.8273 | 2207.103 | 2207.103 | 910.9317 | 910.9317 | 45.8232 | 45.8232 | 681.0119 | 681.0119 | 569.3363 | 569.3363 | 577502606.225 | 100080123.8448 | 666466619.5744 | 407950656.3254 | 1752 | 5.7729 | 4116076.0109 | 243022.301 | 305.5316 | 764.8554 | 6 | 1824 | 2767.1539 | 456 | 114 | 0.68569
2902 | 618.065 | 22.8 | 600 | 2400 | 7 | 79.75% | 100 | 130.9441 | 129.2683 | 129.2683 | 1 | 130.9441 | 100 | 151.4684 | 142.8363 | 142.8363 | 142.8363 | 8.6321 | 151.4684 | 43.6564 | 38.8596 | 38.8596 | 38.8596 | 4.7968 | 43.6564 | 223.6121 | 159.8992 | 159.8992 | 201.3151 | 22.297 | 182.1961 | 41.416 | 41.416 | 223.6121 | 74.1578 | 60.7556 | 60.7556 | 60.7556 | 13.4022 | 74.1578 | 2289.4827 | 2289.4827 | 993.556 | 993.556 | 45.8145 | 45.8145 | 680.8833 | 680.8833 | 569.2288 | 569.2288 | 602373481.4076 | 100080123.8448 | 694680543.3403 | 354865858.5439 | 1752 | 9.3431 | 3569948.1205 | 210777.6933 | 264.9932 | 834.3877 | 6 | 1824 | 2767.1539 | 456 | 114 | 0.71477
2903 | 669.5704 | 22.8 | 600 | 2400 | 7 | 82.47% | 100 | 133.7429 | 131.6995 | 131.6995 | 1 | 133.7429 | 100 | 157.9139 | 148.913 | 148.913 | 148.913 | 9.0009 | 157.9139 | 43.6496 | 38.8528 | 38.8528 | 38.8528 | 4.7968 | 43.6496 | 248.1409 | 182.7224 | 182.7224 | 224.3474 | 23.7935 | 206.5159 | 41.625 | 41.625 | 248.1409 | 71.4892 | 58.5546 | 58.5546 | 58.5546 | 12.9346 | 71.4892 | 2371.8644 | 2371.8644 | 1076.1643 | 1076.1643 | 45.8065 | 45.8065 | 680.7643 | 680.7643 | 569.1293 | 569.1293 | 625146657.833 | 100080123.8448 | 719691698.4974 | 307081519.8249 | 1752 | 12.9163 | 3113724.6057 | 183841.2402 | 231.1282 | 903.92 | 6 | 1824 | 2767.1539 | 456 | 114 | 0.74044
2904 | 721.0758 | 22.8 | 600 | 2400 | 7 | 84.52% | 100 | 136.7088 | 134.5938 | 134.5938 | 1 | 136.7088 | 100 | 164.7068 | 155.3173 | 155.3173 | 155.3173 | 9.3895 | 164.7068 | 43.6433 | 38.8465 | 38.8465 | 38.8465 | 4.7968 | 43.6433 | 273.874 | 206.9509 | 206.9509 | 248.5049 | 25.3691 | 232.3199 | 41.5541 | 41.5541 | 273.874 | 69.4333 | 56.8413 | 56.8413 | 56.8413 | 12.592 | 69.4333 | 2454.2482 | 2454.2482 | 1158.7582 | 1158.7582 | 45.7991 | 45.7991 | 680.6539 | 680.6539 | 569.037 | 569.037 | 643258443.3736 | 100080123.8448 | 737399973.0879 | 271261459.6938 | 1752 | 16.7139 | 2721322.9285 | 160672.9706 | 202.0007 | 973.4523 | 6 | 1824 | 2767.1539 | 456 | 114 | 0.7587
2905 | 772.5812 | 22.8 | 600 | 2400 | 7 | 86.17% | 100 | 139.8958 | 137.6402 | 137.6402 | 1 | 139.8958 | 100 | 172.1465 | 162.3314 | 162.3314 | 162.3314 | 9.8151 | 172.1465 | 43.6374 | 38.8406 | 38.8406 | 38.8406 | 4.7968 | 43.6374 | 299.109 | 230.8294 | 230.8294 | 272.1874 | 26.9215 | 257.7509 | 41.358 | 41.358 | 299.109 | 67.841 | 55.4983 | 55.4983 | 55.4983 | 12.3427 | 67.841 | 2536.6336 | 2536.6336 | 1241.3392 | 1241.3392 | 45.7922 | 45.7922 | 680.5511 | 680.5511 | 568.9511 | 568.9511 | 658234590.0788 | 100080123.8448 | 751312817.3683 | 242372468.7082 | 1752 | 20.4735 | 2440243.7637 | 144077.4303 | 181.1365 | 1042.9846 | 6 | 1824 | 2767.1539 | 456 | 114 | 0.77299
2906 | 824.0866 | 22.8 | 600 | 2400 | 7 | 87.58% | 100 | 143.3185 | 140.8336 | 140.8336 | 1 | 143.3185 | 100 | 179.8256 | 169.5713 | 169.5713 | 169.5713 | 10.2543 | 179.8256 | 43.6319 | 38.8351 | 38.8351 | 38.8351 | 4.7968 | 43.6319 | 325.4398 | 255.4351 | 255.4351 | 296.9095 | 28.5303 | 283.9654 | 41.4744 | 41.4744 | 325.4398 | 66.6374 | 54.4888 | 54.4888 | 54.4888 | 12.1487 | 66.6374 | 2619.0206 | 2619.0206 | 1323.9086 | 1323.9086 | 45.7857 | 45.7857 | 680.4553 | 680.4553 | 568.871 | 568.871 | 671380983.9394 | 100080123.8448 | 762991644.4955 | 217547247.7203 | 1752 | 24.0534 | 2192577.1586 | 129454.642 | 162.7525 | 1112.5169 | 6 | 1824 | 2767.1539 | 456 | 114 | 0.78499
2907 | 875.592 | 22.8 | 600 | 2400 | 7 | 88.77% | 100 | 146.8505 | 144.2235 | 144.2235 | 1 | 146.8505 | 100 | 187.6371 | 176.9361 | 176.9361 | 176.9361 | 10.701 | 187.6371 | 43.6268 | 38.83 | 38.83 | 38.83 | 4.7968 | 43.6268 | 353.3768 | 281.5036 | 281.5036 | 323.1451 | 30.2316 | 311.7353 | 41.6415 | 41.6415 | 353.3768 | 65.6329 | 53.6448 | 53.6448 | 53.6448 | 11.9881 | 65.6329 | 2701.4091 | 2701.4091 | 1406.4677 | 1406.4677 | 45.7797 | 45.7797 | 680.3657 | 680.3657 | 568.7961 | 568.7961 | 682556315.4531 | 100080123.8448 | 772597053.6786 | 196766507.0234 | 1752 | 27.4518 | 1998025.1074 | 117967.8553 | 148.3111 | 1182.0492 | 6 | 1824 | 2767.1539 | 456 | 114 | 0.79486
2908 | 927.0974 | 22.8 | 600 | 2400 | 7 | 89.88% | 100 | 150.4725 | 147.5758 | 147.5758 | 1 | 150.4725 | 100 | 195.5813 | 184.426 | 184.426 | 184.426 | 11.1554 | 195.5813 | 43.622 | 38.8252 | 38.8252 | 38.8252 | 4.7968 | 43.622 | 383.3488 | 309.6027 | 309.6027 | 351.2817 | 32.067 | 341.6697 | 41.679 | 41.679 | 383.3488 | 64.8167 | 52.9693 | 52.9693 | 52.9693 | 11.8474 | 64.8167 | 2783.7987 | 2783.7987 | 1489.0172 | 1489.0172 | 45.774 | 45.774 | 680.2817 | 680.2817 | 568.7258 | 568.7258 | 693074637.4764 | 100080123.8448 | 781514683.6575 | 177330555.0213 | 1752 | 30.6 | 1793090.5659 | 105868.0632 | 133.0991 | 1251.5815 | 6 | 1824 | 2767.1539 | 456 | 114 | 0.80402
2909 | 978.6028 | 22.8 | 600 | 2400 | 7 | 90.86% | 100 | 154.1049 | 150.9795 | 150.9795 | 1 | 154.1049 | 100 | 203.5016 | 191.8932 | 191.8932 | 191.8932 | 11.6084 | 203.5016 | 43.6175 | 38.8207 | 38.8207 | 38.8207 | 4.7968 | 43.6175 | 416.066 | 340.3567 | 340.3567 | 381.9853 | 34.0807 | 374.4373 | 41.6287 | 41.6287 | 416.066 | 64.0274 | 52.3007 | 52.3007 | 52.3007 | 11.7267 | 64.0274 | 2866.1896 | 2866.1896 | 1571.5582 | 1571.5582 | 45.7687 | 45.7687 | 680.2028 | 680.2028 | 568.6599 | 568.6599 | 702681201.4691 | 100080123.8448 | 789094747.863 | 160143926.8231 | 1752 | 33.5411 | 1620957.3502 | 95704.9345 | 120.3218 | 1321.1138 | 6 | 1824 | 2767.1539 | 456 | 114 | 0.8118
2910 | 1030.1083 | 22.8 | 600 | 2400 | 7 | 91.78% | 100 | 157.7908 | 154.3126 | 154.3126 | 1 | 157.7908 | 100 | 211.4222 | 199.3607 | 199.3607 | 199.3607 | 12.0615 | 211.4222 | 43.6133 | 38.8165 | 38.8165 | 38.8165 | 4.7968 | 43.6133 | 452.1608 | 374.184 | 374.184 | 415.8677 | 36.293 | 410.4771 | 41.6837 | 41.6837 | 452.1608 | 63.3108 | 51.6896 | 51.6896 | 51.6896 | 11.6211 | 63.3108 | 2948.5815 | 2948.5815 | 1654.0913 | 1654.0913 | 45.7637 | 45.7637 | 680.1286 | 680.1286 | 568.5979 | 568.5979 | 711447088.3768 | 100080123.8448 | 796373025.2747 | 144099762.5036 | 1752 | 36.2686 | 1461287.4254 | 86277.6663 | 108.4697 | 1390.6462 | 6 | 1824 | 2767.1539 | 456 | 114 | 0.81928
2911 | 154.5162 | 53.2 | 600 | 2400 | 7 | 34.45% | 100 | 119.0431 | 119.8855 | 119.8855 | 1 | 119.0431 | 100 | 122.2733 | 115.3195 | 115.3195 | 115.3195 | 6.9538 | 122.2733 | 43.7421 | 38.9453 | 38.9453 | 38.9453 | 4.7968 | 43.7421 | 108.1999 | 52.4598 | 52.4598 | 92.9512 | 15.2487 | 67.7085 | 40.4914 | 40.4914 | 108.1999 | 290.7627 | 237.8338 | 237.8338 | 237.8338 | 52.9288 | 290.7627 | 1608.944 | 1608.944 | 248.9371 | 248.9371 | 107.1364 | 107.1364 | 682.3857 | 682.3857 | 570.4848 | 570.4848 | 190127127.7482 | 233520288.9712 | 179935368.2224 | 1148417215.0582 | 1752 | 2.8389e-18 | 11343086.2952 | 669721.0948 | 841.9844 | 208.5969 | 14 | 1824 | 2767.1539 | 456 | 114 | 0.18519
2912 | 206.0217 | 53.2 | 600 | 2400 | 7 | 41.4% | 100 | 119.8644 | 120.4992 | 120.4992 | 1 | 119.8644 | 100 | 125.8574 | 118.6972 | 118.6972 | 118.6972 | 7.1602 | 125.8574 | 43.7277 | 38.9309 | 38.9309 | 38.9309 | 4.7968 | 43.7277 | 114.5748 | 58.2913 | 58.2913 | 98.9472 | 15.6276 | 73.9188 | 40.656 | 40.656 | 114.5748 | 212.9936 | 174.1783 | 174.1783 | 174.1783 | 38.8153 | 212.9936 | 1691.2955 | 1691.2955 | 331.793 | 331.793 | 107.0967 | 107.0967 | 682.1326 | 682.1326 | 570.2732 | 570.2732 | 246418037.9928 | 233520288.9712 | 245314869.3239 | 1026746803.7121 | 1752 | 3.2445e-18 | 10183353.8512 | 601247.9067 | 755.8987 | 278.1292 | 14 | 1824 | 2767.1539 | 456 | 114 | 0.25244
2913 | 257.5271 | 53.2 | 600 | 2400 | 6 | 48.36% | 100 | 115.751 | 116.2735 | 116.2735 | 1 | 115.751 | 100 | 128.2249 | 120.9305 | 120.9305 | 120.9305 | 7.2944 | 128.2249 | 43.7301 | 38.9333 | 38.9333 | 38.9333 | 4.7968 | 43.7301 | 112.6147 | 56.265 | 56.265 | 97.1153 | 15.4994 | 71.7644 | 40.8503 | 40.8503 | 112.6147 | 169.7253 | 139.1384 | 139.1384 | 139.1384 | 30.5869 | 169.7253 | 1676.9001 | 1676.9001 | 414.767 | 414.767 | 107.1033 | 107.1033 | 584.7213 | 584.7213 | 570.3086 | 570.3086 | 302537522.277 | 233520288.9712 | 311211071.6595 | 904731117.0923 | 1752 | 3.0417e-18 | 9015204.2257 | 532277.7494 | 669.1883 | 347.6615 | 14 | 1824 | 2767.1539 | 456 | 114 | 0.32021
2914 | 309.0325 | 53.2 | 600 | 2400 | 6 | 55.34% | 100 | 116.5935 | 116.8242 | 116.8242 | 1 | 116.5935 | 100 | 129.8399 | 122.4512 | 122.4512 | 122.4512 | 7.3887 | 129.8399 | 43.7169 | 38.9201 | 38.9201 | 38.9201 | 4.7968 | 43.7169 | 121.465 | 64.3729 | 64.3729 | 105.4289 | 16.0361 | 80.409 | 41.056 | 41.056 | 121.465 | 140.072 | 114.8546 | 114.8546 | 114.8546 | 25.2173 | 140.072 | 1759.2565 | 1759.2565 | 497.5515 | 497.5515 | 107.067 | 107.067 | 584.5229 | 584.5229 | 570.1151 | 570.1151 | 358574969.3681 | 233520288.9712 | 377388762.456 | 782515979.2047 | 1752 | 3.2445e-18 | 7837283.6793 | 462730.6951 | 581.7526 | 417.1938 | 14 | 1824 | 2767.1539 | 456 | 114 | 0.38828
2915 | 360.5379 | 53.2 | 600 | 2400 | 6 | 62.34% | 100 | 117.4273 | 117.2553 | 117.2553 | 1 | 117.4273 | 100 | 130.9262 | 123.4736 | 123.4736 | 123.4736 | 7.4526 | 130.9262 | 43.705 | 38.9082 | 38.9082 | 38.9082 | 4.7968 | 43.705 | 133.3932 | 75.2625 | 75.2625 | 116.63 | 16.7632 | 92.0258 | 41.3675 | 41.3675 | 133.3932 | 119.1868 | 97.741 | 97.741 | 97.741 | 21.4458 | 119.1868 | 1841.618 | 1841.618 | 580.2991 | 580.2991 | 107.0342 | 107.0342 | 584.3441 | 584.3441 | 569.9406 | 569.9406 | 414730652.6523 | 233520288.9712 | 443913954.4972 | 659835103.8793 | 1752 | 1.1356e-17 | 6654189.0118 | 392878.1492 | 493.9329 | 486.7262 | 14 | 1824 | 2767.1539 | 456 | 114 | 0.4567
2916 | 412.0433 | 53.2 | 600 | 2400 | 6 | 68.82% | 100 | 118.3217 | 117.695 | 117.695 | 1 | 118.3217 | 100 | 132.5547 | 125.0074 | 125.0074 | 125.0074 | 7.5473 | 132.5547 | 43.6942 | 38.8974 | 38.8974 | 38.8974 | 4.7968 | 43.6942 | 149.2253 | 89.9267 | 89.9267 | 131.492 | 17.7333 | 107.66 | 41.5653 | 41.5653 | 149.2253 | 104.111 | 85.3957 | 85.3957 | 85.3957 | 18.7153 | 104.111 | 1923.984 | 1923.984 | 663.015 | 663.015 | 107.0045 | 107.0045 | 584.1819 | 584.1819 | 569.7825 | 569.7825 | 466271320.4343 | 233520288.9712 | 505926574.5938 | 546281816.0007 | 1752 | 0.50575 | 5524082.9421 | 326154.1682 | 410.0464 | 556.2585 | 14 | 1824 | 2767.1539 | 456 | 114 | 0.52071
2917 | 463.5487 | 53.2 | 600 | 2400 | 6 | 74.15% | 100 | 119.6343 | 118.6392 | 118.6392 | 1 | 119.6343 | 100 | 135.872 | 128.134 | 128.134 | 128.134 | 7.738 | 135.872 | 43.6843 | 38.8875 | 38.8875 | 38.8875 | 4.7968 | 43.6843 | 168.3096 | 107.6994 | 107.6994 | 149.4099 | 18.8997 | 126.5992 | 41.7105 | 41.7105 | 168.3096 | 93.9099 | 77.0035 | 77.0035 | 77.0035 | 16.9064 | 93.9099 | 2006.3538 | 2006.3538 | 745.7034 | 745.7034 | 106.9775 | 106.9775 | 584.0343 | 584.0343 | 569.6385 | 569.6385 | 509154039.3492 | 233520288.9712 | 556512589.8849 | 452813081.7947 | 1752 | 2.1865 | 4579021.2018 | 270355.6169 | 339.8955 | 625.7908 | 14 | 1824 | 2767.1539 | 456 | 114 | 0.57253
2918 | 515.0541 | 53.2 | 600 | 2400 | 7 | 78.17% | 100 | 126.7636 | 125.2691 | 125.2691 | 1 | 126.7636 | 100 | 141.0059 | 132.9718 | 132.9718 | 132.9718 | 8.034 | 141.0059 | 43.6657 | 38.8689 | 38.8689 | 38.8689 | 4.7968 | 43.6657 | 212.1797 | 148.941 | 148.941 | 190.5938 | 21.5859 | 170.5269 | 41.6528 | 41.6528 | 212.1797 | 87.108 | 71.4045 | 71.4045 | 71.4045 | 15.7035 | 87.108 | 2185.5024 | 2185.5024 | 828.1628 | 828.1628 | 106.9263 | 106.9263 | 681.0473 | 681.0473 | 569.3659 | 569.3659 | 541299739.8934 | 233520288.9712 | 594774918.0979 | 382405053.7583 | 1752 | 5.0843 | 3867471.0052 | 228344.1074 | 287.078 | 695.3231 | 14 | 1824 | 2767.1539 | 456 | 114 | 0.61194
2919 | 566.5595 | 53.2 | 600 | 2400 | 6 | 81.39% | 100 | 123.8013 | 122.5191 | 122.5191 | 1 | 123.8013 | 100 | 147.4423 | 139.0419 | 139.0419 | 139.0419 | 8.4005 | 147.4423 | 43.6671 | 38.8703 | 38.8703 | 38.8703 | 4.7968 | 43.6671 | 212.8706 | 149.6159 | 149.6159 | 191.2387 | 21.6319 | 171.2478 | 41.6228 | 41.6228 | 212.8706 | 82.2285 | 67.356 | 67.356 | 67.356 | 14.8725 | 82.2285 | 2171.1029 | 2171.1029 | 911.0113 | 911.0113 | 106.9301 | 106.9301 | 583.7755 | 583.7755 | 569.3861 | 569.3861 | 567497654.0689 | 233520288.9712 | 625012493.0441 | 325969563.9158 | 1752 | 8.5392 | 3305263.9439 | 195150.1496 | 245.346 | 764.8554 | 14 | 1824 | 2767.1539 | 456 | 114 | 0.64296
2920 | 618.065 | 53.2 | 600 | 2400 | 7 | 84.11% | 100 | 131.7904 | 129.8521 | 129.8521 | 1 | 131.7904 | 100 | 154.4303 | 145.6284 | 145.6284 | 145.6284 | 8.802 | 154.4303 | 43.6513 | 38.8545 | 38.8545 | 38.8545 | 4.7968 | 43.6513 | 269.5502 | 202.6275 | 202.6275 | 244.4539 | 25.0963 | 227.7237 | 41.8264 | 41.8264 | 269.5502 | 78.7348 | 64.4573 | 64.4573 | 64.4573 | 14.2775 | 78.7348 | 2350.2626 | 2350.2626 | 993.4267 | 993.4267 | 106.8866 | 106.8866 | 680.7946 | 680.7946 | 569.1547 | 569.1547 | 589785155.4677 | 233520288.9712 | 650382894.1245 | 278311610.5999 | 1751.9999 | 12.1556 | 2822237.4606 | 166631.1895 | 209.4915 | 834.3877 | 14 | 1824 | 2767.1539 | 456 | 114 | 0.66933
2921 | 669.5704 | 53.2 | 600 | 2400 | 7 | 86.15% | 100 | 134.7464 | 132.8947 | 132.8947 | 1 | 134.7464 | 100 | 161.924 | 152.6935 | 152.6935 | 152.6935 | 9.2305 | 161.924 | 43.6449 | 38.8481 | 38.8481 | 38.8481 | 4.7968 | 43.6449 | 302.5092 | 233.691 | 233.691 | 275.3914 | 27.1178 | 260.8088 | 41.7004 | 41.7004 | 302.5092 | 76.1495 | 62.3229 | 62.3229 | 62.3229 | 13.8266 | 76.1495 | 2432.6459 | 2432.6459 | 1076.0343 | 1076.0343 | 106.8689 | 106.8689 | 680.6821 | 680.6821 | 569.0606 | 569.0606 | 607388892.9418 | 233520288.9712 | 668514001.0013 | 242576817.0858 | 1752 | 16.024 | 2452592.1002 | 144806.5036 | 182.0531 | 903.92 | 14 | 1824 | 2767.1539 | 456 | 114 | 0.68813
2922 | 721.0758 | 53.2 | 600 | 2400 | 7 | 87.88% | 100 | 137.9398 | 135.9475 | 135.9475 | 1 | 137.9398 | 100 | 169.8627 | 160.1782 | 160.1782 | 160.1782 | 9.6845 | 169.8627 | 43.6389 | 38.8421 | 38.8421 | 38.8421 | 4.7968 | 43.6389 | 337.056 | 266.1733 | 266.1733 | 307.8211 | 29.2349 | 295.4082 | 41.6478 | 41.6478 | 337.056 | 74.1802 | 60.6808 | 60.6808 | 60.6808 | 13.4994 | 74.1802 | 2515.0309 | 2515.0309 | 1158.6279 | 1158.6279 | 106.8525 | 106.8525 | 680.5774 | 680.5774 | 568.9731 | 568.9731 | 622306528.7353 | 233520288.9712 | 683888872.8957 | 212284228.7751 | 1751.9999 | 19.7792 | 2149576.7791 | 126915.8037 | 159.5606 | 973.4523 | 14 | 1824 | 2767.1539 | 456 | 114 | 0.70392
2923 | 772.5812 | 53.2 | 600 | 2400 | 7 | 89.27% | 100 | 141.3445 | 139.2881 | 139.2881 | 1 | 141.3445 | 100 | 178.0732 | 167.9192 | 167.9192 | 167.9192 | 10.154 | 178.0732 | 43.6333 | 38.8365 | 38.8365 | 38.8365 | 4.7968 | 43.6333 | 373.4099 | 300.144 | 300.144 | 341.9584 | 31.4515 | 331.5955 | 41.8144 | 41.8144 | 373.4099 | 72.6822 | 59.4271 | 59.4271 | 59.4271 | 13.2551 | 72.6822 | 2597.4175 | 2597.4175 | 1241.2091 | 1241.2091 | 106.8372 | 106.8372 | 680.4798 | 680.4798 | 568.8915 | 568.8915 | 635188704.6172 | 233520288.9712 | 695300842.6493 | 187990163.7624 | 1752 | 23.4375 | 1917223.7795 | 113197.1648 | 142.3133 | 1042.9846 | 14 | 1824 | 2767.1539 | 456 | 114 | 0.71565
2924 | 824.0866 | 53.2 | 600 | 2400 | 7 | 90.46% | 100 | 144.8724 | 142.701 | 142.701 | 1 | 144.8724 | 100 | 186.443 | 175.8104 | 175.8104 | 175.8104 | 10.6326 | 186.443 | 43.6281 | 38.8313 | 38.8313 | 38.8313 | 4.7968 | 43.6281 | 412.2156 | 336.4716 | 336.4716 | 378.3972 | 33.8184 | 370.2899 | 41.9257 | 41.9257 | 412.2156 | 71.4968 | 58.4353 | 58.4353 | 58.4353 | 13.0615 | 71.4968 | 2679.8056 | 2679.8056 | 1323.7789 | 1323.7789 | 106.8229 | 106.8229 | 680.3886 | 680.3886 | 568.8152 | 568.8152 | 646378395.3685 | 233520288.9712 | 704928260.2818 | 167173055.5052 | 1752 | 26.8894 | 1703659.0706 | 100587.8284 | 126.4607 | 1112.5169 | 14 | 1824 | 2767.1539 | 456 | 114 | 0.72554
2925 | 875.592 | 53.2 | 600 | 2400 | 7 | 91.51% | 100 | 148.4776 | 146.1165 | 146.1165 | 1 | 148.4776 | 100 | 194.9458 | 183.827 | 183.827 | 183.827 | 11.1188 | 194.9458 | 43.6232 | 38.8265 | 38.8265 | 38.8265 | 4.7968 | 43.6232 | 454.3493 | 376.0003 | 376.0003 | 417.9449 | 36.4044 | 412.4047 | 41.9446 | 41.9446 | 454.3493 | 70.485 | 57.5856 | 57.5856 | 57.5856 | 12.8995 | 70.485 | 2762.1949 | 2762.1949 | 1406.3385 | 1406.3385 | 106.8095 | 106.8095 | 680.3032 | 680.3032 | 568.7438 | 568.7438 | 656343901.4912 | 233520288.9712 | 713411075.9786 | 148724733.559 | 1752 | 30.1208 | 1516034.1926 | 89510.0375 | 112.5335 | 1182.0492 | 14 | 1824 | 2767.1539 | 456 | 114 | 0.73425
2926 | 927.0974 | 53.2 | 600 | 2400 | 7 | 92.53% | 100 | 152.1296 | 149.4143 | 149.4143 | 1 | 152.1296 | 100 | 203.3647 | 191.7644 | 191.7644 | 191.7644 | 11.6003 | 203.3647 | 43.6187 | 38.8219 | 38.8219 | 38.8219 | 4.7968 | 43.6187 | 503.9967 | 422.5044 | 422.5044 | 464.5462 | 39.4505 | 461.9549 | 42.0419 | 42.0419 | 503.9967 | 69.5669 | 56.8145 | 56.8145 | 56.8145 | 12.7524 | 69.5669 | 2844.5855 | 2844.5855 | 1488.8888 | 1488.8888 | 106.7969 | 106.7969 | 680.223 | 680.223 | 568.6768 | 568.6768 | 666035528.8326 | 233520288.9712 | 721610862.5934 | 130833319.6027 | 1752 | 33.0845 | 1338446.7516 | 79024.8792 | 99.3514 | 1251.5815 | 14 | 1824 | 2767.1539 | 456 | 114 | 0.74267
2927 | 978.6028 | 53.2 | 600 | 2400 | 7 | 93.4% | 100 | 155.842 | 152.846 | 152.846 | 1 | 155.842 | 100 | 211.8433 | 199.7582 | 199.7582 | 199.7582 | 12.0852 | 211.8433 | 43.6144 | 38.8176 | 38.8176 | 38.8176 | 4.7968 | 43.6144 | 559.1333 | 474.1473 | 474.1473 | 516.309 | 42.8243 | 516.9717 | 42.1616 | 42.1616 | 559.1333 | 68.7708 | 56.1418 | 56.1418 | 56.1418 | 12.629 | 68.7708 | 2926.9771 | 2926.9771 | 1571.4307 | 1571.4307 | 106.785 | 106.785 | 680.1476 | 680.1476 | 568.6138 | 568.6138 | 674372826.8815 | 233520288.9712 | 728498484.9907 | 115608399.1565 | 1752 | 35.871 | 1180372.8505 | 69691.8437 | 87.6177 | 1321.1138 | 14 | 1824 | 2767.1539 | 456 | 114 | 0.74975
2928 | 1030.1083 | 53.2 | 600 | 2400 | 7 | 94.08% | 100 | 159.6089 | 156.6923 | 156.6923 | 1 | 159.6089 | 100 | 220.4253 | 207.8493 | 207.8493 | 207.8493 | 12.576 | 220.4253 | 43.6103 | 38.8135 | 38.8135 | 38.8135 | 4.7968 | 43.6103 | 619.1324 | 530.4105 | 530.4105 | 572.6366 | 46.4958 | 576.9064 | 42.2261 | 42.2261 | 619.1324 | 68.0829 | 55.5563 | 55.5563 | 55.5563 | 12.5267 | 68.0829 | 3009.3698 | 3009.3698 | 1653.9649 | 1653.9649 | 106.7739 | 106.7739 | 680.0766 | 680.0766 | 568.5544 | 568.5544 | 681391055.2727 | 233520288.9712 | 733370874.7494 | 103717781.0067 | 1752 | 38.5142 | 1064048.1762 | 62823.7757 | 78.9831 | 1390.6462 | 14 | 1824 | 2767.1539 | 456 | 114 | 0.75475
2929 | 103.0108 | 102.6 | 600 | 2400 | 7 | 40.94% | 100 | 117.2665 | 117.8769 | 117.8769 | 1 | 117.2665 | 100 | 102.6403 | 96.8026 | 96.8026 | 96.8026 | 5.8377 | 102.6403 | 43.7391 | 38.9423 | 38.9423 | 38.9423 | 4.7968 | 43.7391 | 115.7661 | 58.4767 | 58.4767 | 99.8919 | 15.8742 | 74.3509 | 41.4152 | 41.4152 | 115.7661 | 443.0005 | 362.2559 | 362.2559 | 362.2559 | 80.7446 | 443.0005 | 1625.3235 | 1625.3235 | 165.9453 | 165.9453 | 206.6043 | 206.6043 | 682.3331 | 682.3331 | 570.4408 | 570.4408 | 150378567.7356 | 450360557.3016 | 116461315.5792 | 1034799559.3835 | 1752 | 0.00019898 | 10450061.3567 | 616994.9122 | 775.6961 | 139.0646 | 27 | 1824 | 2767.1539 | 456 | 114 | 0.1201
2930 | 154.5162 | 102.6 | 600 | 2400 | 6 | 47.4% | 100 | 112.7953 | 113.5166 | 113.5166 | 1 | 112.7953 | 100 | 111.1417 | 104.8208 | 104.8208 | 104.8208 | 6.3208 | 111.1417 | 43.7417 | 38.945 | 38.945 | 38.945 | 4.7968 | 43.7417 | 112.7491 | 55.9116 | 55.9116 | 97.1445 | 15.6046 | 71.5162 | 41.233 | 41.233 | 112.7491 | 303.7224 | 248.3771 | 248.3771 | 248.3771 | 55.3452 | 303.7224 | 1610.929 | 1610.929 | 248.9347 | 248.9347 | 206.6183 | 206.6183 | 584.8965 | 584.8965 | 570.4794 | 570.4794 | 208601256.4463 | 450360557.3016 | 171532535.5601 | 921505650.692 | 1752 | -8.1112e-19 | 9277027.1134 | 547736.3562 | 688.6231 | 208.5969 | 27 | 1824 | 2767.1539 | 456 | 114 | 0.17672
2931 | 206.0217 | 102.6 | 600 | 2400 | 6 | 54.15% | 100 | 113.5899 | 114.1339 | 114.1339 | 1 | 113.5899 | 100 | 116.4852 | 109.8582 | 109.8582 | 109.8582 | 6.627 | 116.4852 | 43.7273 | 38.9305 | 38.9305 | 38.9305 | 4.7968 | 43.7273 | 120.8901 | 63.5781 | 63.5781 | 104.8299 | 16.0602 | 79.6383 | 41.2518 | 41.2518 | 120.8901 | 224.3648 | 183.4776 | 183.4776 | 183.4776 | 40.8872 | 224.3648 | 1693.2806 | 1693.2806 | 331.7902 | 331.7902 | 206.5419 | 206.5419 | 584.6801 | 584.6801 | 570.2684 | 570.2684 | 265608032.527 | 450360557.3016 | 232754112.8413 | 803277297.3301 | 1752 | -2.4334e-18 | 8078165.7422 | 476952.909 | 599.633 | 278.1292 | 27 | 1824 | 2767.1539 | 456 | 114 | 0.23967
2932 | 257.5271 | 102.6 | 600 | 2400 | 6 | 61.03% | 100 | 114.7522 | 114.9975 | 114.9975 | 1 | 114.7522 | 100 | 120.0802 | 113.2465 | 113.2465 | 113.2465 | 6.8337 | 120.0802 | 43.7144 | 38.9176 | 38.9176 | 38.9176 | 4.7968 | 43.7144 | 132.2059 | 73.9428 | 73.9428 | 115.4825 | 16.7234 | 90.6662 | 41.5397 | 41.5397 | 132.2059 | 178.0948 | 145.993 | 145.993 | 145.993 | 32.1018 | 178.0948 | 1775.6381 | 1775.6381 | 414.6 | 414.6 | 206.4732 | 206.4732 | 584.4859 | 584.4859 | 570.079 | 570.079 | 322304275.213 | 450360557.3016 | 296633767.1573 | 682701400.3281 | 1752 | 0 | 6925972.8247 | 408924.8713 | 514.1071 | 347.6615 | 27 | 1824 | 2767.1539 | 456 | 114 | 0.3057
2933 | 309.0325 | 102.6 | 600 | 2400 | 6 | 67.76% | 100 | 115.5747 | 115.3798 | 115.3798 | 1 | 115.5747 | 100 | 122.8894 | 115.8938 | 115.8938 | 115.8938 | 6.9955 | 122.8894 | 43.7027 | 38.9059 | 38.9059 | 38.9059 | 4.7968 | 43.7027 | 147.7728 | 88.3013 | 88.3013 | 130.1166 | 17.6562 | 105.9575 | 41.8153 | 41.8153 | 147.7728 | 146.3936 | 120.0067 | 120.0067 | 120.0067 | 26.3869 | 146.3936 | 1858.0006 | 1858.0006 | 497.3707 | 497.3707 | 206.4113 | 206.4113 | 584.3106 | 584.3106 | 569.908 | 569.908 | 377268772.3496 | 450360557.3016 | 359465204.8504 | 564905465.4984 | 1752 | 0.15561 | 5758664.9321 | 340004.4117 | 427.4591 | 417.1938 | 27 | 1824 | 2767.1539 | 456 | 114 | 0.37062
2934 | 360.5379 | 102.6 | 600 | 2400 | 6 | 73.8% | 100 | 116.6773 | 116.0019 | 116.0019 | 1 | 116.6773 | 100 | 126.4527 | 119.2525 | 119.2525 | 119.2525 | 7.2002 | 126.4527 | 43.6921 | 38.8953 | 38.8953 | 38.8953 | 4.7968 | 43.6921 | 168.0228 | 107.1387 | 107.1387 | 149.1307 | 18.8921 | 126.0308 | 41.992 | 41.992 | 168.0228 | 126.1629 | 103.426 | 103.426 | 103.426 | 22.737 | 126.1629 | 1940.3673 | 1940.3673 | 580.1079 | 580.1079 | 206.3551 | 206.3551 | 584.1515 | 584.1515 | 569.7528 | 569.7528 | 426469475.9655 | 450360557.3016 | 416117507.3371 | 459052459.3958 | 1752 | 1.101 | 4696440.0463 | 277288.2871 | 348.6114 | 486.7262 | 27 | 1824 | 2767.1539 | 456 | 114 | 0.42889
2935 | 412.0433 | 102.6 | 600 | 2400 | 6 | 78.64% | 100 | 118.1869 | 117.1894 | 117.1894 | 1 | 118.1869 | 100 | 131.4193 | 123.9345 | 123.9345 | 123.9345 | 7.4848 | 131.4193 | 43.6825 | 38.8857 | 38.8857 | 38.8857 | 4.7968 | 43.6825 | 193.5702 | 131.0246 | 131.0246 | 173.1244 | 20.4459 | 151.4705 | 42.0998 | 42.0998 | 193.5702 | 112.6418 | 92.3297 | 92.3297 | 92.3297 | 20.3121 | 112.6418 | 2022.7378 | 2022.7378 | 662.8159 | 662.8159 | 206.3039 | 206.3039 | 584.0065 | 584.0065 | 569.6114 | 569.6114 | 465742113.841 | 450360557.3016 | 461757598.9696 | 374139729.8878 | 1752 | 3.2218 | 3828980.0604 | 226071.5163 | 284.2208 | 556.2585 | 27 | 1824 | 2767.1539 | 456 | 114 | 0.47572
2936 | 463.5487 | 102.6 | 600 | 2400 | 6 | 82.51% | 100 | 120.2174 | 118.9239 | 118.9239 | 1 | 120.2174 | 100 | 137.9303 | 130.073 | 130.073 | 130.073 | 7.8573 | 137.9303 | 43.6736 | 38.8769 | 38.8769 | 38.8769 | 4.7968 | 43.6736 | 223.2363 | 158.9068 | 158.9068 | 200.9725 | 22.2639 | 181.1707 | 42.0656 | 42.0656 | 223.2363 | 103.8106 | 85.0619 | 85.0619 | 85.0619 | 18.7487 | 103.8106 | 2105.1115 | 2105.1115 | 745.4985 | 745.4985 | 206.257 | 206.257 | 583.8739 | 583.8739 | 569.482 | 569.482 | 497394336.2653 | 450360557.3016 | 497855760.3407 | 306389346.0924 | 1752 | 6.1963 | 3136034.0257 | 185158.4381 | 232.7842 | 625.7908 | 27 | 1824 | 2767.1539 | 456 | 114 | 0.51289
2937 | 515.0541 | 102.6 | 600 | 2400 | 6 | 85.51% | 100 | 122.6451 | 121.1852 | 121.1852 | 1 | 122.6451 | 100 | 145.3218 | 137.0418 | 137.0418 | 137.0418 | 8.28 | 145.3218 | 43.6655 | 38.8687 | 38.8687 | 38.8687 | 4.7968 | 43.6655 | 258.0296 | 191.4574 | 191.4574 | 233.6445 | 24.3851 | 215.8425 | 42.1871 | 42.1871 | 258.0296 | 97.5227 | 79.8435 | 79.8435 | 79.8435 | 17.6792 | 97.5227 | 2187.488 | 2187.488 | 828.1588 | 828.1588 | 206.214 | 206.214 | 583.752 | 583.752 | 569.3632 | 569.3632 | 522282065.2825 | 450360557.3016 | 525491296.3171 | 253866081.0988 | 1752 | 9.7315 | 2592675.8623 | 153077.3611 | 192.4514 | 695.3231 | 27 | 1824 | 2767.1539 | 456 | 114 | 0.54153
2938 | 566.5595 | 102.6 | 600 | 2400 | 6 | 87.73% | 100 | 125.5083 | 123.936 | 123.936 | 1 | 125.5083 | 100 | 153.8561 | 145.0882 | 145.0882 | 145.0882 | 8.7678 | 153.8561 | 43.6581 | 38.8613 | 38.8613 | 38.8613 | 4.7968 | 43.6581 | 294.4577 | 225.7595 | 225.7595 | 267.8522 | 26.6055 | 252.365 | 42.0927 | 42.0927 | 294.4577 | 93.3495 | 76.3792 | 76.3792 | 76.3792 | 16.9703 | 93.3495 | 2269.8671 | 2269.8671 | 910.7994 | 910.7994 | 206.1743 | 206.1743 | 583.6397 | 583.6397 | 569.2536 | 569.2536 | 541096466.995 | 450360557.3016 | 545600433.6851 | 214942542.0183 | 1752 | 13.6659 | 2182583.4726 | 128864.5925 | 162.0107 | 764.8554 | 27 | 1824 | 2767.1539 | 456 | 114 | 0.56218
2939 | 618.065 | 102.6 | 600 | 2400 | 6 | 89.52% | 100 | 128.6294 | 126.9831 | 126.9831 | 1 | 128.6294 | 100 | 162.7794 | 153.5015 | 153.5015 | 153.5015 | 9.2779 | 162.7794 | 43.6511 | 38.8544 | 38.8544 | 38.8544 | 4.7968 | 43.6511 | 335.1527 | 264.0443 | 264.0443 | 306.0444 | 29.1083 | 293.1527 | 42.0001 | 42.0001 | 335.1527 | 90.2447 | 73.7963 | 73.7963 | 73.7963 | 16.4484 | 90.2447 | 2352.2484 | 2352.2484 | 993.4226 | 993.4226 | 206.1376 | 206.1376 | 583.5358 | 583.5358 | 569.1523 | 569.1523 | 556936256.3292 | 450360557.3016 | 561154933.1357 | 183548253.2335 | 1752 | 17.5927 | 1879190.3264 | 110951.585 | 139.4902 | 834.3877 | 27 | 1824 | 2767.1539 | 456 | 114 | 0.57816
2940 | 669.5704 | 102.6 | 600 | 2400 | 7 | 91% | 100 | 137.2517 | 135.1568 | 135.1568 | 1 | 137.2517 | 100 | 171.8618 | 162.0631 | 162.0631 | 162.0631 | 9.7987 | 171.8618 | 43.6378 | 38.841 | 38.841 | 38.841 | 4.7968 | 43.6378 | 435.8694 | 358.2237 | 358.2237 | 400.6169 | 35.2525 | 393.4763 | 42.3932 | 42.3932 | 435.8694 | 87.8759 | 71.8207 | 71.8207 | 71.8207 | 16.0552 | 87.8759 | 2531.4177 | 2531.4177 | 1075.8373 | 1075.8373 | 206.0667 | 206.0667 | 680.5574 | 680.5574 | 568.9564 | 568.9564 | 570288836.2912 | 450360557.3016 | 573695255.6146 | 157655350.7926 | 1752 | 21.383 | 1624556.8644 | 95917.4579 | 120.589 | 903.92 | 27 | 1824 | 2767.1539 | 456 | 114 | 0.59104
2941 | 721.0758 | 102.6 | 600 | 2400 | 7 | 92.2% | 100 | 140.7547 | 138.517 | 138.517 | 1 | 140.7547 | 100 | 181.2765 | 170.9396 | 170.9396 | 170.9396 | 10.3369 | 181.2765 | 43.6323 | 38.8355 | 38.8355 | 38.8355 | 4.7968 | 43.6323 | 492.9518 | 411.7356 | 411.7356 | 454.2151 | 38.7367 | 450.4723 | 42.4795 | 42.4795 | 492.9518 | 86.1335 | 70.3652 | 70.3652 | 70.3652 | 15.7683 | 86.1335 | 2613.8046 | 2613.8046 | 1158.4301 | 1158.4301 | 206.0375 | 206.0375 | 680.4612 | 680.4612 | 568.8759 | 568.8759 | 581631807.6985 | 450360557.3016 | 583389727.7559 | 136617907.2441 | 1752 | 25.0103 | 1407516.672 | 83102.9212 | 104.4784 | 973.4523 | 27 | 1824 | 2767.1539 | 456 | 114 | 0.601
2942 | 772.5812 | 102.6 | 600 | 2400 | 7 | 93.2% | 100 | 144.3598 | 142.1103 | 142.1103 | 1 | 144.3598 | 100 | 190.7908 | 179.91 | 179.91 | 179.91 | 10.8808 | 190.7908 | 43.6271 | 38.8303 | 38.8303 | 38.8303 | 4.7968 | 43.6271 | 557.2308 | 472.0158 | 472.0158 | 514.5597 | 42.6711 | 514.687 | 42.5438 | 42.5438 | 557.2308 | 84.7187 | 69.1814 | 69.1814 | 69.1814 | 15.5373 | 84.7187 | 2696.193 | 2696.193 | 1241.0109 | 1241.0109 | 206.0103 | 206.0103 | 680.3712 | 680.3712 | 568.8007 | 568.8007 | 591484663.913 | 450360557.3016 | 590970519.0732 | 119184259.7122 | 1752 | 28.4333 | 1234719.2382 | 72900.5756 | 91.6518 | 1042.9846 | 27 | 1824 | 2767.1539 | 456 | 114 | 0.60879
2943 | 824.0866 | 102.6 | 600 | 2400 | 7 | 94.17% | 100 | 148.0591 | 145.2956 | 145.2956 | 1 | 148.0591 | 100 | 200.2453 | 188.824 | 188.824 | 188.824 | 11.4213 | 200.2453 | 43.6223 | 38.8255 | 38.8255 | 38.8255 | 4.7968 | 43.6223 | 631.6664 | 541.8479 | 541.8479 | 584.4208 | 47.2456 | 589.0936 | 42.5729 | 42.5729 | 631.6664 | 83.6274 | 68.2769 | 68.2769 | 68.2769 | 15.3505 | 83.6274 | 2778.5826 | 2778.5826 | 1323.5809 | 1323.5809 | 205.9847 | 205.9847 | 680.2868 | 680.2868 | 568.7302 | 568.7302 | 601132524.2032 | 450360557.3016 | 598403758.0754 | 102103164.6157 | 1752 | 31.5694 | 1048668.9024 | 61915.7491 | 77.8415 | 1112.5169 | 27 | 1824 | 2767.1539 | 456 | 114 | 0.61642
2944 | 875.592 | 102.6 | 600 | 2400 | 7 | 94.98% | 100 | 151.7841 | 148.8229 | 148.8229 | 1 | 151.7841 | 100 | 209.7572 | 197.792 | 197.792 | 197.792 | 11.9652 | 209.7572 | 43.6178 | 38.821 | 38.821 | 38.821 | 4.7968 | 43.6178 | 720.476 | 625.2639 | 625.2639 | 667.7741 | 52.7019 | 677.9657 | 42.5103 | 42.5103 | 720.476 | 82.5916 | 67.4079 | 67.4079 | 67.4079 | 15.1837 | 82.5916 | 2860.9734 | 2860.9734 | 1406.141 | 1406.141 | 205.9607 | 205.9607 | 680.2076 | 680.2076 | 568.664 | 568.664 | 609020814.224 | 450360557.3016 | 604604103.4929 | 88014524.9815 | 1752 | 34.5165 | 906232.7257 | 53505.9998 | 67.2686 | 1182.0492 | 27 | 1824 | 2767.1539 | 456 | 114 | 0.62279
2945 | 927.0974 | 102.6 | 600 | 2400 | 7 | 95.61% | 100 | 155.6045 | 152.6461 | 152.6461 | 1 | 155.6045 | 100 | 219.4459 | 206.9268 | 206.9268 | 206.9268 | 12.5191 | 219.4459 | 43.6135 | 38.8168 | 38.8168 | 38.8168 | 4.7968 | 43.6135 | 817.7383 | 716.4434 | 716.4434 | 759.0889 | 58.6494 | 775.0928 | 42.6455 | 42.6455 | 817.7383 | 81.7771 | 66.7227 | 66.7227 | 66.7227 | 15.0544 | 81.7771 | 2943.3652 | 2943.3652 | 1488.6922 | 1488.6922 | 205.9382 | 205.9382 | 680.1332 | 680.1332 | 568.6017 | 568.6017 | 615780555.8615 | 450360557.3016 | 608985021.3998 | 76873869.4392 | 1752 | 37.2934 | 797154.4276 | 47065.774 | 59.1719 | 1251.5815 | 27 | 1824 | 2767.1539 | 456 | 114 | 0.62729
2946 | 978.6028 | 102.6 | 600 | 2400 | 7 | 96.16% | 100 | 159.4786 | 156.4152 | 156.4152 | 1 | 159.4786 | 100 | 229.2425 | 216.1632 | 216.1632 | 216.1632 | 13.0793 | 229.2425 | 43.6095 | 38.8128 | 38.8128 | 38.8128 | 4.7968 | 43.6095 | 925.5605 | 817.4723 | 817.4723 | 860.3145 | 65.246 | 882.7183 | 42.8422 | 42.8422 | 925.5605 | 81.0892 | 66.1379 | 66.1379 | 66.1379 | 14.9514 | 81.0892 | 3025.758 | 3025.758 | 1571.2351 | 1571.2351 | 205.9169 | 205.9169 | 680.063 | 680.063 | 568.543 | 568.543 | 621576053.1819 | 450360557.3016 | 612847440.1701 | 67215949.3465 | 1752 | 39.8705 | 697083.1373 | 41157.342 | 51.7437 | 1321.1138 | 27 | 1824 | 2767.1539 | 456 | 114 | 0.63126
2947 | 1030.1083 | 102.6 | 600 | 2400 | 7 | 96.62% | 100 | 163.3928 | 160.3303 | 160.3303 | 1 | 163.3928 | 100 | 239.1646 | 225.5179 | 225.5179 | 225.5179 | 13.6466 | 239.1646 | 43.6058 | 38.809 | 38.809 | 38.809 | 4.7968 | 43.6058 | 1043.1433 | 927.8024 | 927.8024 | 970.6999 | 72.4434 | 1000.2457 | 42.8976 | 42.8976 | 1043.1433 | 80.5056 | 65.6365 | 65.6365 | 65.6365 | 14.8691 | 80.5056 | 3108.1517 | 3108.1517 | 1653.7705 | 1653.7705 | 205.8969 | 205.8969 | 679.9967 | 679.9967 | 568.4876 | 568.4876 | 626771870.5743 | 450360557.3016 | 615626096.3001 | 59241475.8241 | 1752 | 42.2812 | 617061.9106 | 36432.7104 | 45.8038 | 1390.6462 | 27 | 1824 | 2767.1539 | 456 | 114 | 0.63412
2948 | 51.5054 | 152 | 600 | 2400 | 7 | 49.54% | 100 | 115.7007 | 115.5387 | 115.5387 | 1 | 115.7007 | 100 | 87.9335 | 82.9319 | 82.9319 | 82.9319 | 5.0016 | 87.9335 | 43.7362 | 38.9394 | 38.9394 | 38.9394 | 4.7968 | 43.7362 | 130.8074 | 68.7732 | 68.7732 | 113.363 | 17.4444 | 86.2176 | 44.5898 | 44.5898 | 130.8074 | 442.9289 | 362.1816 | 362.1816 | 362.1816 | 80.7473 | 442.9289 | 1641.7032 | 1641.7032 | 82.9664 | 82.9664 | 306.0574 | 306.0574 | 682.2816 | 682.2816 | 570.3978 | 570.3978 | 88192907.7469 | 667200825.632 | 112534472.054 | 884071794.5671 | 1752 | 0.00044133 | 9611468.6141 | 567482.5277 | 713.4484 | 69.5323 | 40 | 1824 | 2767.1539 | 456 | 114 | 0.11623
2949 | 154.5162 | 152 | 600 | 2400 | 6 | 60.9% | 100 | 111.9216 | 112.2841 | 112.2841 | 1 | 111.9216 | 100 | 102.8691 | 97.0163 | 97.0163 | 97.0163 | 5.8528 | 102.8691 | 43.7246 | 38.9279 | 38.9279 | 38.9279 | 4.7968 | 43.7246 | 135.3002 | 74.9019 | 74.9019 | 118.0483 | 17.2519 | 92.1537 | 43.1464 | 43.1464 | 135.3002 | 295.9636 | 242.0722 | 242.0722 | 242.0722 | 53.8914 | 295.9636 | 1709.6613 | 1709.6613 | 248.8255 | 248.8255 | 305.9668 | 305.9668 | 584.6398 | 584.6398 | 570.2291 | 570.2291 | 224990014.2942 | 667200825.632 | 174724400.878 | 685084759.1958 | 1752 | 0.00048418 | 7203956.6347 | 425337.6549 | 534.7415 | 208.5969 | 40 | 1824 | 2767.1539 | 456 | 114 | 0.18018
2950 | 206.0217 | 152 | 600 | 2400 | 6 | 67.22% | 100 | 112.6656 | 112.8148 | 112.8148 | 1 | 112.6656 | 100 | 109.0158 | 102.8114 | 102.8114 | 102.8114 | 6.2044 | 109.0158 | 43.712 | 38.9152 | 38.9152 | 38.9152 | 4.7968 | 43.712 | 149.2829 | 88.3486 | 88.3486 | 131.2856 | 17.9972 | 106.3458 | 42.937 | 42.937 | 149.2829 | 228.1166 | 186.5641 | 186.5641 | 186.5641 | 41.5524 | 228.1166 | 1792.0199 | 1792.0199 | 331.6594 | 331.6594 | 305.8673 | 305.8673 | 584.4496 | 584.4496 | 570.0436 | 570.0436 | 282898904.4884 | 667200825.632 | 227522894.4705 | 574377375.4091 | 1752 | 0.026268 | 6011589.5859 | 354937.647 | 446.2334 | 278.1292 | 40 | 1824 | 2767.1539 | 456 | 114 | 0.23546
2951 | 257.5271 | 152 | 600 | 2400 | 6 | 73.22% | 100 | 113.97 | 113.765 | 113.765 | 1 | 113.97 | 100 | 114.402 | 107.8892 | 107.8892 | 107.8892 | 6.5127 | 114.402 | 43.7005 | 38.9038 | 38.9038 | 38.9038 | 4.7968 | 43.7005 | 168.8923 | 106.6889 | 106.6889 | 149.746 | 19.1463 | 125.8352 | 43.0571 | 43.0571 | 168.8923 | 187.7417 | 153.8399 | 153.8399 | 153.8399 | 33.9018 | 187.7417 | 1874.3832 | 1874.3832 | 414.4523 | 414.4523 | 305.7773 | 305.7773 | 584.2777 | 584.2777 | 569.8759 | 569.8759 | 336238102.846 | 667200825.632 | 279413925.9366 | 469147145.5854 | 1752 | 0.75751 | 4932562.0019 | 291229.4536 | 366.1385 | 347.6615 | 40 | 1824 | 2767.1539 | 456 | 114 | 0.28871
2952 | 309.0325 | 152 | 600 | 2400 | 6 | 78.43% | 100 | 115.2468 | 114.6164 | 114.6164 | 1 | 115.2468 | 100 | 120.7972 | 113.9187 | 113.9187 | 113.9187 | 6.8785 | 120.7972 | 43.6901 | 38.8934 | 38.8934 | 38.8934 | 4.7968 | 43.6901 | 194.9586 | 131.2433 | 131.2433 | 174.2639 | 20.6946 | 151.938 | 43.0206 | 43.0206 | 194.9586 | 159.3988 | 130.5641 | 130.5641 | 130.5641 | 28.8347 | 159.3988 | 1956.7508 | 1956.7508 | 497.2099 | 497.2099 | 305.6956 | 305.6956 | 584.1216 | 584.1216 | 569.7237 | 569.7237 | 380722174.619 | 667200825.632 | 326162150.1823 | 377914849.5667 | 1752 | 2.3493 | 3950720.0771 | 233259.3182 | 293.2574 | 417.1938 | 40 | 1824 | 2767.1539 | 456 | 114 | 0.33685
2953 | 360.5379 | 152 | 600 | 2400 | 6 | 82.84% | 100 | 117.0508 | 116.0161 | 116.0161 | 1 | 117.0508 | 100 | 127.7227 | 120.4481 | 120.4481 | 120.4481 | 7.2746 | 127.7227 | 43.6807 | 38.8839 | 38.8839 | 38.8839 | 4.7968 | 43.6807 | 229.4593 | 163.2983 | 163.2983 | 206.6848 | 22.7745 | 186.0729 | 43.3865 | 43.3865 | 229.4593 | 141.3344 | 115.7329 | 115.7329 | 115.7329 | 25.6015 | 141.3344 | 2039.1219 | 2039.1219 | 579.9368 | 579.9368 | 305.6211 | 305.6211 | 583.9792 | 583.9792 | 569.5848 | 569.5848 | 418247950.2187 | 667200825.632 | 365953507.2708 | 300597720.232 | 1752 | 4.7401 | 3177318.8517 | 187595.9862 | 235.8488 | 486.7262 | 40 | 1824 | 2767.1539 | 456 | 114 | 0.37796
2954 | 412.0433 | 152 | 600 | 2400 | 6 | 86.31% | 100 | 119.2173 | 117.8632 | 117.8632 | 1 | 119.2173 | 100 | 135.8116 | 128.0747 | 128.0747 | 128.0747 | 7.7369 | 135.8116 | 43.672 | 38.8752 | 38.8752 | 38.8752 | 4.7968 | 43.672 | 271.7485 | 203.1016 | 203.1016 | 246.3978 | 25.3507 | 228.4523 | 43.2962 | 43.2962 | 271.7485 | 129.2978 | 105.8199 | 105.8199 | 105.8199 | 23.4779 | 129.2978 | 2121.4962 | 2121.4962 | 662.6369 | 662.6369 | 305.5529 | 305.5529 | 583.8488 | 583.8488 | 569.4576 | 569.4576 | 448122102.061 | 667200825.632 | 396753915.1777 | 239923155.5594 | 1752 | 7.9218 | 2521409.5299 | 148869.638 | 187.1614 | 556.2585 | 40 | 1824 | 2767.1539 | 456 | 114 | 0.4096
2955 | 463.5487 | 152 | 600 | 2400 | 6 | 89.04% | 100 | 121.8237 | 120.1402 | 120.1402 | 1 | 121.8237 | 100 | 144.6972 | 136.4525 | 136.4525 | 136.4525 | 8.2447 | 144.6972 | 43.664 | 38.8672 | 38.8672 | 38.8672 | 4.7968 | 43.664 | 323.1563 | 251.4719 | 251.4719 | 294.6655 | 28.4908 | 279.9627 | 43.1936 | 43.1936 | 323.1563 | 121.2524 | 99.1939 | 99.1939 | 99.1939 | 22.0585 | 121.2524 | 2203.8733 | 2203.8733 | 745.3135 | 745.3135 | 305.4901 | 305.4901 | 583.729 | 583.729 | 569.3407 | 569.3407 | 471243496.2545 | 667200825.632 | 421532671.7414 | 192023006.3721 | 1752 | 11.5166 | 1994017.3039 | 117731.2256 | 148.0136 | 625.7908 | 40 | 1824 | 2767.1539 | 456 | 114 | 0.43505
2956 | 515.0541 | 152 | 600 | 2400 | 6 | 90.8% | 100 | 124.8248 | 123.3222 | 123.3222 | 1 | 124.8248 | 100 | 154.8828 | 146.0562 | 146.0562 | 146.0562 | 8.8266 | 154.8828 | 43.6566 | 38.8599 | 38.8599 | 38.8599 | 4.7968 | 43.6566 | 377.8568 | 303.1518 | 303.1518 | 346.0566 | 31.8003 | 334.9521 | 42.9048 | 42.9048 | 377.8568 | 115.8869 | 94.7412 | 94.7412 | 94.7412 | 21.1457 | 115.8869 | 2286.2528 | 2286.2528 | 827.9693 | 827.9693 | 305.4323 | 305.4323 | 583.6184 | 583.6184 | 569.2329 | 569.2329 | 487383690.8982 | 667200825.632 | 436279755.5906 | 161135727.8792 | 1752 | 15.6143 | 1680812.7755 | 99238.9322 | 124.7648 | 695.3231 | 40 | 1824 | 2767.1539 | 456 | 114 | 0.4502
2957 | 566.5595 | 152 | 600 | 2400 | 6 | 92.3% | 100 | 128.13 | 126.3342 | 126.3342 | 1 | 128.13 | 100 | 165.4502 | 156.0198 | 156.0198 | 156.0198 | 9.4304 | 165.4502 | 43.6498 | 38.853 | 38.853 | 38.853 | 4.7968 | 43.6498 | 436.796 | 358.3027 | 358.3027 | 401.3976 | 35.3983 | 393.7011 | 43.0949 | 43.0949 | 436.796 | 112.2145 | 91.6542 | 91.6542 | 91.6542 | 20.5603 | 112.2145 | 2368.6345 | 2368.6345 | 910.6066 | 910.6066 | 305.3788 | 305.3788 | 583.5161 | 583.5161 | 569.1331 | 569.1331 | 501462103.2962 | 667200825.632 | 448429369.0719 | 134907702.087 | 1752 | 19.5612 | 1416162.706 | 83613.4023 | 105.1201 | 764.8554 | 40 | 1824 | 2767.1539 | 456 | 114 | 0.46268
2958 | 618.065 | 152 | 600 | 2400 | 6 | 93.54% | 100 | 131.6009 | 129.7118 | 129.7118 | 1 | 131.6009 | 100 | 176.0869 | 166.0487 | 166.0487 | 166.0487 | 10.0382 | 176.0869 | 43.6435 | 38.8467 | 38.8467 | 38.8467 | 4.7968 | 43.6435 | 509.2699 | 426.4124 | 426.4124 | 469.4509 | 39.819 | 466.2314 | 43.0385 | 43.0385 | 509.2699 | 109.3968 | 89.3321 | 89.3321 | 89.3321 | 20.0647 | 109.3968 | 2451.0182 | 2451.0182 | 993.2274 | 993.2274 | 305.3291 | 305.3291 | 583.4212 | 583.4212 | 569.0405 | 569.0405 | 513247278.8946 | 667200825.632 | 458430993.9408 | 113120901.5326 | 1752 | 23.3069 | 1172321.7989 | 69216.4917 | 87.0201 | 834.3877 | 40 | 1824 | 2767.1539 | 456 | 114 | 0.47295
2959 | 669.5704 | 152 | 600 | 2400 | 7 | 94.53% | 100 | 140.5045 | 138.0899 | 138.0899 | 1 | 140.5045 | 100 | 186.8834 | 176.2265 | 176.2265 | 176.2265 | 10.6569 | 186.8834 | 43.6312 | 38.8344 | 38.8344 | 38.8344 | 4.7968 | 43.6312 | 677.71 | 584.5783 | 584.5783 | 627.6001 | 50.1099 | 634.6882 | 43.0218 | 43.0218 | 677.71 | 107.4383 | 87.7152 | 87.7152 | 87.7152 | 19.7231 | 107.4383 | 2630.1918 | 2630.1918 | 1075.656 | 1075.656 | 305.2325 | 305.2325 | 680.4428 | 680.4428 | 568.8605 | 568.8605 | 523397611.0466 | 667200825.632 | 465495779.6784 | 95905783.643 | 1752 | 26.8809 | 1003140.9311 | 59227.6762 | 74.462 | 903.92 | 40 | 1824 | 2767.1539 | 456 | 114 | 0.48021
2960 | 721.0758 | 152 | 600 | 2400 | 7 | 95.34% | 100 | 144.2353 | 141.6885 | 141.6885 | 1 | 144.2353 | 100 | 197.7508 | 186.4728 | 186.4728 | 186.4728 | 11.278 | 197.7508 | 43.6261 | 38.8294 | 38.8294 | 38.8294 | 4.7968 | 43.6261 | 784.1356 | 684.082 | 684.082 | 727.5307 | 56.6049 | 740.6869 | 43.4487 | 43.4487 | 784.1356 | 105.8599 | 86.3902 | 86.3902 | 86.3902 | 19.4697 | 105.8599 | 2712.5804 | 2712.5804 | 1158.2476 | 1158.2476 | 305.1927 | 305.1927 | 680.3539 | 680.3539 | 568.7863 | 568.7863 | 532191812.2899 | 667200825.632 | 470943668.7039 | 81663701.984 | 1752 | 30.2371 | 866904.2932 | 51183.9615 | 64.3493 | 973.4523 | 40 | 1824 | 2767.1539 | 456 | 114 | 0.48581
2961 | 772.5812 | 152 | 600 | 2400 | 7 | 96.13% | 100 | 148.0091 | 144.7626 | 144.7626 | 1 | 148.0091 | 100 | 208.6689 | 196.7668 | 196.7668 | 196.7668 | 11.902 | 208.6689 | 43.6214 | 38.8246 | 38.8246 | 38.8246 | 4.7968 | 43.6214 | 914.6962 | 806.4033 | 806.4033 | 850.1006 | 64.5956 | 870.9989 | 43.6973 | 43.6973 | 914.6962 | 104.466 | 85.2202 | 85.2202 | 85.2202 | 19.2457 | 104.466 | 2794.9703 | 2794.9703 | 1240.8276 | 1240.8276 | 305.1553 | 305.1553 | 680.2707 | 680.2707 | 568.7167 | 568.7167 | 539942097.4206 | 667200825.632 | 477059380.1036 | 67797696.8438 | 1752 | 33.2924 | 713841.4339 | 42146.7892 | 52.9876 | 1042.9846 | 40 | 1824 | 2767.1539 | 456 | 114 | 0.49209
2962 | 824.0866 | 152 | 600 | 2400 | 7 | 96.63% | 100 | 151.8373 | 149.2755 | 149.2755 | 1 | 151.8373 | 100 | 219.8362 | 207.2958 | 207.2958 | 207.2958 | 12.5404 | 219.8362 | 43.6169 | 38.8201 | 38.8201 | 38.8201 | 4.7968 | 43.6169 | 1063.6156 | 946.5117 | 946.5117 | 989.9263 | 73.6894 | 1020.2011 | 43.4145 | 43.4145 | 1063.6156 | 103.3205 | 84.2577 | 84.2577 | 84.2577 | 19.0629 | 103.3205 | 2877.3613 | 2877.3613 | 1323.3973 | 1323.3973 | 305.1202 | 305.1202 | 680.1925 | 680.1925 | 568.6513 | 568.6513 | 545779087.9337 | 667200825.632 | 479917778.1891 | 59102308.2452 | 1752 | 36.2294 | 621812.0189 | 36713.1674 | 46.1564 | 1112.5169 | 40 | 1824 | 2767.1539 | 456 | 114 | 0.49503
2963 | 875.592 | 152 | 600 | 2400 | 7 | 97.13% | 100 | 155.7484 | 152.6813 | 152.6813 | 1 | 155.7484 | 100 | 231.1646 | 217.9766 | 217.9766 | 217.9766 | 13.1879 | 231.1646 | 43.6127 | 38.8159 | 38.8159 | 38.8159 | 4.7968 | 43.6127 | 1223.3724 | 1096.6896 | 1096.6896 | 1139.9015 | 83.4709 | 1180.1605 | 43.2119 | 43.2119 | 1223.3724 | 102.4844 | 83.5484 | 83.5484 | 83.5484 | 18.936 | 102.4844 | 2959.7533 | 2959.7533 | 1405.9575 | 1405.9575 | 305.0872 | 305.0872 | 680.1189 | 680.1189 | 568.5897 | 568.5897 | 551339329.4343 | 667200825.632 | 483251708.0701 | 50208136.8637 | 1752 | 38.9164 | 521251.7883 | 30775.8673 | 38.6919 | 1182.0492 | 40 | 1824 | 2767.1539 | 456 | 114 | 0.49846
2964 | 927.0974 | 152 | 600 | 2400 | 7 | 97.54% | 100 | 159.7006 | 156.537 | 156.537 | 1 | 159.7006 | 100 | 242.4872 | 228.652 | 228.652 | 228.652 | 13.8352 | 242.4872 | 43.6088 | 38.812 | 38.812 | 38.812 | 4.7968 | 43.6088 | 1409.7865 | 1271.872 | 1271.872 | 1314.8644 | 94.9222 | 1366.7942 | 42.9924 | 42.9924 | 1409.7865 | 101.8028 | 82.9667 | 82.9667 | 82.9667 | 18.8361 | 101.8028 | 3042.1463 | 3042.1463 | 1488.509 | 1488.509 | 305.0561 | 305.0561 | 680.0495 | 680.0495 | 568.5317 | 568.5317 | 556171296.5809 | 667200825.632 | 485449319.1009 | 43178558.6861 | 1752 | 41.4247 | 447335.4085 | 26411.6795 | 33.2052 | 1251.5815 | 40 | 1824 | 2767.1539 | 456 | 114 | 0.50071
2965 | 978.6028 | 152 | 600 | 2400 | 7 | 97.89% | 100 | 163.6893 | 160.4363 | 160.4363 | 1 | 163.6893 | 100 | 253.8624 | 239.3769 | 239.3769 | 239.3769 | 14.4855 | 253.8624 | 43.605 | 38.8082 | 38.8082 | 38.8082 | 4.7968 | 43.605 | 1631.5 | 1480.0187 | 1480.0187 | 1522.9933 | 108.5068 | 1588.5255 | 42.9745 | 42.9745 | 1631.5 | 101.2068 | 82.4564 | 82.4564 | 82.4564 | 18.7504 | 101.2068 | 3124.5402 | 3124.5402 | 1571.0526 | 1571.0526 | 305.0267 | 305.0267 | 679.984 | 679.984 | 568.477 | 568.477 | 560370550.7717 | 667200825.632 | 487404140.1827 | 37024483.4136 | 1752 | 43.7497 | 386037.4249 | 22792.5099 | 28.6551 | 1321.1138 | 40 | 1824 | 2767.1539 | 456 | 114 | 0.50272
2966 | 1030.1083 | 152 | 600 | 2400 | 7 | 98.16% | 100 | 167.7326 | 164.4515 | 164.4515 | 1 | 167.7326 | 100 | 265.357 | 250.2143 | 250.2143 | 250.2143 | 15.1427 | 265.357 | 43.6015 | 38.8047 | 38.8047 | 38.8047 | 4.7968 | 43.6015 | 1860.5125 | 1694.6198 | 1694.6198 | 1737.9924 | 122.52 | 1817.1399 | 43.3726 | 43.3726 | 1860.5125 | 100.7913 | 82.0922 | 82.0922 | 82.0922 | 18.6991 | 100.7913 | 3206.9348 | 3206.9348 | 1653.5888 | 1653.5888 | 304.9989 | 304.9989 | 679.922 | 679.922 | 568.4251 | 568.4251 | 564092064.3677 | 667200825.632 | 488395424.6128 | 32311686.1035 | 1752 | 45.9274 | 342955.1796 | 20248.8381 | 25.4572 | 1390.6462 | 40 | 1824 | 2767.1539 | 456 | 114 | 0.50374
2967 | 20.6022 | 201.4 | 600 | 2400 | 7 | 61.44% | 100 | 114.5786 | 114.424 | 114.424 | 1 | 114.5786 | 100 | 85.5168 | 80.6517 | 80.6517 | 80.6517 | 4.8651 | 85.5168 | 43.7277 | 38.9309 | 38.9309 | 38.9309 | 4.7968 | 43.7277 | 161.3097 | 90.2076 | 90.2076 | 140.8125 | 20.4971 | 110.7048 | 50.6049 | 50.6049 | 161.3097 | 318.7342 | 260.6327 | 260.6327 | 260.6327 | 58.1015 | 318.7342 | 1691.0245 | 1691.0245 | 33.1793 | 33.1793 | 405.4379 | 405.4379 | 682.1334 | 682.1334 | 570.2739 | 570.2739 | 36320761.8372 | 884041093.9624 | 155989305.6838 | 675648841.9205 | 1752 | 6.9235e-09 | 8342656.1334 | 492569.0111 | 619.2658 | 27.8129 | 53 | 1824 | 2767.1539 | 456 | 114 | 0.16105
2968 | 51.5054 | 201.4 | 600 | 2400 | 6 | 64.1% | 100 | 109.6938 | 109.4893 | 109.4893 | 1 | 109.6938 | 100 | 86.851 | 81.9109 | 81.9109 | 81.9109 | 4.9401 | 86.851 | 43.7358 | 38.939 | 38.939 | 38.939 | 4.7968 | 43.7358 | 151.8955 | 82.7727 | 82.7727 | 132.2674 | 19.6281 | 102.4008 | 49.4947 | 49.4947 | 151.8955 | 333.2659 | 272.5892 | 272.5892 | 272.5892 | 60.6767 | 333.2659 | 1643.6882 | 1643.6882 | 82.9656 | 82.9656 | 405.5224 | 405.5224 | 584.8075 | 584.8075 | 570.3927 | 570.3927 | 89318942.2513 | 884041093.9624 | 149592286.6534 | 629047699.2744 | 1752 | 0.00049236 | 7591757.4191 | 448234.2775 | 563.5275 | 69.5323 | 53 | 1824 | 2767.1539 | 456 | 114 | 0.15458
2969 | 154.5162 | 201.4 | 600 | 2400 | 6 | 74% | 100 | 111.1902 | 111.0415 | 111.0415 | 1 | 111.1902 | 100 | 98.2572 | 92.6648 | 92.6648 | 92.6648 | 5.5924 | 98.2572 | 43.7096 | 38.9128 | 38.9128 | 38.9128 | 4.7968 | 43.7096 | 180.2116 | 112.2776 | 112.2776 | 159.5132 | 20.6984 | 132.9759 | 47.2357 | 47.2357 | 180.2116 | 285.6047 | 233.4044 | 233.4044 | 233.4044 | 52.2003 | 285.6047 | 1808.4018 | 1808.4018 | 248.7294 | 248.7294 | 405.2495 | 405.2495 | 584.414 | 584.414 | 570.0089 | 570.0089 | 234763763.2007 | 884041093.9624 | 177689022.451 | 455506122.7958 | 1752 | 0.72521 | 5231710.4032 | 308891.8419 | 388.3439 | 208.5969 | 53 | 1824 | 2767.1539 | 456 | 114 | 0.18475
2970 | 206.0217 | 201.4 | 600 | 2400 | 6 | 78.75% | 100 | 112.6051 | 112.2788 | 112.2788 | 1 | 112.6051 | 100 | 106.5491 | 100.4831 | 100.4831 | 100.4831 | 6.066 | 106.5491 | 43.6984 | 38.9016 | 38.9016 | 38.9016 | 4.7968 | 43.6984 | 204.5927 | 136.1886 | 136.1886 | 182.5838 | 22.0089 | 158.1975 | 46.3952 | 46.3952 | 204.5927 | 246.3586 | 201.7128 | 201.7128 | 201.7128 | 44.6459 | 246.3586 | 1890.7661 | 1890.7661 | 331.5435 | 331.5435 | 405.1326 | 405.1326 | 584.2455 | 584.2455 | 569.8445 | 569.8445 | 287513156.3715 | 884041093.9624 | 208115040.7963 | 372330710.2928 | 1752 | 2.0731 | 4212359.8285 | 248707.1122 | 312.6787 | 278.1292 | 53 | 1824 | 2767.1539 | 456 | 114 | 0.21614
2971 | 257.5271 | 201.4 | 600 | 2400 | 6 | 83% | 100 | 114.2671 | 113.6493 | 113.6493 | 1 | 114.2671 | 100 | 115.8585 | 109.2609 | 109.2609 | 109.2609 | 6.5976 | 115.8585 | 43.6882 | 38.8914 | 38.8914 | 38.8914 | 4.7968 | 43.6882 | 237.9604 | 167.7366 | 167.7366 | 214.0382 | 23.9221 | 191.6587 | 46.3017 | 46.3017 | 237.9604 | 213.8428 | 174.9786 | 174.9786 | 174.9786 | 38.8642 | 213.8428 | 1973.1344 | 1973.1344 | 414.3207 | 414.3207 | 405.0264 | 405.0264 | 584.0922 | 584.0922 | 569.695 | 569.695 | 329609921.8758 | 884041093.9624 | 240586341.4756 | 297762658.6815 | 1752 | 4.1754 | 3338761.2329 | 197127.9042 | 247.8324 | 347.6615 | 53 | 1824 | 2767.1539 | 456 | 114 | 0.2495
2972 | 309.0325 | 201.4 | 600 | 2400 | 6 | 86.66% | 100 | 116.2456 | 115.2436 | 115.2436 | 1 | 116.2456 | 100 | 125.4045 | 118.2616 | 118.2616 | 118.2616 | 7.1428 | 125.4045 | 43.6789 | 38.8821 | 38.8821 | 38.8821 | 4.7968 | 43.6789 | 284.0284 | 211.0789 | 211.0789 | 257.3369 | 26.6915 | 237.7704 | 46.258 | 46.258 | 284.0284 | 189.7284 | 155.1484 | 155.1484 | 155.1484 | 34.58 | 189.7284 | 2055.5062 | 2055.5062 | 497.0658 | 497.0658 | 404.9294 | 404.9294 | 583.9524 | 583.9524 | 569.5586 | 569.5586 | 364252944.5931 | 884041093.9624 | 269914265.4584 | 233791696.6177 | 1752 | 6.9853 | 2630573.8895 | 155314.9451 | 195.2645 | 417.1938 | 53 | 1824 | 2767.1539 | 456 | 114 | 0.27962
2973 | 360.5379 | 201.4 | 600 | 2400 | 6 | 89.51% | 100 | 118.6652 | 117.3493 | 117.3493 | 1 | 118.6652 | 100 | 135.949 | 128.204 | 128.204 | 128.204 | 7.745 | 135.949 | 43.6703 | 38.8736 | 38.8736 | 38.8736 | 4.7968 | 43.6703 | 342.9057 | 266.5204 | 266.5204 | 312.6606 | 30.2451 | 296.7655 | 46.1403 | 46.1403 | 342.9057 | 173.3104 | 141.6564 | 141.6564 | 141.6564 | 31.654 | 173.3104 | 2137.8811 | 2137.8811 | 579.7828 | 579.7828 | 404.8405 | 404.8405 | 583.8242 | 583.8242 | 569.4336 | 569.4336 | 390602252.0143 | 884041093.9624 | 293644043.0942 | 183712612.7044 | 1752 | 10.3826 | 2063314.5068 | 121822.6869 | 153.1575 | 486.7262 | 53 | 1824 | 2767.1539 | 456 | 114 | 0.30399
2974 | 412.0433 | 201.4 | 600 | 2400 | 6 | 91.79% | 100 | 121.3844 | 119.7368 | 119.7368 | 1 | 121.3844 | 100 | 147.126 | 138.7426 | 138.7426 | 138.7426 | 8.3834 | 147.126 | 43.6625 | 38.8657 | 38.8657 | 38.8657 | 4.7968 | 43.6625 | 418.0259 | 337.282 | 337.282 | 383.2237 | 34.8022 | 372.0842 | 45.9417 | 45.9417 | 418.0259 | 161.5952 | 131.9644 | 131.9644 | 131.9644 | 29.6308 | 161.5952 | 2220.2587 | 2220.2587 | 662.4751 | 662.4751 | 404.7587 | 404.7587 | 583.7063 | 583.7063 | 569.3186 | 569.3186 | 411490428.3106 | 884041093.9624 | 312665601.4987 | 143802876.2283 | 1752 | 14.0393 | 1595408.5118 | 94196.4742 | 118.4254 | 556.2585 | 53 | 1824 | 2767.1539 | 456 | 114 | 0.32353
2975 | 463.5487 | 201.4 | 600 | 2400 | 6 | 93.27% | 100 | 124.5537 | 123.03 | 123.03 | 1 | 124.5537 | 100 | 159.1313 | 150.0622 | 150.0622 | 150.0622 | 9.0691 | 159.1313 | 43.6552 | 38.8585 | 38.8585 | 38.8585 | 4.7968 | 43.6552 | 500.3844 | 414.8135 | 414.8135 | 460.612 | 39.7724 | 454.5859 | 45.7985 | 45.7985 | 500.3844 | 154.7212 | 126.2685 | 126.2685 | 126.2685 | 28.4527 | 154.7212 | 2302.6386 | 2302.6386 | 745.1456 | 745.1456 | 404.6832 | 404.6832 | 583.5974 | 583.5974 | 569.2124 | 569.2124 | 426520551.7686 | 884041093.9624 | 323454039.8464 | 117984314.4226 | 1752 | 18.0611 | 1315732.3639 | 77683.7711 | 97.6653 | 625.7908 | 53 | 1824 | 2767.1539 | 456 | 114 | 0.33462
2976 | 515.0541 | 201.4 | 600 | 2400 | 6 | 94.44% | 100 | 128.0002 | 126.2883 | 126.2883 | 1 | 128.0002 | 100 | 171.6981 | 161.9113 | 161.9113 | 161.9113 | 9.7869 | 171.6981 | 43.6485 | 38.8517 | 38.8517 | 38.8517 | 4.7968 | 43.6485 | 590.4652 | 499.476 | 499.476 | 545.2241 | 45.2411 | 544.7172 | 45.748 | 45.748 | 590.4652 | 150.1775 | 122.4891 | 122.4891 | 122.4891 | 27.6884 | 150.1775 | 2385.0208 | 2385.0208 | 827.7966 | 827.7966 | 404.6134 | 404.6134 | 583.4967 | 583.4967 | 569.1141 | 569.1141 | 438701993.5732 | 884041093.9624 | 331863735.5047 | 97393176.9597 | 1752 | 21.9466 | 1078681.8159 | 63687.7784 | 80.0693 | 695.3231 | 53 | 1824 | 2767.1539 | 456 | 114 | 0.34326
2977 | 566.5595 | 201.4 | 600 | 2400 | 6 | 95.4% | 100 | 131.5848 | 129.6499 | 129.6499 | 1 | 131.5848 | 100 | 184.2939 | 173.7875 | 173.7875 | 173.7875 | 10.5064 | 184.2939 | 43.6423 | 38.8455 | 38.8455 | 38.8455 | 4.7968 | 43.6423 | 696.6038 | 599.2687 | 599.2687 | 644.8911 | 51.7127 | 650.9814 | 45.6224 | 45.6224 | 696.6038 | 146.8461 | 119.7095 | 119.7095 | 119.7095 | 27.1366 | 146.8461 | 2467.4048 | 2467.4048 | 910.4302 | 910.4302 | 404.5485 | 404.5485 | 583.4031 | 583.4031 | 569.0229 | 569.0229 | 449222361.9562 | 884041093.9624 | 338180584.4169 | 80555959.6645 | 1752 | 25.6319 | 891337.2847 | 52626.5398 | 66.163 | 764.8554 | 53 | 1824 | 2767.1539 | 456 | 114 | 0.34974
2978 | 618.065 | 201.4 | 600 | 2400 | 7 | 96.24% | 100 | 140.5418 | 137.7144 | 137.7144 | 1 | 140.5418 | 100 | 196.8864 | 185.6588 | 185.6588 | 185.6588 | 11.2276 | 196.8864 | 43.6302 | 38.8334 | 38.8334 | 38.8334 | 4.7968 | 43.6302 | 955.8955 | 842.6208 | 842.6208 | 888.3109 | 67.5846 | 910.2054 | 45.6901 | 45.6901 | 955.8955 | 144.1574 | 117.4635 | 117.4635 | 117.4635 | 26.6939 | 144.1574 | 2646.5791 | 2646.5791 | 992.8868 | 992.8868 | 404.4223 | 404.4223 | 680.4246 | 680.4246 | 568.8454 | 568.8454 | 458177653.1966 | 884041093.9624 | 343968305.0414 | 65812947.7996 | 1752 | 29.0434 | 727425.7006 | 42948.8345 | 53.996 | 834.3877 | 53 | 1824 | 2767.1539 | 456 | 114 | 0.35569
2979 | 669.5704 | 201.4 | 600 | 2400 | 7 | 96.86% | 100 | 144.2973 | 141.765 | 141.765 | 1 | 144.2973 | 100 | 209.7477 | 197.7852 | 197.7852 | 197.7852 | 11.9625 | 209.7477 | 43.6252 | 38.8284 | 38.8284 | 38.8284 | 4.7968 | 43.6252 | 1143.0758 | 1018.7842 | 1018.7842 | 1064.1015 | 78.9743 | 1097.7585 | 45.3173 | 45.3173 | 1143.0758 | 141.8788 | 115.5599 | 115.5599 | 115.5599 | 26.3188 | 141.8788 | 2728.9679 | 2728.9679 | 1075.4887 | 1075.4887 | 404.3702 | 404.3702 | 680.337 | 680.337 | 568.7721 | 568.7721 | 465127626.5428 | 884041093.9624 | 347803925.9713 | 55027353.5235 | 1752 | 32.275 | 602673.3647 | 35583.1786 | 44.7358 | 903.92 | 53 | 1824 | 2767.1539 | 456 | 114 | 0.35963
2980 | 721.0758 | 201.4 | 600 | 2400 | 7 | 97.29% | 100 | 148.197 | 145.8848 | 145.8848 | 1 | 148.197 | 100 | 222.9204 | 210.2052 | 210.2052 | 210.2052 | 12.7152 | 222.9204 | 43.6205 | 38.8237 | 38.8237 | 38.8237 | 4.7968 | 43.6205 | 1326.6529 | 1191.2082 | 1191.2082 | 1236.4879 | 90.165 | 1281.3732 | 45.2797 | 45.2797 | 1326.6529 | 140.5881 | 114.4628 | 114.4628 | 114.4628 | 26.1253 | 140.5881 | 2811.358 | 2811.358 | 1158.0787 | 1158.0787 | 404.3213 | 404.3213 | 680.2547 | 680.2547 | 568.7033 | 568.7033 | 470887371.5869 | 884041093.9624 | 349659375.5579 | 47412163.4651 | 1752 | 35.3215 | 522738.3759 | 30863.6387 | 38.8023 | 973.4523 | 53 | 1824 | 2767.1539 | 456 | 114 | 0.36154
2981 | 772.5812 | 201.4 | 600 | 2400 | 7 | 97.74% | 100 | 152.1444 | 149.2697 | 149.2697 | 1 | 152.1444 | 100 | 236.0507 | 222.5851 | 222.5851 | 222.5851 | 13.4656 | 236.0507 | 43.6161 | 38.8193 | 38.8193 | 38.8193 | 4.7968 | 43.6161 | 1552.6272 | 1403.3345 | 1403.3345 | 1448.6304 | 103.9968 | 1507.3313 | 45.2959 | 45.2959 | 1552.6272 | 139.5155 | 113.5567 | 113.5567 | 113.5567 | 25.9588 | 139.5155 | 2893.7492 | 2893.7492 | 1240.6576 | 1240.6576 | 404.2754 | 404.2754 | 680.1775 | 680.1775 | 568.6387 | 568.6387 | 476239969.3272 | 884041093.9624 | 352164809.2135 | 39554127.497 | 1752 | 38.0954 | 429533.0453 | 25360.5883 | 31.8837 | 1042.9846 | 53 | 1824 | 2767.1539 | 456 | 114 | 0.36411
2982 | 824.0866 | 201.4 | 600 | 2400 | 7 | 98.06% | 100 | 156.1403 | 153.3312 | 153.3312 | 1 | 156.1403 | 100 | 249.3092 | 235.0859 | 235.0859 | 235.0859 | 14.2234 | 249.3092 | 43.6119 | 38.8151 | 38.8151 | 38.8151 | 4.7968 | 43.6119 | 1798.3831 | 1634.1554 | 1634.1554 | 1679.3742 | 119.0089 | 1753.1643 | 45.2188 | 45.2188 | 1798.3831 | 138.7531 | 112.9023 | 112.9023 | 112.9023 | 25.8508 | 138.7531 | 2976.1415 | 2976.1415 | 1323.2266 | 1323.2266 | 404.2322 | 404.2322 | 680.1047 | 680.1047 | 568.5779 | 568.5779 | 480652154.7425 | 884041093.9624 | 353256694.3794 | 34050056.9157 | 1752 | 40.6986 | 373883.0956 | 22074.8912 | 27.7529 | 1112.5169 | 53 | 1824 | 2767.1539 | 456 | 114 | 0.36524
2983 | 875.592 | 201.4 | 600 | 2400 | 7 | 98.38% | 100 | 160.149 | 156.8953 | 156.8953 | 1 | 160.149 | 100 | 262.6377 | 247.6525 | 247.6525 | 247.6525 | 14.9852 | 262.6377 | 43.608 | 38.8112 | 38.8112 | 38.8112 | 4.7968 | 43.608 | 2118.6444 | 1934.9187 | 1934.9187 | 1980.0593 | 138.5851 | 2073.5038 | 45.1406 | 45.1406 | 2118.6444 | 137.8988 | 112.1744 | 112.1744 | 112.1744 | 25.7245 | 137.8988 | 3058.5346 | 3058.5346 | 1405.7865 | 1405.7865 | 404.1914 | 404.1914 | 680.0362 | 680.0362 | 568.5206 | 568.5206 | 484386637.8169 | 884041093.9624 | 355190584.4864 | 28381683.7343 | 1752 | 43.0812 | 307675.5901 | 18165.8525 | 22.8384 | 1182.0492 | 53 | 1824 | 2767.1539 | 456 | 114 | 0.36722
2984 | 927.0974 | 201.4 | 600 | 2400 | 7 | 98.6% | 100 | 164.205 | 160.9424 | 160.9424 | 1 | 164.205 | 100 | 276.1214 | 260.3655 | 260.3655 | 260.3655 | 15.7559 | 276.1214 | 43.6043 | 38.8075 | 38.8075 | 38.8075 | 4.7968 | 43.6043 | 2450.7799 | 2247.049 | 2247.049 | 2291.9554 | 158.8244 | 2405.8734 | 44.9064 | 44.9064 | 2450.7799 | 137.3611 | 111.7076 | 111.7076 | 111.7076 | 25.6536 | 137.3611 | 3140.9287 | 3140.9287 | 1488.338 | 1488.338 | 404.1529 | 404.1529 | 679.9714 | 679.9714 | 568.4664 | 568.4664 | 487573124.0409 | 884041093.9624 | 355944257.0056 | 24441524.9911 | 1752 | 45.3174 | 263378.2068 | 15550.4363 | 19.5503 | 1251.5815 | 53 | 1824 | 2767.1539 | 456 | 114 | 0.368
2985 | 978.6028 | 201.4 | 600 | 2400 | 7 | 98.75% | 100 | 168.2997 | 165.5022 | 165.5022 | 1 | 168.2997 | 100 | 289.7112 | 273.1784 | 273.1784 | 273.1784 | 16.5328 | 289.7112 | 43.6008 | 38.804 | 38.804 | 38.804 | 4.7968 | 43.6008 | 2774.2908 | 2551.1885 | 2551.1885 | 2595.6873 | 178.6034 | 2729.7919 | 44.4989 | 44.4989 | 2774.2908 | 137.0816 | 111.4523 | 111.4523 | 111.4523 | 25.6293 | 137.0816 | 3223.3235 | 3223.3235 | 1570.8818 | 1570.8818 | 404.1164 | 404.1164 | 679.9101 | 679.9101 | 568.4152 | 568.4152 | 490197731.682 | 884041093.9624 | 355914194.0631 | 21846980.2926 | 1752 | 47.4093 | 229830.7584 | 13569.7202 | 17.0601 | 1321.1138 | 53 | 1824 | 2767.1539 | 456 | 114 | 0.36797
2986 | 1030.1083 | 201.4 | 600 | 2400 | 7 | 98.91% | 100 | 172.3982 | 169.4262 | 169.4262 | 1 | 172.3982 | 100 | 303.3401 | 286.0281 | 286.0281 | 286.0281 | 17.3119 | 303.3401 | 43.5975 | 38.8007 | 38.8007 | 38.8007 | 4.7968 | 43.5975 | 3146.1612 | 2901.4721 | 2901.4721 | 2944.779 | 201.3822 | 3102.8543 | 43.3069 | 43.3069 | 3146.1612 | 136.8141 | 111.2073 | 111.2073 | 111.2073 | 25.6068 | 136.8141 | 3305.719 | 3305.719 | 1653.4185 | 1653.4185 | 404.0819 | 404.0819 | 679.852 | 679.852 | 568.3666 | 568.3666 | 492716984.8824 | 884041093.9624 | 356136960.9714 | 19104960.1839 | 1752 | 49.3433 | 195101.0685 | 11519.2019 | 14.4821 | 1390.6462 | 53 | 1824 | 2767.1539 | 456 | 114 | 0.3682
2987 | 20.6022 | 250.8 | 600 | 2400 | 7 | 73.26% | 100 | 113.7859 | 113.6697 | 113.6697 | 1 | 113.7859 | 100 | 86.7979 | 81.858 | 81.858 | 81.858 | 4.9399 | 86.7979 | 45.6485 | 40.6392 | 40.6392 | 40.6392 | 5.0092 | 45.6485 | 209.759 | 129.9612 | 129.9612 | 185.3775 | 24.3815 | 154.3428 | 55.4163 | 55.4163 | 209.759 | 256.509 | 209.5709 | 209.5709 | 209.5709 | 46.9381 | 256.509 | 1789.7636 | 1789.7636 | 33.1662 | 33.1662 | 504.6853 | 504.6853 | 681.8637 | 681.8637 | 570.0484 | 570.0484 | 35735901.6636 | 1054175889.8504 | 193518906.7653 | 468569301.7207 | 1752 | 0.33442 | 6343866.7176 | 374556.0294 | 470.898 | 27.8129 | 66 | 1824 | 2767.1539 | 456 | 114 | 0.2013
2988 | 51.5054 | 250.8 | 600 | 2400 | 6 | 75.48% | 100 | 108.9666 | 108.7201 | 108.7201 | 1 | 108.9666 | 100 | 89.074 | 84.0055 | 84.0055 | 84.0055 | 5.0685 | 89.074 | 45.6532 | 40.6442 | 40.6442 | 40.6442 | 5.0089 | 45.6532 | 198.3877 | 121.0625 | 121.0625 | 175.0673 | 23.3203 | 144.3828 | 54.0049 | 54.0049 | 198.3877 | 272.5309 | 222.478 | 222.478 | 222.478 | 50.053 | 272.5309 | 1742.4234 | 1742.4234 | 82.9308 | 82.9308 | 504.7779 | 504.7779 | 584.5618 | 584.5618 | 570.153 | 570.153 | 86994896.9911 | 1054263274.1204 | 181195565.856 | 429546263.0324 | 1752 | 0.78028 | 5663396.0881 | 334379.5269 | 420.3874 | 69.5323 | 66 | 1824 | 2767.1539 | 456 | 114 | 0.18872
2989 | 154.5162 | 250.8 | 600 | 2400 | 6 | 83.01% | 100 | 111.4446 | 110.8959 | 110.8959 | 1 | 111.4446 | 100 | 101.8364 | 96.0384 | 96.0384 | 96.0384 | 5.798 | 101.8364 | 45.6354 | 40.6257 | 40.6257 | 40.6257 | 5.0097 | 45.6354 | 248.0493 | 171.3501 | 171.3501 | 222.459 | 25.5903 | 196.9404 | 51.1089 | 51.1089 | 248.0493 | 283.633 | 230.9926 | 230.9926 | 230.9926 | 52.6404 | 283.633 | 1907.1491 | 1907.1491 | 248.6442 | 248.6442 | 504.4774 | 504.4774 | 584.2138 | 584.2138 | 569.8136 | 569.8136 | 226466489.0845 | 1054090330.5066 | 173733849.6309 | 297709304.6708 | 1752 | 4.0892 | 3698441.7577 | 218364.244 | 274.5311 | 208.5969 | 66 | 1824 | 2767.1539 | 456 | 114 | 0.18106
2990 | 206.0217 | 250.8 | 600 | 2400 | 6 | 86.42% | 100 | 113.2144 | 112.5286 | 112.5286 | 1 | 113.2144 | 100 | 111.8914 | 105.5194 | 105.5194 | 105.5194 | 6.372 | 111.8914 | 45.6215 | 40.6122 | 40.6122 | 40.6122 | 5.0093 | 45.6215 | 290.2891 | 212.007 | 212.007 | 262.3618 | 27.9273 | 239.9343 | 50.3548 | 50.3548 | 290.2891 | 264.6357 | 215.2903 | 215.2903 | 215.2903 | 49.3453 | 264.6357 | 1989.5181 | 1989.5181 | 331.4402 | 331.4402 | 504.3475 | 504.3475 | 584.0634 | 584.0634 | 569.6669 | 569.6669 | 272982102.2827 | 1054265632.2934 | 186810565.8882 | 237941668.6123 | 1752 | 6.5943 | 2915401.949 | 172131.8285 | 216.407 | 278.1292 | 66 | 1824 | 2767.1539 | 456 | 114 | 0.19449
2991 | 257.5271 | 250.8 | 600 | 2400 | 6 | 89.34% | 100 | 115.4093 | 114.4655 | 114.4655 | 1 | 115.4093 | 100 | 123.6665 | 116.6224 | 116.6224 | 116.6224 | 7.0442 | 123.6665 | 45.6082 | 40.5994 | 40.5994 | 40.5994 | 5.0089 | 45.6082 | 348.4992 | 267.1924 | 267.1924 | 317.1203 | 31.3789 | 298.5713 | 49.9279 | 49.9279 | 348.4992 | 242.6592 | 197.2374 | 197.2374 | 197.2374 | 45.4219 | 242.6592 | 2071.8906 | 2071.8906 | 414.2028 | 414.2028 | 504.2289 | 504.2289 | 583.926 | 583.926 | 569.5329 | 569.5329 | 307648178.3862 | 1054279678.7928 | 203381614.4569 | 186690543.3108 | 1752 | 9.6851 | 2266567.0542 | 133823.1703 | 168.2447 | 347.6615 | 66 | 1824 | 2767.1539 | 456 | 114 | 0.21151
2992 | 309.0325 | 250.8 | 600 | 2400 | 6 | 91.7% | 100 | 118.2742 | 117.0708 | 117.0708 | 1 | 118.2742 | 100 | 136.3849 | 128.6147 | 128.6147 | 128.6147 | 7.7702 | 136.3849 | 45.5981 | 40.5894 | 40.5894 | 40.5894 | 5.0087 | 45.5981 | 425.3754 | 339.7085 | 339.7085 | 389.3703 | 36.0051 | 375.7136 | 49.6618 | 49.6618 | 425.3754 | 227.0375 | 184.8134 | 184.8134 | 184.8134 | 42.2242 | 227.0375 | 2154.266 | 2154.266 | 496.9361 | 496.9361 | 504.12 | 504.12 | 583.7999 | 583.7999 | 569.4099 | 569.4099 | 333350786.4987 | 1054324085.0404 | 218849246.3734 | 145475931.6615 | 1752 | 13.1666 | 1751394.2438 | 103406.2194 | 130.004 | 417.1938 | 66 | 1824 | 2767.1539 | 456 | 114 | 0.22739
2993 | 360.5379 | 250.8 | 600 | 2400 | 6 | 93.46% | 100 | 121.2628 | 119.8376 | 119.8376 | 1 | 121.2628 | 100 | 150.0406 | 141.4908 | 141.4908 | 141.4908 | 8.5498 | 150.0406 | 45.5862 | 40.5779 | 40.5779 | 40.5779 | 5.0083 | 45.5862 | 520.4353 | 428.9168 | 428.9168 | 478.7074 | 41.7279 | 470.6447 | 49.7906 | 49.7906 | 520.4353 | 214.2681 | 174.2858 | 174.2858 | 174.2858 | 39.9823 | 214.2681 | 2236.6441 | 2236.6441 | 579.6436 | 579.6436 | 504.0199 | 504.0199 | 583.6839 | 583.6839 | 569.2968 | 569.2968 | 352767928.7457 | 1054396570.0984 | 230281132.7635 | 114554368.3925 | 1752 | 16.9437 | 1382446.6398 | 81622.7306 | 102.6174 | 486.7262 | 66 | 1824 | 2767.1539 | 456 | 114 | 0.23914
2994 | 412.0433 | 250.8 | 600 | 2400 | 6 | 94.88% | 100 | 124.4456 | 122.7525 | 122.7525 | 1 | 124.4456 | 100 | 163.9649 | 154.6201 | 154.6201 | 154.6201 | 9.3449 | 163.9649 | 45.5785 | 40.5702 | 40.5702 | 40.5702 | 5.0083 | 45.5785 | 641.1911 | 542.9735 | 542.9735 | 592.0724 | 49.1187 | 592.0923 | 49.0988 | 49.0988 | 641.1911 | 204.888 | 166.5358 | 166.5358 | 166.5358 | 38.3521 | 204.888 | 2319.0245 | 2319.0245 | 662.3282 | 662.3282 | 503.9273 | 503.9273 | 583.5768 | 583.5768 | 569.1923 | 569.1923 | 367973520.3393 | 1054412075.9058 | 239917288.499 | 89697178.7876 | 1752.0001 | 20.672 | 1063801.3265 | 62809.2012 | 78.9648 | 556.2585 | 66 | 1824 | 2767.1539 | 456 | 114 | 0.24903
2995 | 463.5487 | 250.8 | 600 | 2400 | 6 | 95.89% | 100 | 127.9439 | 126.0964 | 126.0964 | 1 | 127.9439 | 100 | 178.4321 | 168.261 | 168.261 | 168.261 | 10.171 | 178.4321 | 45.5717 | 40.5635 | 40.5635 | 40.5635 | 5.0083 | 45.5717 | 779.9336 | 673.0879 | 673.0879 | 722.3826 | 57.551 | 730.6389 | 49.2947 | 49.2947 | 779.9336 | 198.9757 | 161.6231 | 161.6231 | 161.6231 | 37.3526 | 198.9757 | 2401.407 | 2401.407 | 744.9925 | 744.9925 | 503.8416 | 503.8416 | 583.4775 | 583.4775 | 569.0955 | 569.0955 | 379727849.8246 | 1054413428.7262 | 245791957.682 | 72066703.3871 | 1751.9999 | 24.3813 | 857738.6823 | 50642.8034 | 63.669 | 625.7908 | 66 | 1824 | 2767.1539 | 456 | 114 | 0.25507
2996 | 515.0541 | 250.8 | 600 | 2400 | 6 | 96.65% | 100 | 131.6081 | 129.5501 | 129.5501 | 1 | 131.6081 | 100 | 193.186 | 182.1724 | 182.1724 | 182.1724 | 11.0137 | 193.186 | 45.5646 | 40.5564 | 40.5564 | 40.5564 | 5.0082 | 45.5646 | 937.0989 | 820.6184 | 820.6184 | 870.0071 | 67.0918 | 887.7101 | 49.3888 | 49.3888 | 937.0989 | 195.1633 | 158.4294 | 158.4294 | 158.4294 | 36.7339 | 195.1633 | 2483.7914 | 2483.7914 | 827.6386 | 827.6386 | 503.762 | 503.762 | 583.3853 | 583.3853 | 569.0055 | 569.0055 | 389329975.8499 | 1054394510.4099 | 249575609.5567 | 58699904.1835 | 1752 | 27.9286 | 698105.9439 | 41217.7308 | 51.8196 | 695.3231 | 66 | 1824 | 2767.1539 | 456 | 114 | 0.25895
2997 | 566.5595 | 250.8 | 600 | 2400 | 6 | 97.29% | 100 | 135.3538 | 133.0758 | 133.0758 | 1 | 135.3538 | 100 | 208.1089 | 196.2428 | 196.2428 | 196.2428 | 11.8661 | 208.1089 | 45.5583 | 40.5501 | 40.5501 | 40.5501 | 5.0082 | 45.5583 | 1135.217 | 1006.9338 | 1006.9338 | 1056.0344 | 79.1826 | 1086.1164 | 49.1006 | 49.1006 | 1135.217 | 191.9123 | 155.7132 | 155.7132 | 155.7132 | 36.1991 | 191.9123 | 2566.1774 | 2566.1774 | 910.2684 | 910.2684 | 503.6878 | 503.6878 | 583.2994 | 583.2994 | 568.9218 | 568.9218 | 396899190.3434 | 1054430637.8942 | 253166698.1889 | 47503473.5735 | 1752 | 31.223 | 561067.8287 | 33126.695 | 41.6474 | 764.8554 | 66 | 1824 | 2767.1539 | 456 | 114 | 0.26264
2998 | 618.065 | 250.8 | 600 | 2400 | 7 | 97.73% | 100 | 144.4794 | 141.9809 | 141.9809 | 1 | 144.4794 | 100 | 223.3333 | 210.5957 | 210.5957 | 210.5957 | 12.7376 | 223.3333 | 45.5463 | 40.5382 | 40.5382 | 40.5382 | 5.0081 | 45.5463 | 1568.1463 | 1413.715 | 1413.715 | 1462.5234 | 105.6229 | 1519.3379 | 48.8084 | 48.8084 | 1568.1463 | 189.751 | 153.8866 | 153.8866 | 153.8866 | 35.8644 | 189.751 | 2745.3555 | 2745.3555 | 992.7344 | 992.7344 | 503.5429 | 503.5429 | 680.3202 | 680.3202 | 568.758 | 568.758 | 402924403.6095 | 1054428192.8077 | 254869831.4026 | 39777572.1803 | 1752 | 34.3365 | 470746.2361 | 27793.9069 | 34.943 | 834.3877 | 66 | 1824 | 2767.1539 | 456 | 114 | 0.26439
2999 | 669.5704 | 250.8 | 600 | 2400 | 7 | 98.07% | 100 | 148.4251 | 146.0062 | 146.0062 | 1 | 148.4251 | 100 | 238.8162 | 225.194 | 225.194 | 225.194 | 13.6222 | 238.8162 | 45.5411 | 40.533 | 40.533 | 40.533 | 5.0081 | 45.5411 | 1839.9688 | 1669.3432 | 1669.3432 | 1717.8069 | 122.1619 | 1791.5051 | 48.4637 | 48.4637 | 1839.9688 | 188.3961 | 152.7264 | 152.7264 | 152.7264 | 35.6697 | 188.3961 | 2827.7458 | 2827.7458 | 1075.3339 | 1075.3339 | 503.4828 | 503.4828 | 680.239 | 680.239 | 568.6902 | 568.6902 | 407932955.0574 | 1054425739.9803 | 255858429.7795 | 33782875.1828 | 1752 | 37.2276 | 393269.3912 | 23219.5013 | 29.1919 | 903.92 | 66 | 1824 | 2767.1539 | 456 | 114 | 0.26541
3000 | 721.0758 | 250.8 | 600 | 2400 | 7 | 98.4% | 100 | 152.4078 | 149.279 | 149.279 | 1 | 152.4078 | 100 | 254.3571 | 239.847 | 239.847 | 239.847 | 14.5102 | 254.3571 | 45.5363 | 40.5282 | 40.5282 | 40.5282 | 5.0081 | 45.5363 | 2161.03 | 1971.4149 | 1971.4149 | 2019.2652 | 141.7648 | 2113.1797 | 47.8503 | 47.8503 | 2161.03 | 187.2737 | 151.7585 | 151.7585 | 151.7585 | 35.5152 | 187.2737 | 2910.1372 | 2910.1372 | 1157.9219 | 1157.9219 | 503.4263 | 503.4263 | 680.1627 | 680.1627 | 568.6264 | 568.6264 | 412293785.1673 | 1054427515.79 | 257298037.2802 | 27980667.3421 | 1752 | 39.8808 | 320668.2683 | 18932.9692 | 23.8028 | 973.4523 | 66 | 1824 | 2767.1539 | 456 | 114 | 0.26689
3001 | 772.5812 | 250.8 | 600 | 2400 | 7 | 98.64% | 100 | 156.4326 | 153.6411 | 153.6411 | 1 | 156.4326 | 100 | 269.8941 | 254.4961 | 254.4961 | 254.4961 | 15.398 | 269.8941 | 45.532 | 40.5239 | 40.5239 | 40.5239 | 5.0081 | 45.532 | 2545.4077 | 2332.7651 | 2332.7651 | 2380.1499 | 165.2577 | 2498.0228 | 47.3848 | 47.3848 | 2545.4077 | 186.4184 | 151.0169 | 151.0169 | 151.0169 | 35.4015 | 186.4184 | 2992.5297 | 2992.5297 | 1240.4995 | 1240.4995 | 503.3731 | 503.3731 | 680.0908 | 680.0908 | 568.5663 | 568.5663 | 416032532.3306 | 1054426252.2835 | 257632673.9771 | 23908541.4088 | 1752 | 42.3663 | 272680.4411 | 16099.661 | 20.2408 | 1042.9846 | 66 | 1824 | 2767.1539 | 456 | 114 | 0.26723
3002 | 824.0866 | 250.8 | 600 | 2400 | 7 | 98.87% | 100 | 160.5078 | 156.7638 | 156.7638 | 1 | 160.5078 | 100 | 285.5099 | 269.2194 | 269.2194 | 269.2194 | 16.2905 | 285.5099 | 45.5275 | 40.5195 | 40.5195 | 40.5195 | 5.008 | 45.5275 | 2965.3707 | 2726.8639 | 2726.8639 | 2774.3857 | 190.9851 | 2917.849 | 47.5217 | 47.5217 | 2965.3707 | 185.9353 | 150.5822 | 150.5822 | 150.5822 | 35.3531 | 185.9353 | 3074.923 | 3074.923 | 1323.0675 | 1323.0675 | 503.3229 | 503.3229 | 680.023 | 680.023 | 568.5096 | 568.5096 | 419332899.4968 | 1054448336.446 | 258362400.0952 | 19856363.962 | 1752 | 44.6534 | 227498.406 | 13432.0129 | 16.8869 | 1112.5169 | 66 | 1824 | 2767.1539 | 456 | 114 | 0.26798
3003 | 875.592 | 250.8 | 600 | 2400 | 7 | 99% | 100 | 164.6061 | 161.6526 | 161.6526 | 1 | 164.6061 | 100 | 301.1669 | 283.9816 | 283.9816 | 283.9816 | 17.1854 | 301.1669 | 45.5234 | 40.5154 | 40.5154 | 40.5154 | 5.008 | 45.5234 | 3428.0723 | 3161.3663 | 3161.3663 | 3208.7984 | 219.2739 | 3380.6402 | 47.4321 | 47.4321 | 3428.0723 | 185.6775 | 150.3337 | 150.3337 | 150.3337 | 35.3439 | 185.6775 | 3157.3172 | 3157.3172 | 1405.6268 | 1405.6268 | 503.2755 | 503.2755 | 679.9589 | 679.9589 | 568.456 | 568.456 | 422109617.3915 | 1054448336.446 | 257879565.011 | 17562481.1516 | 1752 | 46.7971 | 200914.7612 | 11862.4553 | 14.9137 | 1182.0492 | 66 | 1824 | 2767.1539 | 456 | 114 | 0.26748
3004 | 927.0974 | 250.8 | 600 | 2400 | 7 | 99.14% | 100 | 168.7249 | 165.2658 | 165.2658 | 1 | 168.7249 | 100 | 316.9412 | 298.8542 | 298.8542 | 298.8542 | 18.087 | 316.9412 | 45.5197 | 40.5117 | 40.5117 | 40.5117 | 5.008 | 45.5197 | 3903.9686 | 3608.5938 | 3608.5938 | 3655.6288 | 248.3397 | 3856.9335 | 47.035 | 47.035 | 3903.9686 | 185.5815 | 150.2163 | 150.2163 | 150.2163 | 35.3652 | 185.5815 | 3239.7122 | 3239.7122 | 1488.178 | 1488.178 | 503.2306 | 503.2306 | 679.8983 | 679.8983 | 568.4053 | 568.4053 | 424450562.0368 | 1054448336.446 | 257949598.8426 | 15151502.6747 | 1752 | 48.7792 | 169901.4913 | 10031.3627 | 12.6116 | 1251.5815 | 66 | 1824 | 2767.1539 | 456 | 114 | 0.26756
3005 | 978.6028 | 250.8 | 600 | 2400 | 7 | 99.24% | 100 | 172.8549 | 169.2909 | 169.2909 | 1 | 172.8549 | 100 | 332.822 | 313.8272 | 313.8272 | 313.8272 | 18.9948 | 332.822 | 45.5162 | 40.5082 | 40.5082 | 40.5082 | 5.008 | 45.5162 | 4412.2954 | 4086.7897 | 4086.7897 | 4132.8941 | 279.4013 | 4366.191 | 46.1044 | 46.1044 | 4412.2954 | 185.5133 | 150.1221 | 150.1221 | 150.1221 | 35.3912 | 185.5133 | 3322.1078 | 3322.1078 | 1570.7217 | 1570.7217 | 503.1881 | 503.1881 | 679.8408 | 679.8408 | 568.3573 | 568.3573 | 426440943.5811 | 1054448336.446 | 257772057.1527 | 13338662.8203 | 1752 | 50.6265 | 144645.9991 | 8540.2222 | 10.7369 | 1321.1138 | 66 | 1824 | 2767.1539 | 456 | 114 | 0.26737
3006 | 1030.1083 | 250.8 | 600 | 2400 | 7 | 99.31% | 100 | 176.9997 | 174.022 | 174.022 | 1 | 176.9997 | 100 | 348.7703 | 328.8638 | 328.8638 | 328.8638 | 19.9065 | 348.7703 | 45.5129 | 40.505 | 40.505 | 40.505 | 5.008 | 45.5129 | 4930.9504 | 4574.9169 | 4574.9169 | 4619.888 | 311.0624 | 4885.9793 | 44.9711 | 44.9711 | 4930.9504 | 185.53 | 150.0987 | 150.0987 | 150.0987 | 35.4313 | 185.53 | 3404.5042 | 3404.5042 | 1653.2586 | 1653.2586 | 503.1477 | 503.1477 | 679.7862 | 679.7862 | 568.3116 | 568.3116 | 428231908.579 | 1054448336.446 | 257187186.006 | 12132568.969 | 1752 | 52.3581 | 131869.4291 | 7785.865 | 9.7885 | 1390.6462 | 66 | 1824 | 2767.1539 | 456 | 114 | 0.26677
3007 | 20.6022 | 300.2 | 600 | 2400 | 7 | 79.69% | 100 | 114.5743 | 114.472 | 114.472 | 1 | 114.5743 | 100 | 90.4436 | 85.2946 | 85.2946 | 85.2946 | 5.1491 | 90.4436 | 50.5844 | 45.0317 | 45.0317 | 45.0317 | 5.5526 | 50.5844 | 253.7882 | 171.0933 | 171.0933 | 226.7287 | 27.0594 | 198.1527 | 55.6355 | 55.6355 | 253.7882 | 221.7358 | 181.0949 | 181.0949 | 181.0949 | 40.6409 | 221.7358 | 1888.5097 | 1888.5097 | 33.1546 | 33.1546 | 603.8814 | 603.8814 | 681.6248 | 681.6248 | 569.8488 | 569.8488 | 34292738.5881 | 1138357560.5313 | 223442592.3711 | 355907108.5095 | 1752 | 3.5471 | 4831747.029 | 285277.1129 | 358.6551 | 27.8129 | 79 | 1824 | 2767.1539 | 456 | 114 | 0.23212
3008 | 51.5054 | 300.2 | 600 | 2400 | 6 | 81.6% | 100 | 109.8393 | 109.5835 | 109.5835 | 1 | 109.8393 | 100 | 92.721 | 87.4431 | 87.4431 | 87.4431 | 5.2779 | 92.721 | 50.5906 | 45.0381 | 45.0381 | 45.0381 | 5.5525 | 50.5906 | 241.5875 | 161.2917 | 161.2917 | 215.5805 | 26.007 | 187.2987 | 54.2888 | 54.2888 | 241.5875 | 234.8178 | 191.2193 | 191.2193 | 191.2193 | 43.5986 | 234.8178 | 1841.1663 | 1841.1663 | 82.9 | 82.9 | 603.9798 | 603.9798 | 584.345 | 584.345 | 569.9415 | 569.9415 | 83554452.9207 | 1138376036.4082 | 207741154.4447 | 322328356.2264 | 1752 | 4.7188 | 4269915.6191 | 252105.3344 | 316.951 | 69.5323 | 79 | 1824 | 2767.1539 | 456 | 114 | 0.21599
3009 | 154.5162 | 300.2 | 600 | 2400 | 6 | 87.72% | 100 | 113.3696 | 112.6367 | 112.6367 | 1 | 113.3696 | 100 | 105.973 | 99.9378 | 99.9378 | 99.9378 | 6.0352 | 105.973 | 50.5683 | 45.0156 | 45.0156 | 45.0156 | 5.5527 | 50.5683 | 318.0319 | 236.6259 | 236.6259 | 288.0852 | 29.9467 | 266.5725 | 51.4594 | 51.4594 | 318.0319 | 266.7282 | 216.5631 | 216.5631 | 216.5631 | 50.1651 | 266.7282 | 2005.902 | 2005.902 | 248.5681 | 248.5681 | 603.6595 | 603.6595 | 584.0351 | 584.0351 | 569.6393 | 569.6393 | 217423245.7016 | 1138310924.5105 | 181062647.0119 | 215203249.6034 | 1752.0001 | 9.784 | 2698080.5159 | 159300.6868 | 200.2754 | 208.5969 | 79 | 1824 | 2767.1539 | 456 | 114 | 0.18859
3010 | 206.0217 | 300.2 | 600 | 2400 | 6 | 90.35% | 100 | 115.6714 | 114.7209 | 114.7209 | 1 | 115.6714 | 100 | 116.5693 | 109.9291 | 109.9291 | 109.9291 | 6.6402 | 116.5693 | 50.559 | 45.0062 | 45.0062 | 45.0062 | 5.5528 | 50.559 | 382.0812 | 297.3587 | 297.3587 | 348.4252 | 33.6561 | 331.0148 | 51.0665 | 51.0665 | 382.0812 | 264.4678 | 214.4127 | 214.4127 | 214.4127 | 50.0551 | 264.4678 | 2088.2751 | 2088.2751 | 331.3475 | 331.3475 | 603.5199 | 603.5199 | 583.9001 | 583.9001 | 569.5076 | 569.5076 | 262010007.3235 | 1138266258.1462 | 182700346.1284 | 169023390.1068 | 1752 | 12.8591 | 2085727.0556 | 123145.9738 | 154.8211 | 278.1292 | 79 | 1824 | 2767.1539 | 456 | 114 | 0.19027
3011 | 257.5271 | 300.2 | 600 | 2400 | 6 | 92.59% | 100 | 118.2773 | 117.0976 | 117.0976 | 1 | 118.2773 | 100 | 129.9473 | 122.5436 | 122.5436 | 122.5436 | 7.4037 | 129.9473 | 50.5432 | 44.9911 | 44.9911 | 44.9911 | 5.5521 | 50.5432 | 472.1415 | 382.5474 | 382.5474 | 433.1043 | 39.0371 | 421.5846 | 50.5569 | 50.5569 | 472.1415 | 252.2411 | 204.2894 | 204.2894 | 204.2894 | 47.9516 | 252.2411 | 2170.6511 | 2170.6511 | 414.0965 | 414.0965 | 603.3918 | 603.3918 | 583.7761 | 583.7761 | 569.3867 | 569.3867 | 292114754.7782 | 1138394517.6556 | 191594421.9963 | 129896307.0546 | 1752 | 16.1781 | 1596814.7733 | 94279.503 | 118.5297 | 347.6615 | 79 | 1824 | 2767.1539 | 456 | 114 | 0.19941
3012 | 309.0325 | 300.2 | 600 | 2400 | 6 | 94.25% | 100 | 121.2828 | 119.7713 | 119.7713 | 1 | 121.2828 | 100 | 145.0549 | 136.7889 | 136.7889 | 136.7889 | 8.266 | 145.0549 | 50.5341 | 44.9821 | 44.9821 | 44.9821 | 5.5521 | 50.5341 | 582.2898 | 486.5769 | 486.5769 | 536.653 | 45.6368 | 532.2137 | 50.0761 | 50.0761 | 582.2898 | 241.3864 | 195.3044 | 195.3044 | 195.3044 | 46.0821 | 241.3864 | 2253.0297 | 2253.0297 | 496.8186 | 496.8186 | 603.2738 | 603.2738 | 583.6619 | 583.6619 | 569.2753 | 569.2753 | 313036443.6128 | 1138398568.9686 | 199798953.3852 | 100766034.0334 | 1752 | 19.7205 | 1217234.6266 | 71868.2452 | 90.3539 | 417.1938 | 79 | 1824 | 2767.1539 | 456 | 114 | 0.20783
3013 | 360.5379 | 300.2 | 600 | 2400 | 6 | 95.54% | 100 | 124.8316 | 123.1546 | 123.1546 | 1 | 124.8316 | 100 | 160.5461 | 151.3958 | 151.3958 | 151.3958 | 9.1503 | 160.5461 | 50.5251 | 44.9731 | 44.9731 | 44.9731 | 5.552 | 50.5251 | 729.8702 | 625.6088 | 625.6088 | 675.3025 | 54.5677 | 680.1766 | 49.6936 | 49.6936 | 729.8702 | 234.6731 | 190.2085 | 190.2085 | 190.2085 | 44.4646 | 234.6731 | 2335.4105 | 2335.4105 | 579.5169 | 579.5169 | 603.1647 | 603.1647 | 583.5564 | 583.5564 | 569.1724 | 569.1724 | 329188138.3153 | 1138487298.5504 | 206231326.0353 | 78093237.099 | 1752 | 23.2819 | 928421.3361 | 54816.0648 | 68.9157 | 486.7262 | 79 | 1824 | 2767.1539 | 456 | 114 | 0.21444
3014 | 412.0433 | 300.2 | 600 | 2400 | 6 | 96.51% | 100 | 128.3327 | 126.3037 | 126.3037 | 1 | 128.3327 | 100 | 176.5036 | 166.4422 | 166.4422 | 166.4422 | 10.0614 | 176.5036 | 50.5163 | 44.9645 | 44.9645 | 44.9645 | 5.5518 | 50.5163 | 903.1503 | 788.9264 | 788.9264 | 838.0835 | 65.0668 | 853.9932 | 49.1571 | 49.1571 | 903.1503 | 228.9743 | 185.4543 | 185.4543 | 185.4543 | 43.5199 | 228.9743 | 2417.7934 | 2417.7934 | 662.1941 | 662.1941 | 603.0636 | 603.0636 | 583.4586 | 583.4586 | 569.077 | 569.077 | 341404789.5848 | 1138533356.6288 | 210927609.5249 | 61134244.2616 | 1752 | 26.7776 | 726967.1134 | 42921.7585 | 53.9619 | 556.2585 | 79 | 1824 | 2767.1539 | 456 | 114 | 0.21926
3015 | 463.5487 | 300.2 | 600 | 2400 | 6 | 97.14% | 100 | 132.0402 | 130.2737 | 130.2737 | 1 | 132.0402 | 100 | 193.0122 | 182.0082 | 182.0082 | 182.0082 | 11.0041 | 193.0122 | 50.5085 | 44.9567 | 44.9567 | 44.9567 | 5.5518 | 50.5085 | 1101.6341 | 975.3567 | 975.3567 | 1024.5134 | 77.1207 | 1052.4774 | 49.1566 | 49.1566 | 1101.6341 | 225.1766 | 182.2624 | 182.2624 | 182.2624 | 42.9143 | 225.1766 | 2500.1781 | 2500.1781 | 744.8523 | 744.8523 | 602.9697 | 602.9697 | 583.3677 | 583.3677 | 568.9884 | 568.9884 | 350503275.5998 | 1138506021.7292 | 212943148.9141 | 50047553.7568 | 1752 | 30.1905 | 597250.4195 | 35262.9958 | 44.3332 | 625.7908 | 79 | 1824 | 2767.1539 | 456 | 114 | 0.22133
3016 | 515.0541 | 300.2 | 600 | 2400 | 6 | 97.72% | 100 | 135.8549 | 133.4167 | 133.4167 | 1 | 135.8549 | 100 | 209.774 | 197.8127 | 197.8127 | 197.8127 | 11.9613 | 209.774 | 50.5028 | 44.951 | 44.951 | 44.951 | 5.5518 | 50.5028 | 1332.5182 | 1192.2371 | 1192.2371 | 1241.2549 | 91.2634 | 1283.5005 | 49.0177 | 49.0177 | 1332.5182 | 222.4503 | 179.9446 | 179.9446 | 179.9446 | 42.5056 | 222.4503 | 2582.5645 | 2582.5645 | 827.4935 | 827.4935 | 602.8821 | 602.8821 | 583.283 | 583.283 | 568.9058 | 568.9058 | 358073948.0413 | 1138519184.4383 | 215483457.466 | 39923410.0543 | 1752 | 33.3285 | 467883.787 | 27624.9015 | 34.7305 | 695.3231 | 79 | 1824 | 2767.1539 | 456 | 114 | 0.22394
3017 | 566.5595 | 300.2 | 600 | 2400 | 6 | 98.12% | 100 | 139.74 | 137.3657 | 137.3657 | 1 | 139.74 | 100 | 226.7067 | 213.7782 | 213.7782 | 213.7782 | 12.9285 | 226.7067 | 50.4963 | 44.9445 | 44.9445 | 44.9445 | 5.5518 | 50.4963 | 1610.0194 | 1453.5331 | 1453.5331 | 1501.8012 | 108.2182 | 1561.7513 | 48.2681 | 48.2681 | 1610.0194 | 220.3941 | 178.1968 | 178.1968 | 178.1968 | 42.1973 | 220.3941 | 2664.9523 | 2664.9523 | 910.1194 | 910.1194 | 602.8004 | 602.8004 | 583.2039 | 583.2039 | 568.8286 | 568.8286 | 363942192.6492 | 1138516053.7429 | 216678112.165 | 32863641.4429 | 1752 | 36.2773 | 385908.4387 | 22784.8943 | 28.6455 | 764.8554 | 79 | 1824 | 2767.1539 | 456 | 114 | 0.22517
3018 | 618.065 | 300.2 | 600 | 2400 | 7 | 98.45% | 100 | 148.9815 | 145.7876 | 145.7876 | 1 | 148.9815 | 100 | 243.791 | 229.8847 | 229.8847 | 229.8847 | 13.9062 | 243.791 | 50.4836 | 44.9319 | 44.9319 | 44.9319 | 5.5517 | 50.4836 | 2223.0194 | 2029.0809 | 2029.0809 | 2077.3521 | 145.6673 | 2174.7482 | 48.2712 | 48.2712 | 2223.0194 | 219.2028 | 177.1513 | 177.1513 | 177.1513 | 42.0515 | 219.2028 | 2844.1336 | 2844.1336 | 992.5932 | 992.5932 | 602.6399 | 602.6399 | 680.2234 | 680.2234 | 568.6772 | 568.6772 | 368803705.3724 | 1138523361.2499 | 217525203.2243 | 27147730.1534 | 1752 | 39.0101 | 315368.4516 | 18620.0562 | 23.4094 | 834.3877 | 79 | 1824 | 2767.1539 | 456 | 114 | 0.22604
3019 | 669.5704 | 300.2 | 600 | 2400 | 7 | 98.69% | 100 | 153.016 | 149.5805 | 149.5805 | 1 | 153.016 | 100 | 261.1181 | 246.2219 | 246.2219 | 246.2219 | 14.8962 | 261.1181 | 50.4784 | 44.9267 | 44.9267 | 44.9267 | 5.5517 | 50.4784 | 2604.0494 | 2386.6964 | 2386.6964 | 2435.1443 | 168.9051 | 2555.6015 | 48.4479 | 48.4479 | 2604.0494 | 218.4992 | 176.5117 | 176.5117 | 176.5117 | 41.9875 | 218.4992 | 2926.5253 | 2926.5253 | 1075.1901 | 1075.1901 | 602.5731 | 602.5731 | 680.148 | 680.148 | 568.6141 | 568.6141 | 372770122.0355 | 1138540672.6698 | 217773790.1512 | 22915415.1435 | 1752 | 41.5597 | 270106.4598 | 15947.6874 | 20.0497 | 903.92 | 79 | 1824 | 2767.1539 | 456 | 114 | 0.22629
3020 | 721.0758 | 300.2 | 600 | 2400 | 7 | 98.95% | 100 | 157.0667 | 152.3641 | 152.3641 | 1 | 157.0667 | 100 | 278.3637 | 262.4821 | 262.4821 | 262.4821 | 15.8816 | 278.3637 | 50.4735 | 44.9218 | 44.9218 | 44.9218 | 5.5517 | 50.4735 | 3096.5177 | 2849.4108 | 2849.4108 | 2897.4389 | 199.0788 | 3048.4895 | 48.0281 | 48.0281 | 3096.5177 | 217.8229 | 175.9106 | 175.9106 | 175.9106 | 41.9123 | 217.8229 | 3008.9179 | 3008.9179 | 1157.776 | 1157.776 | 602.5101 | 602.5101 | 680.077 | 680.077 | 568.5547 | 568.5547 | 376582833.2837 | 1138545009.6357 | 218442842.0257 | 18429315.0548 | 1752 | 43.8989 | 209421.5617 | 12364.7157 | 15.5451 | 973.4523 | 79 | 1824 | 2767.1539 | 456 | 114 | 0.22698
3021 | 772.5812 | 300.2 | 600 | 2400 | 7 | 99.11% | 100 | 161.1351 | 156.9677 | 156.9677 | 1 | 161.1351 | 100 | 295.5595 | 278.6953 | 278.6953 | 278.6953 | 16.8642 | 295.5595 | 50.4691 | 44.9174 | 44.9174 | 44.9174 | 5.5517 | 50.4691 | 3693.5394 | 3410.9035 | 3410.9035 | 3457.9833 | 235.5561 | 3646.4596 | 47.0798 | 47.0798 | 3693.5394 | 217.4012 | 175.5168 | 175.5168 | 175.5168 | 41.8844 | 217.4012 | 3091.3114 | 3091.3114 | 1240.352 | 1240.352 | 602.4507 | 602.4507 | 680.0099 | 680.0099 | 568.4987 | 568.4987 | 379707123.2265 | 1138545009.6357 | 218068699.2979 | 15679167.8399 | 1752 | 46.0898 | 177081.7852 | 10455.3033 | 13.1446 | 1042.9846 | 79 | 1824 | 2767.1539 | 456 | 114 | 0.2266
3022 | 824.0866 | 300.2 | 600 | 2400 | 7 | 99.21% | 100 | 165.2453 | 162.0371 | 162.0371 | 1 | 165.2453 | 100 | 312.9661 | 295.1072 | 295.1072 | 295.1072 | 17.859 | 312.9661 | 50.4649 | 44.9132 | 44.9132 | 44.9132 | 5.5517 | 50.4649 | 4294.9643 | 3975.9684 | 3975.9684 | 4022.7121 | 272.2522 | 4248.2206 | 46.7437 | 46.7437 | 4294.9643 | 217.3237 | 175.3996 | 175.3996 | 175.3996 | 41.9241 | 217.3237 | 3173.7057 | 3173.7057 | 1322.9189 | 1322.9189 | 602.3946 | 602.3946 | 679.9466 | 679.9466 | 568.4457 | 568.4457 | 382120730.1943 | 1138545009.6357 | 217461676.0056 | 13872535.3409 | 1752 | 48.137 | 157444.0207 | 9295.8459 | 11.6869 | 1112.5169 | 79 | 1824 | 2767.1539 | 456 | 114 | 0.22597
3023 | 875.592 | 300.2 | 600 | 2400 | 7 | 99.3% | 100 | 169.3821 | 166.0994 | 166.0994 | 1 | 169.3821 | 100 | 330.5327 | 311.6698 | 311.6698 | 311.6698 | 18.8629 | 330.5327 | 50.4609 | 44.9092 | 44.9092 | 44.9092 | 5.5517 | 50.4609 | 4843.9001 | 4492.3355 | 4492.3355 | 4538.0891 | 305.8111 | 4798.1466 | 45.7536 | 45.7536 | 4843.9001 | 217.5754 | 175.5538 | 175.5538 | 175.5538 | 42.0216 | 217.5754 | 3256.1009 | 3256.1009 | 1405.4773 | 1405.4773 | 602.3414 | 602.3414 | 679.8866 | 679.8866 | 568.3955 | 568.3955 | 384251524.6719 | 1138542009.2475 | 216955522.2569 | 12250943.8237 | 1752 | 50.0348 | 132473.9741 | 7821.5587 | 9.8334 | 1182.0492 | 79 | 1824 | 2767.1539 | 456 | 114 | 0.22545
3024 | 927.0974 | 300.2 | 600 | 2400 | 7 | 99.36% | 100 | 173.5425 | 170.3231 | 170.3231 | 1 | 173.5425 | 100 | 348.2232 | 328.3492 | 328.3492 | 328.3492 | 19.8741 | 348.2232 | 50.4572 | 44.9055 | 44.9055 | 44.9055 | 5.5517 | 50.4572 | 5327.2457 | 4947.1806 | 4947.1806 | 4991.8876 | 335.3581 | 5282.5386 | 44.707 | 44.707 | 5327.2457 | 218.0152 | 175.8674 | 175.8674 | 175.8674 | 42.1479 | 218.0152 | 3338.4967 | 3338.4967 | 1488.0279 | 1488.0279 | 602.291 | 602.291 | 679.8297 | 679.8297 | 568.348 | 568.348 | 386015096.4043 | 1138545009.6357 | 216292733.7848 | 11147160.1751 | 1752 | 51.8082 | 118305.2013 | 6985.0027 | 8.7817 | 1251.5815 | 79 | 1824 | 2767.1539 | 456 | 114 | 0.22477
3025 | 978.6028 | 300.2 | 600 | 2400 | 7 | 99.42% | 100 | 177.712 | 174.5635 | 174.5635 | 1 | 177.712 | 100 | 365.9656 | 345.0774 | 345.0774 | 345.0774 | 20.8883 | 365.9656 | 50.4536 | 44.9019 | 44.9019 | 44.9019 | 5.5517 | 50.4536 | 5871.5982 | 5459.2097 | 5459.2097 | 5502.9836 | 368.6146 | 5827.8243 | 43.7739 | 43.7739 | 5871.5982 | 218.3421 | 176.0959 | 176.0959 | 176.0959 | 42.2462 | 218.3421 | 3420.8931 | 3420.8931 | 1570.5714 | 1570.5714 | 602.2432 | 602.2432 | 679.7757 | 679.7757 | 568.3028 | 568.3028 | 387563164.6018 | 1138545009.6357 | 215767566.6391 | 10124259.1234 | 1752 | 53.4615 | 107130.6998 | 6325.2353 | 7.9522 | 1321.1138 | 79 | 1824 | 2767.1539 | 456 | 114 | 0.22423
3026 | 1030.1083 | 300.2 | 600 | 2400 | 7 | 99.47% | 100 | 181.8963 | 178.9734 | 178.9734 | 1 | 181.8963 | 100 | 383.7228 | 361.8194 | 361.8194 | 361.8194 | 21.9033 | 383.7228 | 50.4502 | 44.8985 | 44.8985 | 44.8985 | 5.5517 | 50.4502 | 6387.7942 | 5944.0116 | 5944.0116 | 5987.6444 | 400.1498 | 6344.1615 | 43.6328 | 43.6328 | 6387.7942 | 218.7528 | 176.3929 | 176.3929 | 176.3929 | 42.3599 | 218.7528 | 3503.2902 | 3503.2902 | 1653.1082 | 1653.1082 | 602.1977 | 602.1977 | 679.7244 | 679.7244 | 568.2599 | 568.2599 | 389041728.0369 | 1138545009.6357 | 215052575.513 | 9360686.8144 | 1752 | 55.0097 | 100999.3277 | 5963.2254 | 7.4971 | 1390.6462 | 79 | 1824 | 2767.1539 | 456 | 114 | 0.2235
3027 | 20.6022 | 353.4 | 600 | 2400 | 7 | 84.44% | 100 | 116.6409 | 116.558 | 116.558 | 1 | 116.6409 | 100 | 94.5293 | 89.1459 | 89.1459 | 89.1459 | 5.3834 | 94.5293 | 56.5543 | 50.3445 | 50.3445 | 50.3445 | 6.2098 | 56.5543 | 308.9369 | 223.3331 | 223.3331 | 278.6547 | 30.2822 | 253.6152 | 55.3217 | 55.3217 | 308.9369 | 197.8209 | 161.2405 | 161.2405 | 161.2405 | 36.5803 | 197.8209 | 1994.8581 | 1994.8581 | 33.1435 | 33.1435 | 710.6602 | 710.6602 | 681.3965 | 681.3965 | 569.6579 | 569.6579 | 32805714.2876 | 1198261254.9289 | 248333404.6638 | 272599635.6874 | 1752 | 9.16 | 3683469.5601 | 217480.2521 | 273.4197 | 27.8129 | 93 | 1824 | 2767.1539 | 456 | 114 | 0.25768
3028 | 51.5054 | 353.4 | 600 | 2400 | 6 | 86.05% | 100 | 112.4367 | 112.1845 | 112.1845 | 1 | 112.4367 | 100 | 97.1438 | 91.6123 | 91.6123 | 91.6123 | 5.5315 | 97.1438 | 56.5621 | 50.3523 | 50.3523 | 50.3523 | 6.2099 | 56.5621 | 295.6549 | 212.6116 | 212.6116 | 266.4898 | 29.1651 | 241.7767 | 53.8782 | 53.8782 | 295.6549 | 212.3966 | 172.9582 | 172.9582 | 172.9582 | 39.4385 | 212.3966 | 1947.5119 | 1947.5119 | 82.8707 | 82.8707 | 710.7628 | 710.7628 | 584.1384 | 584.1384 | 569.74 | 569.74 | 79739459.0194 | 1198234701.2482 | 229667958.9542 | 244357880.7782 | 1752 | 10.6909 | 3208511.7989 | 189437.6873 | 238.1642 | 69.5323 | 93 | 1824 | 2767.1539 | 456 | 114 | 0.23851
3029 | 154.5162 | 353.4 | 600 | 2400 | 6 | 91.07% | 100 | 116.6037 | 115.676 | 115.676 | 1 | 116.6037 | 100 | 110.3274 | 104.0424 | 104.0424 | 104.0424 | 6.285 | 110.3274 | 56.537 | 50.3273 | 50.3273 | 50.3273 | 6.2097 | 56.537 | 410.0065 | 323.5501 | 323.5501 | 374.5893 | 35.4171 | 358.9673 | 51.0392 | 51.0392 | 410.0065 | 253.261 | 205.1518 | 205.1518 | 205.1518 | 48.1092 | 253.261 | 2112.2566 | 2112.2566 | 248.4948 | 248.4948 | 710.4276 | 710.4276 | 583.8629 | 583.8629 | 569.4713 | 569.4713 | 208806498.0005 | 1198281964.6416 | 188432080.4463 | 156479456.9116 | 1752 | 16.5002 | 1937829.6845 | 114413.7833 | 143.8429 | 208.5969 | 93 | 1824 | 2767.1539 | 456 | 114 | 0.19616
3030 | 206.0217 | 353.4 | 600 | 2400 | 6 | 93.06% | 100 | 119.3327 | 118.1499 | 118.1499 | 1 | 119.3327 | 100 | 121.8391 | 114.897 | 114.897 | 114.897 | 6.9421 | 121.8391 | 56.5269 | 50.3172 | 50.3172 | 50.3172 | 6.2097 | 56.5269 | 503.0815 | 411.669 | 411.669 | 462.1804 | 40.9011 | 452.5701 | 50.5114 | 50.5114 | 503.0815 | 262.0136 | 211.9434 | 211.9434 | 211.9434 | 50.0702 | 262.0136 | 2194.6334 | 2194.6334 | 331.2578 | 331.2578 | 710.2804 | 710.2804 | 583.7419 | 583.7419 | 569.3533 | 569.3533 | 250503112.6129 | 1198290409.7039 | 181673690.7345 | 121532786.9487 | 1752 | 19.7613 | 1494342.1431 | 88229.2905 | 110.9233 | 278.1292 | 93 | 1824 | 2767.1539 | 456 | 114 | 0.18922
3031 | 257.5271 | 353.4 | 600 | 2400 | 6 | 94.67% | 100 | 122.298 | 120.9526 | 120.9526 | 1 | 122.298 | 100 | 136.9146 | 129.1121 | 129.1121 | 129.1121 | 7.8025 | 136.9146 | 56.5154 | 50.3059 | 50.3059 | 50.3059 | 6.2095 | 56.5154 | 628.9939 | 530.9702 | 530.9702 | 580.5483 | 48.4456 | 579.4159 | 49.5781 | 49.5781 | 628.9939 | 259.0658 | 209.2715 | 209.2715 | 209.2715 | 49.7943 | 259.0658 | 2277.0127 | 2277.0127 | 413.9931 | 413.9931 | 710.1446 | 710.1446 | 583.6304 | 583.6304 | 569.2445 | 569.2445 | 276642062.9269 | 1198338675.7991 | 183644913.5697 | 93374361.4954 | 1752 | 23.0578 | 1119123.448 | 66075.5425 | 83.0713 | 347.6615 | 93 | 1824 | 2767.1539 | 456 | 114 | 0.19124
3032 | 309.0325 | 353.4 | 600 | 2400 | 6 | 95.91% | 100 | 125.6111 | 123.8195 | 123.8195 | 1 | 125.6111 | 100 | 153.6698 | 144.911 | 144.911 | 144.911 | 8.7588 | 153.6698 | 56.5035 | 50.2943 | 50.2943 | 50.2943 | 6.2092 | 56.5035 | 787.5221 | 680.2907 | 680.2907 | 729.5101 | 58.012 | 738.3027 | 49.2194 | 49.2194 | 787.5221 | 254.1059 | 205.0459 | 205.0459 | 205.0459 | 49.06 | 254.1059 | 2359.3942 | 2359.3942 | 496.7039 | 496.7039 | 710.0191 | 710.0191 | 583.5272 | 583.5272 | 569.1439 | 569.1439 | 295058077.4989 | 1198393081.8328 | 186976023.8189 | 71572816.8495 | 1752 | 26.3872 | 853349.708 | 50383.6686 | 63.3432 | 417.1938 | 93 | 1824 | 2767.1539 | 456 | 114 | 0.19466
3033 | 360.5379 | 353.4 | 600 | 2400 | 5 | 96.81% | 100 | 123.857 | 122.3329 | 122.3329 | 1 | 123.857 | 100 | 171.0689 | 161.3187 | 161.3187 | 161.3187 | 9.7502 | 171.0689 | 56.5039 | 50.2948 | 50.2948 | 50.2948 | 6.2091 | 56.5039 | 833.5015 | 724.1552 | 724.1552 | 772.7731 | 60.7284 | 784.8836 | 48.6179 | 48.6179 | 833.5015 | 249.5968 | 201.2259 | 201.2259 | 201.2259 | 48.371 | 249.5968 | 2344.9938 | 2344.9938 | 579.5053 | 579.5053 | 710.0404 | 710.0404 | 486.2872 | 486.2872 | 569.161 | 569.161 | 308269277.2218 | 1198417707.6179 | 189400987.3788 | 55912027.7815 | 1752 | 29.6616 | 654992.1041 | 38672.1936 | 48.6193 | 486.7262 | 93 | 1824 | 2767.1539 | 456 | 114 | 0.19715
3034 | 412.0433 | 353.4 | 600 | 2400 | 5 | 97.47% | 100 | 127.5578 | 125.7822 | 125.7822 | 1 | 127.5578 | 100 | 189.2383 | 178.4508 | 178.4508 | 178.4508 | 10.7875 | 189.2383 | 56.4957 | 50.2866 | 50.2866 | 50.2866 | 6.2091 | 56.4957 | 1025.4293 | 905.2258 | 905.2258 | 953.0948 | 72.3345 | 977.5603 | 47.869 | 47.869 | 1025.4293 | 246.2387 | 198.3668 | 198.3668 | 198.3668 | 47.8719 | 246.2387 | 2427.3769 | 2427.3769 | 662.1817 | 662.1817 | 709.9224 | 709.9224 | 486.2064 | 486.2064 | 569.0664 | 569.0664 | 318003247.2385 | 1198403129.8715 | 191348939.6516 | 44244683.2385 | 1752 | 32.7842 | 513129.6842 | 30296.3201 | 38.089 | 556.2585 | 93 | 1824 | 2767.1539 | 456 | 114 | 0.19915
3035 | 463.5487 | 353.4 | 600 | 2400 | 6 | 97.92% | 100 | 136.6874 | 134.5677 | 134.5677 | 1 | 136.6874 | 100 | 207.7029 | 195.8592 | 195.8592 | 195.8592 | 11.8437 | 207.7029 | 56.4788 | 50.2698 | 50.2698 | 50.2698 | 6.209 | 56.4788 | 1471.8377 | 1324.7425 | 1324.7425 | 1372.2507 | 99.587 | 1424.3295 | 47.5082 | 47.5082 | 1471.8377 | 244.5452 | 196.8904 | 196.8904 | 196.8904 | 47.6547 | 244.5452 | 2606.5496 | 2606.5496 | 744.714 | 744.714 | 709.6933 | 709.6933 | 583.2595 | 583.2595 | 568.8828 | 568.8828 | 325352103.2991 | 1198420655.4943 | 191814684.3905 | 36412558.4061 | 1752 | 35.7636 | 420334.5166 | 24817.4866 | 31.201 | 625.7908 | 93 | 1824 | 2767.1539 | 456 | 114 | 0.19963
3036 | 515.0541 | 353.4 | 600 | 2400 | 5 | 98.34% | 100 | 135.352 | 133.0838 | 133.0838 | 1 | 135.352 | 100 | 226.2459 | 213.3451 | 213.3451 | 213.3451 | 12.9008 | 226.2459 | 56.4801 | 50.271 | 50.271 | 50.271 | 6.209 | 56.4801 | 1495.3274 | 1346.9237 | 1346.9237 | 1394.2944 | 101.033 | 1447.9567 | 47.3707 | 47.3707 | 1495.3274 | 243.2295 | 195.7294 | 195.7294 | 195.7294 | 47.5001 | 243.2295 | 2592.1484 | 2592.1484 | 827.4801 | 827.4801 | 709.7105 | 709.7105 | 486.0613 | 486.0613 | 568.8965 | 568.8965 | 331682784.4868 | 1198423682.7581 | 192772059.1641 | 29121473.5909 | 1752 | 38.5065 | 332526.995 | 19633.1349 | 24.6831 | 695.3231 | 93 | 1824 | 2767.1539 | 456 | 114 | 0.20062
3037 | 566.5595 | 353.4 | 600 | 2400 | 6 | 98.62% | 100 | 144.6179 | 141.7898 | 141.7898 | 1 | 144.6179 | 100 | 244.8634 | 230.8974 | 230.8974 | 230.8974 | 13.9661 | 244.8634 | 56.4651 | 50.2562 | 50.2562 | 50.2562 | 6.2089 | 56.4651 | 2135.3583 | 1947.6997 | 1947.6997 | 1995.2216 | 140.1366 | 2087.8363 | 47.522 | 47.522 | 2135.3583 | 242.5472 | 195.092 | 195.092 | 195.092 | 47.4552 | 242.5472 | 2771.3273 | 2771.3273 | 909.9715 | 909.9715 | 709.5104 | 709.5104 | 583.1092 | 583.1092 | 568.7362 | 568.7362 | 336740999.1299 | 1198429237.9966 | 192686149.6556 | 24143613.218 | 1752 | 41.0807 | 278759.94 | 16458.6081 | 20.692 | 764.8554 | 93 | 1824 | 2767.1539 | 456 | 114 | 0.20053
3038 | 618.065 | 353.4 | 600 | 2400 | 7 | 98.84% | 100 | 153.9305 | 150.6082 | 150.6082 | 1 | 153.9305 | 100 | 263.6974 | 248.6536 | 248.6536 | 248.6536 | 15.0438 | 263.6974 | 56.4526 | 50.2437 | 50.2437 | 50.2437 | 6.2089 | 56.4526 | 2930.2599 | 2693.9965 | 2693.9965 | 2741.5333 | 188.7266 | 2882.7231 | 47.5368 | 47.5368 | 2930.2599 | 242.2343 | 194.7601 | 194.7601 | 194.7601 | 47.4742 | 242.2343 | 2950.5118 | 2950.5118 | 992.4523 | 992.4523 | 709.3361 | 709.3361 | 680.1269 | 680.1269 | 568.5965 | 568.5965 | 340720581.6209 | 1198442436.8255 | 192447732.425 | 20389249.1286 | 1752 | 43.4777 | 234725.7395 | 13858.7308 | 17.4234 | 834.3877 | 93 | 1824 | 2767.1539 | 456 | 114 | 0.20028
3039 | 669.5704 | 353.4 | 600 | 2400 | 7 | 99.04% | 100 | 158.0008 | 154.1097 | 154.1097 | 1 | 158.0008 | 100 | 282.6347 | 266.509 | 266.509 | 266.509 | 16.1257 | 282.6347 | 56.4466 | 50.2378 | 50.2378 | 50.2378 | 6.2088 | 56.4466 | 3469.9117 | 3201.2209 | 3201.2209 | 3248.1338 | 221.7779 | 3422.9988 | 46.9129 | 46.9129 | 3469.9117 | 241.9683 | 194.4821 | 194.4821 | 194.4821 | 47.4862 | 241.9683 | 3032.9047 | 3032.9047 | 1075.0463 | 1075.0463 | 709.2633 | 709.2633 | 680.0571 | 680.0571 | 568.5381 | 568.5381 | 344282610.8978 | 1198457266.9997 | 192403932.8039 | 16856189.2986 | 1752 | 45.6875 | 191208.1152 | 11289.3533 | 14.1932 | 903.92 | 93 | 1824 | 2767.1539 | 456 | 114 | 0.20024
3040 | 721.0758 | 353.4 | 600 | 2400 | 7 | 99.19% | 100 | 162.0956 | 158.3571 | 158.3571 | 1 | 162.0956 | 100 | 301.4702 | 284.2683 | 284.2683 | 284.2683 | 17.2019 | 301.4702 | 56.4417 | 50.2329 | 50.2329 | 50.2329 | 6.2088 | 56.4417 | 4151.0972 | 3840.7071 | 3840.7071 | 3887.6389 | 263.4583 | 4104.1654 | 46.9319 | 46.9319 | 4151.0972 | 241.7937 | 194.2814 | 194.2814 | 194.2814 | 47.5124 | 241.7937 | 3115.2985 | 3115.2985 | 1157.6299 | 1157.6299 | 709.1945 | 709.1945 | 679.9911 | 679.9911 | 568.483 | 568.483 | 347477511.9791 | 1198449699.5756 | 191948047.4643 | 14124740.9809 | 1752 | 47.7502 | 162318.1803 | 9583.6271 | 12.0487 | 973.4523 | 93 | 1824 | 2767.1539 | 456 | 114 | 0.19977
3041 | 772.5812 | 353.4 | 600 | 2400 | 7 | 99.34% | 100 | 166.2173 | 161.1425 | 161.1425 | 1 | 166.2173 | 100 | 320.383 | 302.1004 | 302.1004 | 302.1004 | 18.2827 | 320.383 | 56.4372 | 50.2284 | 50.2284 | 50.2284 | 6.2088 | 56.4372 | 4849.2407 | 4496.5527 | 4496.5527 | 4542.9529 | 306.2879 | 4802.8406 | 46.4002 | 46.4002 | 4849.2407 | 242.11 | 194.4773 | 194.4773 | 194.4773 | 47.6327 | 242.11 | 3197.6931 | 3197.6931 | 1240.204 | 1240.204 | 709.1295 | 709.1295 | 679.9288 | 679.9288 | 568.4308 | 568.4308 | 350142517.2684 | 1198457266.9997 | 191840073.6237 | 11560142.1082 | 1752 | 49.6602 | 123749.1248 | 7306.4241 | 9.1858 | 1042.9846 | 93 | 1824 | 2767.1539 | 456 | 114 | 0.19966
3042 | 824.0866 | 353.4 | 600 | 2400 | 7 | 99.4% | 100 | 170.3536 | 166.9912 | 166.9912 | 1 | 170.3536 | 100 | 339.4653 | 320.0921 | 320.0921 | 320.0921 | 19.3732 | 339.4653 | 56.4326 | 50.2237 | 50.2237 | 50.2237 | 6.2088 | 56.4326 | 5619.9414 | 5221.907 | 5221.907 | 5266.5453 | 353.3961 | 5575.3031 | 44.6382 | 44.6382 | 5619.9414 | 242.4462 | 194.7047 | 194.7047 | 194.7047 | 47.7414 | 242.4462 | 3280.0884 | 3280.0884 | 1322.7693 | 1322.7693 | 709.0679 | 709.0679 | 679.8697 | 679.8697 | 568.3814 | 568.3814 | 352130607.7536 | 1198457266.9997 | 190892554.6346 | 10519570.6121 | 1752 | 51.4612 | 112912.027 | 6666.5777 | 8.3813 | 1112.5169 | 93 | 1824 | 2767.1539 | 456 | 114 | 0.19869
3043 | 875.592 | 353.4 | 600 | 2400 | 7 | 99.44% | 100 | 174.5298 | 171.8993 | 171.8993 | 1 | 174.5298 | 100 | 358.7769 | 338.3001 | 338.3001 | 338.3001 | 20.4769 | 358.7769 | 56.4283 | 50.2195 | 50.2195 | 50.2195 | 6.2088 | 56.4283 | 6170.4906 | 5739.4536 | 5739.4536 | 5783.5442 | 386.9463 | 6126.4 | 44.0906 | 44.0906 | 6170.4906 | 243.2523 | 195.3132 | 195.3132 | 195.3132 | 47.939 | 243.2523 | 3362.4844 | 3362.4844 | 1405.3266 | 1405.3266 | 709.0095 | 709.0095 | 679.8137 | 679.8137 | 568.3346 | 568.3346 | 353785260.1156 | 1198457266.9997 | 189968889.015 | 9788583.8697 | 1752 | 53.1432 | 105427.0663 | 6224.649 | 7.8257 | 1182.0492 | 93 | 1824 | 2767.1539 | 456 | 114 | 0.19774
3044 | 927.0974 | 353.4 | 600 | 2400 | 7 | 99.48% | 100 | 178.7235 | 176.1427 | 176.1427 | 1 | 178.7235 | 100 | 378.2033 | 356.6161 | 356.6161 | 356.6161 | 21.5872 | 378.2033 | 56.4243 | 50.2156 | 50.2156 | 50.2156 | 6.2088 | 56.4243 | 6589.6734 | 6132.9191 | 6132.9191 | 6177.1027 | 412.5707 | 6545.4898 | 44.1836 | 44.1836 | 6589.6734 | 244.1591 | 196.0029 | 196.0029 | 196.0029 | 48.1562 | 244.1591 | 3444.881 | 3444.881 | 1487.8764 | 1487.8764 | 708.954 | 708.954 | 679.7605 | 679.7605 | 568.2901 | 568.2901 | 355244233.0159 | 1198457266.9997 | 189125272.323 | 9173227.6614 | 1752 | 54.7147 | 99647.6751 | 5883.4208 | 7.3967 | 1251.5815 | 93 | 1824 | 2767.1539 | 456 | 114 | 0.19687
3045 | 978.6028 | 353.4 | 600 | 2400 | 6 | 99.53% | 100 | 177.6537 | 174.3794 | 174.3794 | 1 | 177.6537 | 100 | 397.6551 | 374.958 | 374.958 | 374.958 | 22.6972 | 397.6551 | 56.4253 | 50.2165 | 50.2165 | 50.2165 | 6.2088 | 56.4253 | 6111.7335 | 5683.9645 | 5683.9645 | 5728.4685 | 383.265 | 6067.2295 | 44.504 | 44.504 | 6111.7335 | 244.8204 | 196.5001 | 196.5001 | 196.5001 | 48.3203 | 244.8204 | 3430.4782 | 3430.4782 | 1570.5573 | 1570.5573 | 708.9635 | 708.9635 | 582.6597 | 582.6597 | 568.2977 | 568.2977 | 356625853.131 | 1198453561.6283 | 188762057.3121 | 8158527.9286 | 1752 | 56.1778 | 88595.9483 | 5230.9022 | 6.5764 | 1321.1138 | 93 | 1824 | 2767.1539 | 456 | 114 | 0.1965
3046 | 1030.1083 | 353.4 | 600 | 2400 | 6 | 99.58% | 100 | 181.849 | 178.3373 | 178.3373 | 1 | 181.849 | 100 | 417.0509 | 393.245 | 393.245 | 393.245 | 23.8059 | 417.0509 | 56.4214 | 50.2126 | 50.2126 | 50.2126 | 6.2088 | 56.4214 | 6660.9045 | 6199.1769 | 6199.1769 | 6244.0536 | 416.8509 | 6616.0278 | 44.8767 | 44.8767 | 6660.9045 | 245.331 | 196.8767 | 196.8767 | 196.8767 | 48.4543 | 245.331 | 3512.8753 | 3512.8753 | 1653.0941 | 1653.0941 | 708.9102 | 708.9102 | 582.6159 | 582.6159 | 568.2551 | 568.2551 | 357887341.5447 | 1198457266.9997 | 188240510.9419 | 7414880.5137 | 1752 | 57.5529 | 80187.5599 | 4734.4522 | 5.9522 | 1390.6462 | 93 | 1824 | 2767.1539 | 456 | 114 | 0.19596
3047 | 20.6022 | 402.8 | 600 | 2400 | 7 | 87.67% | 100 | 119.3966 | 119.2136 | 119.2136 | 1 | 119.3966 | 100 | 98.528 | 92.9154 | 92.9154 | 92.9154 | 5.6125 | 98.528 | 62.268 | 55.4291 | 55.4291 | 55.4291 | 6.8389 | 62.268 | 368.4913 | 280.4416 | 280.4416 | 334.8057 | 33.6856 | 314.1272 | 54.3641 | 54.3641 | 368.4913 | 185.15 | 150.6475 | 150.6475 | 150.6475 | 34.5025 | 185.15 | 2093.6153 | 2093.6153 | 33.1343 | 33.1343 | 809.7746 | 809.7746 | 681.207 | 681.207 | 569.4994 | 569.4994 | 31471716.4327 | 1240137739.1589 | 264420365.4387 | 215970178.9697 | 1752 | 15.0057 | 2868810.0622 | 169380.9397 | 212.9485 | 27.8129 | 106 | 1824 | 2767.1539 | 456 | 114 | 0.2742
3048 | 51.5054 | 402.8 | 600 | 2400 | 6 | 89.07% | 100 | 115.4047 | 115.0704 | 115.0704 | 1 | 115.4047 | 100 | 101.1425 | 95.3817 | 95.3817 | 95.3817 | 5.7608 | 101.1425 | 62.2748 | 55.436 | 55.436 | 55.436 | 6.8388 | 62.2748 | 355.2811 | 269.8223 | 269.8223 | 322.6585 | 32.6225 | 302.4448 | 52.8363 | 52.8363 | 355.2811 | 199.3185 | 162.0241 | 162.0241 | 162.0241 | 37.2944 | 199.3185 | 2046.2668 | 2046.2668 | 82.8464 | 82.8464 | 809.8796 | 809.8796 | 583.9675 | 583.9675 | 569.5733 | 569.5733 | 76561380.8052 | 1240161606.5228 | 243755711.2588 | 191521316.6028 | 1752 | 16.6928 | 2471293.6716 | 145910.6861 | 183.4413 | 69.5323 | 106 | 1824 | 2767.1539 | 456 | 114 | 0.25298
3049 | 154.5162 | 402.8 | 600 | 2400 | 6 | 93.08% | 100 | 120.394 | 119.3387 | 119.3387 | 1 | 120.394 | 100 | 114.8444 | 108.3006 | 108.3006 | 108.3006 | 6.5438 | 114.8444 | 62.2491 | 55.4105 | 55.4105 | 55.4105 | 6.8386 | 62.2491 | 507.9563 | 416.1631 | 416.1631 | 466.6746 | 41.2817 | 457.4447 | 50.5115 | 50.5115 | 507.9563 | 248.6916 | 201.0965 | 201.0965 | 201.0965 | 47.5951 | 248.6916 | 2211.0187 | 2211.0187 | 248.4336 | 248.4336 | 809.5351 | 809.5351 | 583.719 | 583.719 | 569.331 | 569.331 | 200665642.905 | 1240175403.0306 | 189840019.19 | 121318934.8744 | 1752 | 22.8019 | 1495104.0135 | 88274.273 | 110.9799 | 208.5969 | 106 | 1824 | 2767.1539 | 456 | 114 | 0.1976
3050 | 206.0217 | 402.8 | 600 | 2400 | 6 | 94.67% | 100 | 123.3498 | 122.1006 | 122.1006 | 1 | 123.3498 | 100 | 126.7857 | 119.5602 | 119.5602 | 119.5602 | 7.2255 | 126.7857 | 62.2394 | 55.4008 | 55.4008 | 55.4008 | 6.8387 | 62.2394 | 633.1254 | 535.09 | 535.09 | 584.3797 | 48.7456 | 583.8356 | 49.2898 | 49.2898 | 633.1254 | 264.3994 | 213.4814 | 213.4814 | 213.4814 | 50.9181 | 264.3994 | 2293.3984 | 2293.3984 | 331.1825 | 331.1825 | 809.3828 | 809.3828 | 583.6092 | 583.6092 | 569.2239 | 569.2239 | 240234192.6766 | 1240158792.8677 | 178143368.8761 | 93463614.5224 | 1752 | 25.9055 | 1115535.1427 | 65863.681 | 82.8049 | 278.1292 | 106 | 1824 | 2767.1539 | 456 | 114 | 0.18559
3051 | 257.5271 | 402.8 | 600 | 2400 | 5 | 95.93% | 100 | 121.3171 | 120.0437 | 120.0437 | 1 | 121.3171 | 100 | 143.5213 | 135.3423 | 135.3423 | 135.3423 | 8.179 | 143.5213 | 62.2388 | 55.4004 | 55.4004 | 55.4004 | 6.8384 | 62.2388 | 675.0132 | 575.0602 | 575.0602 | 623.897 | 51.1162 | 626.1764 | 48.8368 | 48.8368 | 675.0132 | 266.5755 | 214.8871 | 214.8871 | 214.8871 | 51.6884 | 266.5755 | 2278.9984 | 2278.9984 | 413.9913 | 413.9913 | 809.4086 | 809.4086 | 486.3565 | 486.3565 | 569.242 | 569.242 | 263762716.1978 | 1240224545.6231 | 176626773.175 | 71385965.0041 | 1752 | 28.9818 | 847734.0422 | 50052.1072 | 62.9263 | 347.6615 | 106 | 1824 | 2767.1539 | 456 | 114 | 0.18403
3052 | 309.0325 | 402.8 | 600 | 2400 | 5 | 96.87% | 100 | 124.8274 | 123.3435 | 123.3435 | 1 | 124.8274 | 100 | 161.7017 | 152.485 | 152.485 | 152.485 | 9.2166 | 161.7017 | 62.2287 | 55.3903 | 55.3903 | 55.3903 | 6.8384 | 62.2287 | 850.1067 | 739.8624 | 739.8624 | 788.3953 | 61.7114 | 801.5738 | 48.5329 | 48.5329 | 850.1067 | 265.4777 | 213.7865 | 213.7865 | 213.7865 | 51.6912 | 265.4777 | 2361.3799 | 2361.3799 | 496.7019 | 496.7019 | 809.2658 | 809.2658 | 486.2707 | 486.2707 | 569.1416 | 569.1416 | 279881676.9483 | 1240229210.766 | 176980471.9987 | 54908689.6958 | 1752 | 32.0081 | 642823.2139 | 37953.7152 | 47.716 | 417.1938 | 106 | 1824 | 2767.1539 | 456 | 114 | 0.1844
3053 | 360.5379 | 402.8 | 600 | 2400 | 6 | 97.47% | 100 | 133.7946 | 132.0889 | 132.0889 | 1 | 133.7946 | 100 | 181.0858 | 170.761 | 170.761 | 170.761 | 10.3248 | 181.0858 | 62.2093 | 55.371 | 55.371 | 55.371 | 6.8383 | 62.2093 | 1237.5181 | 1104.5695 | 1104.5695 | 1152.2 | 85.3181 | 1189.8875 | 47.6306 | 47.6306 | 1237.5181 | 264.3644 | 212.6952 | 212.6952 | 212.6952 | 51.6692 | 264.3644 | 2540.5497 | 2540.5497 | 579.2876 | 579.2876 | 808.9894 | 808.9894 | 583.3255 | 583.3255 | 568.9472 | 568.9472 | 290765242.6567 | 1240236054.0714 | 176619359.13 | 44379344.1418 | 1752 | 34.9715 | 510673.3932 | 30151.2953 | 37.9067 | 486.7262 | 106 | 1824 | 2767.1539 | 456 | 114 | 0.18403
3054 | 412.0433 | 402.8 | 600 | 2400 | 6 | 98% | 100 | 137.6522 | 135.3704 | 135.3704 | 1 | 137.6522 | 100 | 200.7641 | 189.3158 | 189.3158 | 189.3158 | 11.4483 | 200.7641 | 62.2004 | 55.3622 | 55.3622 | 55.3622 | 6.8382 | 62.2004 | 1520.7892 | 1371.0567 | 1371.0567 | 1418.1725 | 102.6167 | 1473.6734 | 47.1158 | 47.1158 | 1520.7892 | 263.414 | 211.8378 | 211.8378 | 211.8378 | 51.5763 | 263.414 | 2622.9368 | 2622.9368 | 661.95 | 661.95 | 808.8758 | 808.8758 | 583.2436 | 583.2436 | 568.8673 | 568.8673 | 299333696.5399 | 1240256363.0007 | 177434452.9072 | 34975487.5522 | 1752 | 37.7216 | 399290.4232 | 23574.9965 | 29.6389 | 556.2585 | 106 | 1824 | 2767.1539 | 456 | 114 | 0.18486
3055 | 463.5487 | 402.8 | 600 | 2400 | 5 | 98.36% | 100 | 136.2948 | 134.5192 | 134.5192 | 1 | 136.2948 | 100 | 220.6803 | 208.0965 | 208.0965 | 208.0965 | 12.5837 | 220.6803 | 62.2018 | 55.3636 | 55.3636 | 55.3636 | 6.8382 | 62.2018 | 1553.4322 | 1401.6405 | 1401.6405 | 1448.9011 | 104.5311 | 1506.1716 | 47.2606 | 47.2606 | 1553.4322 | 262.466 | 210.9069 | 210.9069 | 210.9069 | 51.5591 | 262.466 | 2608.5355 | 2608.5355 | 744.7116 | 744.7116 | 808.8951 | 808.8951 | 486.0479 | 486.0479 | 568.8809 | 568.8809 | 306120470.5991 | 1240253133.7497 | 176960390.0439 | 28666005.6072 | 1752 | 40.3318 | 328065.5625 | 19369.722 | 24.3519 | 625.7908 | 106 | 1824 | 2767.1539 | 456 | 114 | 0.18438
3056 | 515.0541 | 402.8 | 600 | 2400 | 5 | 98.67% | 100 | 140.3307 | 138.2968 | 138.2968 | 1 | 140.3307 | 100 | 240.619 | 226.8966 | 226.8966 | 226.8966 | 13.7224 | 240.619 | 62.1941 | 55.3559 | 55.3559 | 55.3559 | 6.8382 | 62.1941 | 1870.0552 | 1698.7724 | 1698.7724 | 1746.1714 | 123.8839 | 1822.6563 | 47.399 | 47.399 | 1870.0552 | 262.7908 | 211.1361 | 211.1361 | 211.1361 | 51.6547 | 262.7908 | 2690.9237 | 2690.9237 | 827.3474 | 827.3474 | 808.7876 | 808.7876 | 485.9834 | 485.9834 | 568.8053 | 568.8053 | 311660849.0162 | 1240265136.075 | 176686670.6129 | 23387344.2958 | 1752 | 42.7547 | 271923.6101 | 16054.976 | 20.1846 | 695.3231 | 106 | 1824 | 2767.1539 | 456 | 114 | 0.18409
3057 | 566.5595 | 402.8 | 600 | 2400 | 6 | 98.89% | 100 | 149.6458 | 147.0991 | 147.0991 | 1 | 149.6458 | 100 | 260.6294 | 245.7621 | 245.7621 | 245.7621 | 14.8672 | 260.6294 | 62.1793 | 55.3412 | 55.3412 | 55.3412 | 6.8381 | 62.1793 | 2663.8985 | 2443.7407 | 2443.7407 | 2491.4722 | 172.4263 | 2616.167 | 47.7314 | 47.7314 | 2663.8985 | 263.073 | 211.2731 | 211.2731 | 211.2731 | 51.7999 | 263.073 | 2870.1059 | 2870.1059 | 909.8446 | 909.8446 | 808.5766 | 808.5766 | 583.0279 | 583.0279 | 568.6569 | 568.6569 | 316170793.1468 | 1240262236.3878 | 176095691.9036 | 19471278.5617 | 1752 | 45.0139 | 224105.6987 | 13231.6999 | 16.6351 | 764.8554 | 106 | 1824 | 2767.1539 | 456 | 114 | 0.18349
3058 | 618.065 | 402.8 | 600 | 2400 | 6 | 99.07% | 100 | 153.6947 | 150.7228 | 150.7228 | 1 | 153.6947 | 100 | 280.9004 | 264.8752 | 264.8752 | 264.8752 | 16.0252 | 280.9004 | 62.1735 | 55.3354 | 55.3354 | 55.3354 | 6.8382 | 62.1735 | 3124.5076 | 2876.8508 | 2876.8508 | 2923.8678 | 200.6398 | 3077.4906 | 47.017 | 47.017 | 3124.5076 | 263.2513 | 211.2808 | 211.2808 | 211.2808 | 51.9705 | 263.2513 | 2952.4978 | 2952.4978 | 992.4498 | 992.4498 | 808.4886 | 808.4886 | 582.9644 | 582.9644 | 568.595 | 568.595 | 319767725.7582 | 1240269555.3949 | 175677161.2161 | 16285557.6308 | 1752 | 47.1179 | 185441.6763 | 10948.8899 | 13.7651 | 834.3877 | 106 | 1824 | 2767.1539 | 456 | 114 | 0.18306
3059 | 669.5704 | 402.8 | 600 | 2400 | 6 | 99.24% | 100 | 157.7964 | 154.2026 | 154.2026 | 1 | 157.7964 | 100 | 301.2189 | 284.0328 | 284.0328 | 284.0328 | 17.186 | 301.2189 | 62.1679 | 55.3297 | 55.3297 | 55.3297 | 6.8382 | 62.1679 | 3704.2119 | 3421.4934 | 3421.4934 | 3468.0442 | 236.1677 | 3657.6611 | 46.5508 | 46.5508 | 3704.2119 | 263.4471 | 211.374 | 211.374 | 211.374 | 52.0732 | 263.4471 | 3034.8908 | 3034.8908 | 1075.0437 | 1075.0437 | 808.4057 | 808.4057 | 582.9047 | 582.9047 | 568.5367 | 568.5367 | 323003443.5839 | 1240260653.1461 | 175354617.0048 | 13381286.2652 | 1752 | 49.0704 | 148985.467 | 8796.434 | 11.059 | 903.92 | 106 | 1824 | 2767.1539 | 456 | 114 | 0.18273
3060 | 721.0758 | 402.8 | 600 | 2400 | 6 | 99.39% | 100 | 161.9089 | 157.7085 | 157.7085 | 1 | 161.9089 | 100 | 321.442 | 303.1004 | 303.1004 | 303.1004 | 18.3415 | 321.442 | 62.1623 | 55.3242 | 55.3242 | 55.3242 | 6.8381 | 62.1623 | 4504.4654 | 4173.3619 | 4173.3619 | 4219.2866 | 285.1788 | 4458.5407 | 45.9247 | 45.9247 | 4504.4654 | 263.4486 | 211.3229 | 211.3229 | 211.3229 | 52.1256 | 263.4486 | 3117.2845 | 3117.2845 | 1157.6273 | 1157.6273 | 808.3274 | 808.3274 | 582.8482 | 582.8482 | 568.4817 | 568.4817 | 325795693.9419 | 1240273777.1087 | 175202069.2822 | 10728459.6671 | 1752 | 50.8872 | 117109.2024 | 6914.3883 | 8.6929 | 973.4523 | 106 | 1824 | 2767.1539 | 456 | 114 | 0.18257
3061 | 772.5812 | 402.8 | 600 | 2400 | 6 | 99.44% | 100 | 166.0559 | 163.6111 | 163.6111 | 1 | 166.0559 | 100 | 341.9055 | 322.3946 | 322.3946 | 322.3946 | 19.5109 | 341.9055 | 62.1569 | 55.3188 | 55.3188 | 55.3188 | 6.8381 | 62.1569 | 5269.5672 | 4892.5916 | 4892.5916 | 4937.6612 | 331.906 | 5224.4976 | 45.0697 | 45.0697 | 5269.5672 | 263.9969 | 211.7194 | 211.7194 | 211.7194 | 52.2775 | 263.9969 | 3199.6791 | 3199.6791 | 1240.2013 | 1240.2013 | 808.2534 | 808.2534 | 582.7948 | 582.7948 | 568.4296 | 568.4296 | 327768956.3015 | 1240273777.1087 | 174183187.9171 | 9774078.6726 | 1752 | 52.6053 | 107601.388 | 6353.0258 | 7.9871 | 1042.9846 | 106 | 1824 | 2767.1539 | 456 | 114 | 0.18152
3062 | 824.0866 | 402.8 | 600 | 2400 | 6 | 99.49% | 100 | 170.2395 | 167.8989 | 167.8989 | 1 | 170.2395 | 100 | 362.6188 | 341.9242 | 341.9242 | 341.9242 | 20.6946 | 362.6188 | 62.1521 | 55.314 | 55.314 | 55.314 | 6.8381 | 62.1521 | 5741.216 | 5335.3769 | 5335.3769 | 5380.4712 | 360.7448 | 5696.1217 | 45.0942 | 45.0942 | 5741.216 | 265.2218 | 212.6543 | 212.6543 | 212.6543 | 52.5675 | 265.2218 | 3282.0745 | 3282.0745 | 1322.7666 | 1322.7666 | 808.1833 | 808.1833 | 582.7443 | 582.7443 | 568.3803 | 568.3803 | 329513353.0236 | 1240273777.1087 | 173217484.7196 | 8995385.1481 | 1752 | 54.2099 | 98993.7248 | 5844.8101 | 7.3482 | 1112.5169 | 106 | 1824 | 2767.1539 | 456 | 114 | 0.18053
3063 | 875.592 | 402.8 | 600 | 2400 | 6 | 99.54% | 100 | 174.4284 | 171.337 | 171.337 | 1 | 174.4284 | 100 | 383.4053 | 361.5227 | 361.5227 | 361.5227 | 21.8825 | 383.4053 | 62.1474 | 55.3093 | 55.3093 | 55.3093 | 6.8381 | 62.1474 | 6225.3046 | 5790.1234 | 5790.1234 | 5834.9471 | 390.3575 | 6180.4809 | 44.8237 | 44.8237 | 6225.3046 | 266.2649 | 213.4488 | 213.4488 | 213.4488 | 52.8161 | 266.2649 | 3364.4705 | 3364.4705 | 1405.3239 | 1405.3239 | 808.1168 | 808.1168 | 582.6963 | 582.6963 | 568.3335 | 568.3335 | 331007076.6605 | 1240281394.741 | 172643927.3636 | 8067601.2348 | 1752 | 55.7057 | 86463.9294 | 5105.0231 | 6.4181 | 1182.0492 | 106 | 1824 | 2767.1539 | 456 | 114 | 0.17994
3064 | 927.0974 | 402.8 | 600 | 2400 | 6 | 99.57% | 100 | 178.6205 | 176.0336 | 176.0336 | 1 | 178.6205 | 100 | 404.2671 | 381.1922 | 381.1922 | 381.1922 | 23.0749 | 404.2671 | 62.1429 | 55.3048 | 55.3048 | 55.3048 | 6.8381 | 62.1429 | 6750.5074 | 6283.7936 | 6283.7936 | 6328.1012 | 422.4062 | 6706.1998 | 44.3076 | 44.3076 | 6750.5074 | 267.0907 | 214.0743 | 214.0743 | 214.0743 | 53.0164 | 267.0907 | 3446.8672 | 3446.8672 | 1487.8737 | 1487.8737 | 808.0536 | 808.0536 | 582.6508 | 582.6508 | 568.2891 | 568.2891 | 332270212.0648 | 1240281394.741 | 171878102.0032 | 7570291.1911 | 1752 | 57.1135 | 82264.8247 | 4857.0986 | 6.1064 | 1251.5815 | 106 | 1824 | 2767.1539 | 456 | 114 | 0.17916
3065 | 978.6028 | 402.8 | 600 | 2400 | 6 | 99.6% | 100 | 182.823 | 180.1382 | 180.1382 | 1 | 182.823 | 100 | 425.1633 | 400.894 | 400.894 | 400.894 | 24.2693 | 425.1633 | 62.1387 | 55.3007 | 55.3007 | 55.3007 | 6.8381 | 62.1387 | 7195.3159 | 6701.4922 | 6701.4922 | 6745.738 | 449.5779 | 7151.0701 | 44.2458 | 44.2458 | 7195.3159 | 267.9781 | 214.7518 | 214.7518 | 214.7518 | 53.2264 | 267.9781 | 3529.2644 | 3529.2644 | 1570.4166 | 1570.4166 | 807.9935 | 807.9935 | 582.6075 | 582.6075 | 568.2468 | 568.2468 | 333436929.4104 | 1240281394.741 | 171209413.6256 | 7072262.223 | 1752 | 58.4348 | 76021.0895 | 4488.4546 | 5.643 | 1321.1138 | 106 | 1824 | 2767.1539 | 456 | 114 | 0.17847
3066 | 1030.1083 | 402.8 | 600 | 2400 | 6 | 99.62% | 100 | 187.028 | 184.0099 | 184.0099 | 1 | 187.028 | 100 | 446.0322 | 420.5699 | 420.5699 | 420.5699 | 25.4623 | 446.0322 | 62.1348 | 55.2968 | 55.2968 | 55.2968 | 6.8381 | 62.1348 | 7643.3977 | 7122.4391 | 7122.4391 | 7166.3752 | 477.0225 | 7599.4616 | 43.9361 | 43.9361 | 7643.3977 | 268.8299 | 215.4034 | 215.4034 | 215.4034 | 53.4265 | 268.8299 | 3611.6622 | 3611.6622 | 1652.9531 | 1652.9531 | 807.9363 | 807.9363 | 582.5662 | 582.5662 | 568.2066 | 568.2066 | 334514377.8297 | 1240281394.741 | 170630459.4033 | 6573768.026 | 1752 | 59.6768 | 69167.8576 | 4083.8245 | 5.1343 | 1390.6462 | 106 | 1824 | 2767.1539 | 456 | 114 | 0.17787
3067 | 20.6022 | 452.2 | 600 | 2400 | 7 | 89.99% | 100 | 122.8224 | 122.6048 | 122.6048 | 1 | 122.8224 | 100 | 102.2688 | 96.4418 | 96.4418 | 96.4418 | 5.827 | 102.2688 | 68.0296 | 60.5562 | 60.5562 | 60.5562 | 7.4733 | 68.0296 | 436.0522 | 344.9993 | 344.9993 | 398.3778 | 37.6744 | 382.6738 | 53.3785 | 53.3785 | 436.0522 | 178.3816 | 144.8795 | 144.8795 | 144.8795 | 33.5021 | 178.3816 | 2192.3767 | 2192.3767 | 33.126 | 33.126 | 908.8583 | 908.8583 | 681.036 | 681.036 | 569.3564 | 569.3564 | 30304475.596 | 1274033885.7424 | 272329894.3029 | 175331744.3586 | 1752 | 21.0732 | 2288740.0597 | 135132.314 | 169.8906 | 27.8129 | 119 | 1824 | 2767.1539 | 456 | 114 | 0.28233
3068 | 51.5054 | 452.2 | 600 | 2400 | 7 | 91.17% | 100 | 124.3839 | 123.9532 | 123.9532 | 1 | 124.3839 | 100 | 105.2011 | 99.2063 | 99.2063 | 99.2063 | 5.9948 | 105.2011 | 68.023 | 60.5496 | 60.5496 | 60.5496 | 7.4734 | 68.023 | 481.73 | 389.0555 | 389.0555 | 441.53 | 40.1999 | 429.2555 | 52.4745 | 52.4745 | 481.73 | 193.2052 | 156.8046 | 156.8046 | 156.8046 | 36.4006 | 193.2052 | 2241.8039 | 2241.8039 | 82.8052 | 82.8052 | 908.7522 | 908.7522 | 680.9565 | 680.9565 | 569.29 | 569.29 | 73585776.8265 | 1274002172.0558 | 249733002.2272 | 154679058.5844 | 1752 | 22.7703 | 1981731.2935 | 117005.8322 | 147.1017 | 69.5323 | 119 | 1824 | 2767.1539 | 456 | 114 | 0.25912
3069 | 154.5162 | 452.2 | 600 | 2400 | 6 | 94.49% | 100 | 124.6372 | 123.4591 | 123.4591 | 1 | 124.6372 | 100 | 119.4802 | 112.6708 | 112.6708 | 112.6708 | 6.8094 | 119.4802 | 68.0114 | 60.5383 | 60.5383 | 60.5383 | 7.4731 | 68.0114 | 619.554 | 521.6332 | 521.6332 | 571.5629 | 47.9911 | 569.6244 | 49.9297 | 49.9297 | 619.554 | 248.3939 | 200.5711 | 200.5711 | 200.5711 | 47.8228 | 248.3939 | 2309.7843 | 2309.7843 | 248.378 | 248.378 | 908.6143 | 908.6143 | 583.5884 | 583.5884 | 569.2036 | 569.2036 | 192900070.6351 | 1274061569.7654 | 188583414.2895 | 96454945.3099 | 1752 | 28.6173 | 1173463.8808 | 69283.9228 | 87.1049 | 208.5969 | 119 | 1824 | 2767.1539 | 456 | 114 | 0.19631
3070 | 206.0217 | 452.2 | 600 | 2400 | 6 | 95.78% | 100 | 127.8103 | 126.3718 | 126.3718 | 1 | 127.8103 | 100 | 131.9712 | 124.4487 | 124.4487 | 124.4487 | 7.5225 | 131.9712 | 68.001 | 60.5279 | 60.5279 | 60.5279 | 7.4731 | 68.001 | 778.637 | 671.9156 | 671.9156 | 721.0919 | 57.545 | 729.4607 | 49.1763 | 49.1763 | 778.637 | 269.6093 | 217.3069 | 217.3069 | 217.3069 | 52.3024 | 269.6093 | 2392.1666 | 2392.1666 | 331.1139 | 331.1139 | 908.4585 | 908.4585 | 583.4883 | 583.4883 | 569.106 | 569.106 | 230567661.0898 | 1274083073.0659 | 173387823.544 | 73961442.3003 | 1752 | 31.4907 | 883621.8184 | 52171.0015 | 65.5902 | 278.1292 | 119 | 1824 | 2767.1539 | 456 | 114 | 0.18071
3071 | 257.5271 | 452.2 | 600 | 2400 | 6 | 96.77% | 100 | 131.2298 | 129.5833 | 129.5833 | 1 | 131.2298 | 100 | 150.0593 | 141.5045 | 141.5045 | 141.5045 | 8.5548 | 150.0593 | 67.9903 | 60.5173 | 60.5173 | 60.5173 | 7.473 | 67.9903 | 987.6021 | 869.1641 | 869.1641 | 917.4403 | 70.1618 | 939.3259 | 48.2762 | 48.2762 | 987.6021 | 275.7103 | 221.9312 | 221.9312 | 221.9312 | 53.7791 | 275.7103 | 2474.5507 | 2474.5507 | 413.8264 | 413.8264 | 908.3137 | 908.3137 | 583.3953 | 583.3953 | 569.0153 | 569.0153 | 251881133.7805 | 1274095342.6869 | 169428189.0095 | 56595334.523 | 1752 | 34.2828 | 664013.4985 | 39204.8368 | 49.289 | 347.6615 | 119 | 1824 | 2767.1539 | 456 | 114 | 0.17664
3072 | 309.0325 | 452.2 | 600 | 2400 | 6 | 97.45% | 100 | 134.8839 | 133.1269 | 133.1269 | 1 | 134.8839 | 100 | 170.0697 | 160.3727 | 160.3727 | 160.3727 | 9.697 | 170.0697 | 67.9817 | 60.5086 | 60.5086 | 60.5086 | 7.473 | 67.9817 | 1227.0724 | 1095.0694 | 1095.0694 | 1142.3739 | 84.6984 | 1179.7678 | 47.3045 | 47.3045 | 1227.0724 | 278.0757 | 223.6 | 223.6 | 223.6 | 54.4757 | 278.0757 | 2556.9366 | 2556.9366 | 496.518 | 496.518 | 908.179 | 908.179 | 583.3088 | 583.3088 | 568.9309 | 568.9309 | 265817056.2663 | 1274077258.4824 | 167389493.1129 | 44716192.1384 | 1752 | 37.0195 | 515113.0976 | 30413.4253 | 38.2363 | 417.1938 | 119 | 1824 | 2767.1539 | 456 | 114 | 0.17455
3073 | 360.5379 | 452.2 | 600 | 2400 | 5 | 97.92% | 100 | 133.4538 | 132.0336 | 132.0336 | 1 | 133.4538 | 100 | 190.9651 | 180.077 | 180.077 | 180.077 | 10.8881 | 190.9651 | 67.9822 | 60.5093 | 60.5093 | 60.5093 | 7.4729 | 67.9822 | 1254.4852 | 1121.1132 | 1121.1132 | 1168.1687 | 86.3165 | 1207.4298 | 47.0555 | 47.0555 | 1254.4852 | 279.538 | 224.5964 | 224.5964 | 224.5964 | 54.9416 | 279.538 | 2542.5355 | 2542.5355 | 579.2856 | 579.2856 | 908.2019 | 908.2019 | 486.1029 | 486.1029 | 568.9452 | 568.9452 | 275665874.9809 | 1274103415.3007 | 165784773.5179 | 36445936.2005 | 1752 | 39.6364 | 420405.296 | 24821.6656 | 31.2062 | 486.7262 | 119 | 1824 | 2767.1539 | 456 | 114 | 0.1729
3074 | 412.0433 | 452.2 | 600 | 2400 | 5 | 98.36% | 100 | 137.38 | 135.3668 | 135.3668 | 1 | 137.38 | 100 | 211.9226 | 199.8379 | 199.8379 | 199.8379 | 12.0846 | 211.9226 | 67.9733 | 60.5004 | 60.5004 | 60.5004 | 7.4729 | 67.9733 | 1532.6514 | 1381.8045 | 1381.8045 | 1429.3668 | 103.2847 | 1485.0892 | 47.5622 | 47.5622 | 1532.6514 | 280.1696 | 224.9614 | 224.9614 | 224.9614 | 55.2082 | 280.1696 | 2624.9227 | 2624.9227 | 661.9479 | 661.9479 | 908.0746 | 908.0746 | 486.0348 | 486.0348 | 568.8655 | 568.8655 | 283626154.4232 | 1274108898.7644 | 165503323.863 | 28761622.9494 | 1752 | 42.0601 | 333733.4087 | 19704.3642 | 24.7727 | 556.2585 | 119 | 1824 | 2767.1539 | 456 | 114 | 0.17261
3075 | 463.5487 | 452.2 | 600 | 2400 | 6 | 98.67% | 100 | 146.6205 | 144.2465 | 144.2465 | 1 | 146.6205 | 100 | 233.0042 | 219.7139 | 219.7139 | 219.7139 | 13.2902 | 233.0042 | 67.9566 | 60.4837 | 60.4837 | 60.4837 | 7.4729 | 67.9566 | 2242.0074 | 2048.0432 | 2048.0432 | 2095.3125 | 146.6949 | 2194.738 | 47.2693 | 47.2693 | 2242.0074 | 280.4075 | 225.0451 | 225.0451 | 225.0451 | 55.3624 | 280.4075 | 2804.1027 | 2804.1027 | 744.4868 | 744.4868 | 907.8251 | 907.8251 | 583.0815 | 583.0815 | 568.7092 | 568.7092 | 289794847.2269 | 1274108898.7644 | 164712942.1701 | 23383311.8386 | 1752 | 44.344 | 266479.5567 | 15733.5469 | 19.7805 | 625.7908 | 119 | 1824 | 2767.1539 | 456 | 114 | 0.1718
3076 | 515.0541 | 452.2 | 600 | 2400 | 6 | 98.91% | 100 | 150.6686 | 147.9602 | 147.9602 | 1 | 150.6686 | 100 | 254.2421 | 239.739 | 239.739 | 239.739 | 14.5032 | 254.2421 | 67.9499 | 60.477 | 60.477 | 60.477 | 7.4729 | 67.9499 | 2689.4741 | 2467.8382 | 2467.8382 | 2515.4374 | 174.0367 | 2641.8749 | 47.5992 | 47.5992 | 2689.4741 | 281.4762 | 225.8115 | 225.8115 | 225.8115 | 55.6647 | 281.4762 | 2886.4938 | 2886.4938 | 827.1131 | 827.1131 | 907.7215 | 907.7215 | 583.0149 | 583.0149 | 568.6443 | 568.6443 | 294886455.8653 | 1274107470.1576 | 163834095.8241 | 19172062.2219 | 1752.0001 | 46.4792 | 222787.6482 | 13153.8793 | 16.5373 | 695.3231 | 119 | 1824 | 2767.1539 | 456 | 114 | 0.17089
3077 | 566.5595 | 452.2 | 600 | 2400 | 6 | 99.11% | 100 | 154.7348 | 151.6946 | 151.6946 | 1 | 154.7348 | 100 | 275.6025 | 259.8793 | 259.8793 | 259.8793 | 15.7233 | 275.6025 | 67.9434 | 60.4705 | 60.4705 | 60.4705 | 7.4729 | 67.9434 | 3246.9195 | 2991.6337 | 2991.6337 | 3038.7489 | 208.1706 | 3199.8043 | 47.1152 | 47.1152 | 3246.9195 | 282.0866 | 226.2213 | 226.2213 | 226.2213 | 55.8653 | 282.0866 | 2968.886 | 2968.886 | 909.7266 | 909.7266 | 907.6239 | 907.6239 | 582.9523 | 582.9523 | 568.5831 | 568.5831 | 298873602.3904 | 1274088996.5537 | 163411335.9096 | 15626065.1463 | 1752 | 48.4665 | 175340.6968 | 10352.5055 | 13.0153 | 764.8554 | 119 | 1824 | 2767.1539 | 456 | 114 | 0.17046
3078 | 618.065 | 452.2 | 600 | 2400 | 5 | 99.25% | 100 | 153.5746 | 151.0493 | 151.0493 | 1 | 153.5746 | 100 | 297.2622 | 280.3035 | 280.3035 | 280.3035 | 16.9587 | 297.2622 | 67.9445 | 60.4716 | 60.4716 | 60.4716 | 7.4729 | 67.9445 | 3201.7655 | 2950.1032 | 2950.1032 | 2996.3391 | 205.4265 | 3155.5296 | 46.2359 | 46.2359 | 3201.7655 | 282.9721 | 226.8661 | 226.8661 | 226.8661 | 56.106 | 282.9721 | 2954.4839 | 2954.4839 | 992.4473 | 992.4473 | 907.6406 | 907.6406 | 485.8025 | 485.8025 | 568.5936 | 568.5936 | 302141363.0013 | 1274108898.7644 | 162551661.4801 | 13197987.291 | 1751.9999 | 50.3315 | 148572.0657 | 8772.0259 | 11.0283 | 834.3877 | 119 | 1824 | 2767.1539 | 456 | 114 | 0.16958
3079 | 669.5704 | 452.2 | 600 | 2400 | 5 | 99.4% | 100 | 157.6997 | 154.3149 | 154.3149 | 1 | 157.6997 | 100 | 318.8672 | 300.6742 | 300.6742 | 300.6742 | 18.193 | 318.8672 | 67.9381 | 60.4652 | 60.4652 | 60.4652 | 7.4729 | 67.9381 | 3837.1014 | 3546.3938 | 3546.3938 | 3592.7423 | 244.3591 | 3790.7529 | 46.3485 | 46.3485 | 3837.1014 | 283.4996 | 227.2265 | 227.2265 | 227.2265 | 56.2731 | 283.4996 | 3036.8768 | 3036.8768 | 1075.0411 | 1075.0411 | 907.5476 | 907.5476 | 485.7527 | 485.7527 | 568.5353 | 568.5353 | 304992837.0726 | 1274108898.7644 | 162337070.9134 | 10561193.2496 | 1752 | 52.0622 | 117514.4426 | 6938.3146 | 8.723 | 903.92 | 119 | 1824 | 2767.1539 | 456 | 114 | 0.16936
3080 | 721.0758 | 452.2 | 600 | 2400 | 6 | 99.49% | 100 | 167.0991 | 163.5634 | 163.5634 | 1 | 167.0991 | 100 | 340.5919 | 321.1556 | 321.1556 | 321.1556 | 19.4362 | 340.5919 | 67.9258 | 60.4529 | 60.4529 | 60.4529 | 7.4729 | 67.9258 | 5542.9822 | 5148.6781 | 5148.6781 | 5194.254 | 348.7282 | 5497.4063 | 45.5759 | 45.5759 | 5542.9822 | 283.7668 | 227.3844 | 227.3844 | 227.3844 | 56.3824 | 283.7668 | 3216.0678 | 3216.0678 | 1157.5008 | 1157.5008 | 907.3628 | 907.3628 | 582.7846 | 582.7846 | 568.4196 | 568.4196 | 307215799.8106 | 1274108898.7644 | 161747928.5668 | 8927372.8582 | 1752 | 53.6897 | 98012.7 | 5786.8882 | 7.2754 | 973.4523 | 119 | 1824 | 2767.1539 | 456 | 114 | 0.16875
3081 | 772.5812 | 452.2 | 600 | 2400 | 6 | 99.53% | 100 | 171.2713 | 168.6043 | 168.6043 | 1 | 171.2713 | 100 | 362.5814 | 341.8886 | 341.8886 | 341.8886 | 20.6928 | 362.5814 | 67.9206 | 60.4477 | 60.4477 | 60.4477 | 7.4729 | 67.9206 | 6226.8238 | 5791.1727 | 5791.1727 | 5836.3017 | 390.5221 | 6181.6948 | 45.129 | 45.129 | 6226.8238 | 284.9582 | 228.287 | 228.287 | 228.287 | 56.6713 | 284.9582 | 3298.4633 | 3298.4633 | 1240.073 | 1240.073 | 907.2849 | 907.2849 | 582.7345 | 582.7345 | 568.3708 | 568.3708 | 308988545.6908 | 1274108898.7644 | 160707687.9199 | 8194867.6249 | 1752 | 55.223 | 89432.6312 | 5280.3019 | 6.6385 | 1042.9846 | 119 | 1824 | 2767.1539 | 456 | 114 | 0.16768
3082 | 824.0866 | 452.2 | 600 | 2400 | 6 | 99.56% | 100 | 175.4652 | 173.1386 | 173.1386 | 1 | 175.4652 | 100 | 384.705 | 362.7479 | 362.7479 | 362.7479 | 21.9571 | 384.705 | 67.9157 | 60.4428 | 60.4428 | 60.4428 | 7.4729 | 67.9157 | 6689.3036 | 6225.6144 | 6225.6144 | 6270.5068 | 418.7968 | 6644.4112 | 44.8924 | 44.8924 | 6689.3036 | 286.4925 | 229.4715 | 229.4715 | 229.4715 | 57.021 | 286.4925 | 3380.8594 | 3380.8594 | 1322.6368 | 1322.6368 | 907.211 | 907.211 | 582.6871 | 582.6871 | 568.3245 | 568.3245 | 310495160.4458 | 1274108898.7644 | 159680548.2674 | 7715392.5224 | 1752 | 56.6618 | 84432.8185 | 4985.1018 | 6.2674 | 1112.5169 | 119 | 1824 | 2767.1539 | 456 | 114 | 0.16663
3083 | 875.592 | 452.2 | 600 | 2400 | 6 | 99.59% | 100 | 179.6677 | 177.1845 | 177.1845 | 1 | 179.6677 | 100 | 406.8939 | 383.6687 | 383.6687 | 383.6687 | 23.2252 | 406.8939 | 67.911 | 60.4381 | 60.4381 | 60.4381 | 7.4729 | 67.911 | 7093.2611 | 6604.9023 | 6604.9023 | 6649.7506 | 443.5105 | 7048.4129 | 44.8482 | 44.8482 | 7093.2611 | 287.9288 | 230.5827 | 230.5827 | 230.5827 | 57.3461 | 287.9288 | 3463.2562 | 3463.2562 | 1405.1929 | 1405.1929 | 907.1408 | 907.1408 | 582.642 | 582.642 | 568.2805 | 568.2805 | 311817556.2163 | 1274108898.7644 | 158842852.8641 | 7230692.1552 | 1752 | 58.0107 | 79019.4613 | 4665.4851 | 5.8655 | 1182.0492 | 119 | 1824 | 2767.1539 | 456 | 114 | 0.16577
3084 | 927.0974 | 452.2 | 600 | 2400 | 6 | 99.61% | 100 | 183.8708 | 181.0988 | 181.0988 | 1 | 183.8708 | 100 | 429.1093 | 404.6144 | 404.6144 | 404.6144 | 24.4949 | 429.1093 | 67.9065 | 60.4337 | 60.4337 | 60.4337 | 7.4729 | 67.9065 | 7520.8008 | 7006.5027 | 7006.5027 | 7051.1109 | 469.6899 | 7476.1926 | 44.6082 | 44.6082 | 7520.8008 | 289.1385 | 231.5129 | 231.5129 | 231.5129 | 57.6256 | 289.1385 | 3545.6535 | 3545.6535 | 1487.7417 | 1487.7417 | 907.074 | 907.074 | 582.5991 | 582.5991 | 568.2387 | 568.2387 | 312983443.6647 | 1274108898.7644 | 158162378.3254 | 6745279.2455 | 1752 | 59.278 | 73149.7027 | 4318.9215 | 5.4298 | 1251.5815 | 119 | 1824 | 2767.1539 | 456 | 114 | 0.16507
3085 | 978.6028 | 452.2 | 600 | 2400 | 6 | 99.64% | 100 | 188.0765 | 185.0897 | 185.0897 | 1 | 188.0765 | 100 | 451.3409 | 425.5752 | 425.5752 | 425.5752 | 25.7657 | 451.3409 | 67.9023 | 60.4294 | 60.4294 | 60.4294 | 7.4729 | 67.9023 | 7997.5607 | 7454.1529 | 7454.1529 | 7498.6862 | 498.8746 | 7953.0275 | 44.5333 | 44.5333 | 7997.5607 | 290.1449 | 232.2839 | 232.2839 | 232.2839 | 57.8611 | 290.1449 | 3628.0514 | 3628.0514 | 1570.2839 | 1570.2839 | 907.0104 | 907.0104 | 582.5582 | 582.5582 | 568.1988 | 568.1988 | 314038840.4072 | 1274108898.7644 | 157561852.6662 | 6290408.1622 | 1752 | 60.4714 | 67670.4511 | 3995.4142 | 5.0231 | 1321.1138 | 119 | 1824 | 2767.1539 | 456 | 114 | 0.16445
3086 | 1030.1083 | 452.2 | 600 | 2400 | 6 | 99.67% | 100 | 192.2841 | 189.0362 | 189.0362 | 1 | 192.2841 | 100 | 473.5321 | 446.4978 | 446.4978 | 446.4978 | 27.0342 | 473.5321 | 67.8983 | 60.4254 | 60.4254 | 60.4254 | 7.4729 | 67.8983 | 8550.0884 | 7972.8151 | 7972.8151 | 8017.392 | 532.6964 | 8505.5115 | 44.5769 | 44.5769 | 8550.0884 | 291.0215 | 232.9544 | 232.9544 | 232.9544 | 58.0671 | 291.0215 | 3710.4498 | 3710.4498 | 1652.8199 | 1652.8199 | 906.9498 | 906.9498 | 582.5193 | 582.5193 | 568.1608 | 568.1608 | 315063494.9653 | 1274108898.7644 | 157003384.8207 | 5824221.4496 | 1752 | 61.5967 | 63430.6347 | 3745.086 | 4.7084 | 1390.6462 | 119 | 1824 | 2767.1539 | 456 | 114 | 0.16388
3087 | 20.6022 | 501.6 | 600 | 2400 | 7 | 91.72% | 100 | 126.8091 | 126.5432 | 126.5432 | 1 | 126.8091 | 100 | 106.2404 | 100.1858 | 100.1858 | 100.1858 | 6.0546 | 106.2404 | 73.8161 | 65.7055 | 65.7055 | 65.7055 | 8.1106 | 73.8161 | 511.4883 | 416.3841 | 416.3841 | 469.3268 | 42.1615 | 458.5456 | 52.9427 | 52.9427 | 511.4883 | 175.2465 | 142.1396 | 142.1396 | 142.1396 | 33.1069 | 175.2465 | 2291.1416 | 2291.1416 | 33.1184 | 33.1184 | 1007.9157 | 1007.9157 | 680.8808 | 680.8808 | 569.2267 | 569.2267 | 29168096.4962 | 1302170456.1842 | 275634143.3672 | 145027303.9525 | 1752 | 26.8146 | 1878894.0896 | 110934.0945 | 139.4682 | 27.8129 | 132 | 1824 | 2767.1539 | 456 | 114 | 0.28572
3088 | 51.5054 | 501.6 | 600 | 2400 | 7 | 92.69% | 100 | 128.5289 | 128.0133 | 128.0133 | 1 | 128.5289 | 100 | 109.1458 | 102.925 | 102.925 | 102.925 | 6.2208 | 109.1458 | 73.8079 | 65.6974 | 65.6974 | 65.6974 | 8.1105 | 73.8079 | 566.0164 | 468.7658 | 468.7658 | 520.7463 | 45.27 | 514.0358 | 51.9805 | 51.9805 | 566.0164 | 191.219 | 154.9697 | 154.9697 | 154.9697 | 36.2492 | 191.219 | 2340.5705 | 2340.5705 | 82.7872 | 82.7872 | 1007.8086 | 1007.8086 | 680.8084 | 680.8084 | 569.1662 | 569.1662 | 70876944.2094 | 1302195446.3154 | 250930790.1088 | 127996819.3663 | 1752 | 28.4691 | 1620602.1214 | 95683.961 | 120.2954 | 69.5323 | 132 | 1824 | 2767.1539 | 456 | 114 | 0.26035
3089 | 154.5162 | 501.6 | 600 | 2400 | 6 | 95.52% | 100 | 129.1526 | 127.9317 | 127.9317 | 1 | 129.1526 | 100 | 124.2868 | 117.2021 | 117.2021 | 117.2021 | 7.0847 | 124.2868 | 73.7967 | 65.6864 | 65.6864 | 65.6864 | 8.1103 | 73.7967 | 744.7704 | 640.3268 | 640.3268 | 689.2469 | 55.5234 | 695.8503 | 48.9201 | 48.9201 | 744.7704 | 250.2039 | 201.7905 | 201.7905 | 201.7905 | 48.4134 | 250.2039 | 2408.5529 | 2408.5529 | 248.3273 | 248.3273 | 1007.669 | 1007.669 | 583.4693 | 583.4693 | 569.0874 | 569.0874 | 185334200.7721 | 1302226043.7918 | 185910349.6789 | 78529405.7571 | 1752 | 33.8333 | 934115.9457 | 55152.2873 | 69.3384 | 208.5969 | 132 | 1824 | 2767.1539 | 456 | 114 | 0.19357
3090 | 206.0217 | 501.6 | 600 | 2400 | 6 | 96.52% | 100 | 132.5371 | 131.0795 | 131.0795 | 1 | 132.5371 | 100 | 137.5648 | 129.7221 | 129.7221 | 129.7221 | 7.8428 | 137.5648 | 73.7871 | 65.6768 | 65.6768 | 65.6768 | 8.1104 | 73.7871 | 930.0603 | 815.0608 | 815.0608 | 863.3716 | 66.6887 | 881.7495 | 48.3108 | 48.3108 | 930.0603 | 276.6829 | 222.75 | 222.75 | 222.75 | 53.9329 | 276.6829 | 2490.9374 | 2490.9374 | 331.0511 | 331.0511 | 1007.5107 | 1007.5107 | 583.3776 | 583.3776 | 568.998 | 568.998 | 221130570.0868 | 1302195787.0572 | 167643023.3934 | 61030619.4626 | 1752 | 36.4789 | 715546.511 | 42247.4607 | 53.1142 | 278.1292 | 132 | 1824 | 2767.1539 | 456 | 114 | 0.17481
3091 | 257.5271 | 501.6 | 600 | 2400 | 6 | 97.26% | 100 | 136.1129 | 134.6676 | 134.6676 | 1 | 136.1129 | 100 | 156.9242 | 147.9765 | 147.9765 | 147.9765 | 8.9477 | 156.9242 | 73.7772 | 65.6669 | 65.6669 | 65.6669 | 8.1103 | 73.7772 | 1164.5487 | 1036.3186 | 1036.3186 | 1083.6365 | 80.9122 | 1117.2308 | 47.3179 | 47.3179 | 1164.5487 | 287.1592 | 230.8788 | 230.8788 | 230.8788 | 56.2804 | 287.1592 | 2573.3236 | 2573.3236 | 413.7533 | 413.7533 | 1007.3633 | 1007.3633 | 583.2923 | 583.2923 | 568.9148 | 568.9148 | 240695507.0188 | 1302203700.9155 | 161176215.3413 | 47924576.7244 | 1752 | 39.0127 | 552701.0897 | 32632.7041 | 41.0264 | 347.6615 | 132 | 1824 | 2767.1539 | 456 | 114 | 0.16816
3092 | 309.0325 | 501.6 | 600 | 2400 | 5 | 97.83% | 100 | 134.6245 | 133.2471 | 133.2471 | 1 | 134.6245 | 100 | 178.3373 | 168.1689 | 168.1689 | 168.1689 | 10.1684 | 178.3373 | 73.779 | 65.6687 | 65.6687 | 65.6687 | 8.1103 | 73.779 | 1207.7767 | 1077.0757 | 1077.0757 | 1124.2912 | 83.4855 | 1160.5612 | 47.2155 | 47.2155 | 1207.7767 | 291.9242 | 234.4736 | 234.4736 | 234.4736 | 57.4505 | 291.9242 | 2558.9225 | 2558.9225 | 496.5163 | 496.5163 | 1007.3883 | 1007.3883 | 486.089 | 486.089 | 568.9289 | 568.9289 | 253356265.8792 | 1302206655.4119 | 158389720.1027 | 38047380.1154 | 1752 | 41.432 | 434636.0872 | 25661.8832 | 32.2625 | 417.1938 | 132 | 1824 | 2767.1539 | 456 | 114 | 0.1653
3093 | 360.5379 | 501.6 | 600 | 2400 | 6 | 98.26% | 100 | 143.7895 | 141.8447 | 141.8447 | 1 | 143.7895 | 100 | 200.3911 | 188.9621 | 188.9621 | 188.9621 | 11.429 | 200.3911 | 73.7597 | 65.6494 | 65.6494 | 65.6494 | 8.1103 | 73.7597 | 1758.7613 | 1593.9864 | 1593.9864 | 1641.6418 | 117.1195 | 1711.1059 | 47.6554 | 47.6554 | 1758.7613 | 294.5075 | 236.3668 | 236.3668 | 236.3668 | 58.1407 | 294.5075 | 2738.1002 | 2738.1002 | 579.1013 | 579.1013 | 1007.0967 | 1007.0967 | 583.1379 | 583.1379 | 568.7642 | 568.7642 | 262604705.3004 | 1302207575.505 | 156653704.4008 | 30534014.7938 | 1752 | 43.7185 | 353017.4463 | 20842.9368 | 26.2041 | 486.7262 | 132 | 1824 | 2767.1539 | 456 | 114 | 0.16352
3094 | 412.0433 | 501.6 | 600 | 2400 | 6 | 98.63% | 100 | 147.7427 | 145.3645 | 145.3645 | 1 | 147.7427 | 100 | 222.54 | 209.8463 | 209.8463 | 209.8463 | 12.6937 | 222.54 | 73.7515 | 65.6412 | 65.6412 | 65.6412 | 8.1103 | 73.7515 | 2184.3013 | 1993.6021 | 1993.6021 | 2041.1624 | 143.1389 | 2136.7411 | 47.5603 | 47.5603 | 2184.3013 | 295.7671 | 237.2572 | 237.2572 | 237.2572 | 58.5099 | 295.7671 | 2820.4905 | 2820.4905 | 661.7507 | 661.7507 | 1006.9759 | 1006.9759 | 583.0679 | 583.0679 | 568.696 | 568.696 | 269817443.4987 | 1302232292.5614 | 155927125.5196 | 24023138.4203 | 1752 | 45.8549 | 275480.8843 | 16265.0054 | 20.4486 | 556.2585 | 132 | 1824 | 2767.1539 | 456 | 114 | 0.16277
3095 | 463.5487 | 501.6 | 600 | 2400 | 5 | 98.86% | 100 | 146.4995 | 144.6608 | 144.6608 | 1 | 146.4995 | 100 | 245.0851 | 231.1058 | 231.1058 | 231.1058 | 13.9794 | 245.0851 | 73.7524 | 65.6422 | 65.6422 | 65.6422 | 8.1102 | 73.7524 | 2209.6032 | 2018.2322 | 2018.2322 | 2064.959 | 144.6442 | 2162.8763 | 46.7269 | 46.7269 | 2209.6032 | 297.4825 | 238.5387 | 238.5387 | 238.5387 | 58.9438 | 297.4825 | 2806.0887 | 2806.0887 | 744.4847 | 744.4847 | 1006.9965 | 1006.9965 | 485.8999 | 485.8999 | 568.7076 | 568.7076 | 275389054.2661 | 1302228130.0222 | 154492041.5128 | 19890774.199 | 1752 | 47.8793 | 228906.4988 | 13515.1498 | 16.9915 | 625.7908 | 132 | 1824 | 2767.1539 | 456 | 114 | 0.1613
3096 | 515.0541 | 501.6 | 600 | 2400 | 5 | 99.12% | 100 | 150.5677 | 147.5048 | 147.5048 | 1 | 150.5677 | 100 | 267.5055 | 252.2457 | 252.2457 | 252.2457 | 15.2598 | 267.5055 | 73.7453 | 65.6351 | 65.6351 | 65.6351 | 8.1103 | 73.7453 | 2676.9474 | 2456.5703 | 2456.5703 | 2503.6621 | 173.2853 | 2629.8556 | 47.0918 | 47.0918 | 2676.9474 | 299.0125 | 239.6702 | 239.6702 | 239.6702 | 59.3422 | 299.0125 | 2888.4798 | 2888.4798 | 827.1109 | 827.1109 | 1006.8816 | 1006.8816 | 485.8445 | 485.8445 | 568.6428 | 568.6428 | 280263596.0293 | 1302226249.3551 | 154060759.5887 | 15449395.0269 | 1752 | 49.7525 | 171457.1626 | 10123.213 | 12.7271 | 695.3231 | 132 | 1824 | 2767.1539 | 456 | 114 | 0.16086
3097 | 566.5595 | 501.6 | 600 | 2400 | 5 | 99.25% | 100 | 154.6483 | 152.4307 | 152.4307 | 1 | 154.6483 | 100 | 290.1053 | 273.5546 | 273.5546 | 273.5546 | 16.5507 | 290.1053 | 73.7378 | 65.6275 | 65.6275 | 65.6275 | 8.1102 | 73.7378 | 3264.7475 | 3009.9188 | 3009.9188 | 3055.4877 | 209.2598 | 3219.1786 | 45.5689 | 45.5689 | 3264.7475 | 300.0435 | 240.4255 | 240.4255 | 240.4255 | 59.6181 | 300.0435 | 2970.872 | 2970.872 | 909.7244 | 909.7244 | 1006.7736 | 1006.7736 | 485.7923 | 485.7923 | 568.5817 | 568.5817 | 283863466.0621 | 1302228545.8213 | 152785140.7605 | 13122847.3561 | 1752 | 51.529 | 145512.6948 | 8591.3938 | 10.8012 | 764.8554 | 132 | 1824 | 2767.1539 | 456 | 114 | 0.15955
3098 | 618.065 | 501.6 | 600 | 2400 | 5 | 99.38% | 100 | 158.7815 | 156.0099 | 156.0099 | 1 | 158.7815 | 100 | 313.0139 | 295.1545 | 295.1545 | 295.1545 | 17.8594 | 313.0139 | 73.7311 | 65.6209 | 65.6209 | 65.6209 | 8.1102 | 73.7311 | 3821.5876 | 3532.362 | 3532.362 | 3578.258 | 243.3296 | 3775.6916 | 45.896 | 45.896 | 3821.5876 | 301.5421 | 241.5466 | 241.5466 | 241.5466 | 59.9956 | 301.5421 | 3053.2651 | 3053.2651 | 992.3261 | 992.3261 | 1006.6717 | 1006.6717 | 485.7432 | 485.7432 | 568.5242 | 568.5242 | 286828586.9386 | 1302233459.2388 | 152028943.1097 | 10909010.7128 | 1752 | 53.1858 | 123035.0274 | 7264.2622 | 9.1327 | 834.3877 | 132 | 1824 | 2767.1539 | 456 | 114 | 0.15877
3099 | 669.5704 | 501.6 | 600 | 2400 | 5 | 99.49% | 100 | 162.9245 | 159.8713 | 159.8713 | 1 | 162.9245 | 100 | 335.9913 | 316.8192 | 316.8192 | 316.8192 | 19.1721 | 335.9913 | 73.7248 | 65.6146 | 65.6146 | 65.6146 | 8.1102 | 73.7248 | 4575.9939 | 4240.3099 | 4240.3099 | 4286.4409 | 289.5531 | 4529.863 | 46.1309 | 46.1309 | 4575.9939 | 302.3496 | 242.1323 | 242.1323 | 242.1323 | 60.2174 | 302.3496 | 3135.6591 | 3135.6591 | 1074.9172 | 1074.9172 | 1006.5754 | 1006.5754 | 485.6967 | 485.6967 | 568.4698 | 568.4698 | 289269005.3169 | 1302233459.2388 | 151519393.595 | 8978141.8493 | 1752 | 54.7357 | 100177.7044 | 5914.7149 | 7.4361 | 903.92 | 132 | 1824 | 2767.1539 | 456 | 114 | 0.15825
3100 | 721.0758 | 501.6 | 600 | 2400 | 6 | 99.55% | 100 | 172.351 | 169.3375 | 169.3375 | 1 | 172.351 | 100 | 359.1018 | 338.6073 | 338.6073 | 338.6073 | 20.4945 | 359.1018 | 73.7123 | 65.602 | 65.602 | 65.602 | 8.1102 | 73.7123 | 6388.9876 | 5942.5187 | 5942.5187 | 5988.4574 | 400.5302 | 6343.049 | 45.9387 | 45.9387 | 6388.9876 | 303.3958 | 242.9117 | 242.9117 | 242.9117 | 60.484 | 303.3958 | 3314.852 | 3314.852 | 1157.3823 | 1157.3823 | 1006.3834 | 1006.3834 | 582.7249 | 582.7249 | 568.3614 | 568.3614 | 291289159.7083 | 1302233459.2388 | 150589078.0231 | 7888303.0297 | 1752 | 56.1978 | 88534.4277 | 5227.2699 | 6.5718 | 973.4523 | 132 | 1824 | 2767.1539 | 456 | 114 | 0.15729
3101 | 772.5812 | 501.6 | 600 | 2400 | 6 | 99.58% | 100 | 176.541 | 174.1863 | 174.1863 | 1 | 176.541 | 100 | 382.3963 | 360.5707 | 360.5707 | 360.5707 | 21.8256 | 382.3963 | 73.707 | 65.5968 | 65.5968 | 65.5968 | 8.1102 | 73.707 | 6953.2744 | 6472.525 | 6472.525 | 6518.2208 | 435.0537 | 6907.5787 | 45.6957 | 45.6957 | 6953.2744 | 305.2692 | 244.3626 | 244.3626 | 244.3626 | 60.9066 | 305.2692 | 3397.2483 | 3397.2483 | 1239.9525 | 1239.9525 | 1006.3023 | 1006.3023 | 582.6779 | 582.6779 | 568.3156 | 568.3156 | 292901287.5881 | 1302233459.2388 | 149449451.401 | 7415801.7721 | 1752 | 57.5756 | 81812.5455 | 4830.395 | 6.0729 | 1042.9846 | 132 | 1824 | 2767.1539 | 456 | 114 | 0.15612
3102 | 824.0866 | 501.6 | 600 | 2400 | 6 | 99.6% | 100 | 180.7396 | 178.2826 | 178.2826 | 1 | 180.7396 | 100 | 405.8022 | 382.639 | 382.639 | 382.639 | 23.1632 | 405.8022 | 73.7019 | 65.5917 | 65.5917 | 65.5917 | 8.1102 | 73.7019 | 7378.2175 | 6872.0472 | 6872.0472 | 6917.1261 | 461.0914 | 7333.1386 | 45.0789 | 45.0789 | 7378.2175 | 307.115 | 245.7942 | 245.7942 | 245.7942 | 61.3208 | 307.115 | 3479.6452 | 3479.6452 | 1322.5147 | 1322.5147 | 1006.2252 | 1006.2252 | 582.6333 | 582.6333 | 568.272 | 568.272 | 294307898.2693 | 1302233459.2388 | 148500814.0491 | 6957828.4427 | 1752 | 58.8694 | 75672.0719 | 4467.8478 | 5.6171 | 1112.5169 | 132 | 1824 | 2767.1539 | 456 | 114 | 0.15514
3103 | 875.592 | 501.6 | 600 | 2400 | 6 | 99.63% | 100 | 184.9441 | 182.3415 | 182.3415 | 1 | 184.9441 | 100 | 429.2486 | 404.7454 | 404.7454 | 404.7454 | 24.5032 | 429.2486 | 73.6972 | 65.587 | 65.587 | 65.587 | 8.1102 | 73.6972 | 7828.653 | 7295.0251 | 7295.0251 | 7339.9797 | 488.6733 | 7783.6984 | 44.9546 | 44.9546 | 7828.653 | 308.6786 | 247.0057 | 247.0057 | 247.0057 | 61.6729 | 308.6786 | 3562.0427 | 3562.0427 | 1405.0694 | 1405.0694 | 1006.1519 | 1006.1519 | 582.5908 | 582.5908 | 568.2306 | 568.2306 | 295532868.0787 | 1302233459.2388 | 147714285.8706 | 6519386.8119 | 1752 | 60.0869 | 71999.4864 | 4251.0101 | 5.3444 | 1182.0492 | 132 | 1824 | 2767.1539 | 456 | 114 | 0.15434
3104 | 927.0974 | 501.6 | 600 | 2400 | 6 | 99.65% | 100 | 189.1533 | 186.2424 | 186.2424 | 1 | 189.1533 | 100 | 452.7146 | 426.8701 | 426.8701 | 426.8701 | 25.8444 | 452.7146 | 73.6926 | 65.5824 | 65.5824 | 65.5824 | 8.1102 | 73.6926 | 8341.6445 | 7776.2763 | 7776.2763 | 7821.5982 | 520.0463 | 8296.3226 | 45.3219 | 45.3219 | 8341.6445 | 309.9787 | 248.0127 | 248.0127 | 248.0127 | 61.9659 | 309.9787 | 3644.4407 | 3644.4407 | 1487.6173 | 1487.6173 | 1006.082 | 1006.082 | 582.5503 | 582.5503 | 568.1911 | 568.1911 | 296649739.4888 | 1302233459.2388 | 147069340.5953 | 6047460.6771 | 1752 | 61.2339 | 66348.3584 | 3917.3549 | 4.925 | 1251.5815 | 132 | 1824 | 2767.1539 | 456 | 114 | 0.15367
3105 | 978.6028 | 501.6 | 600 | 2400 | 6 | 99.68% | 100 | 193.3626 | 190.3701 | 190.3701 | 1 | 193.3626 | 100 | 476.1439 | 448.9602 | 448.9602 | 448.9602 | 27.1837 | 476.1439 | 73.6883 | 65.5781 | 65.5781 | 65.5781 | 8.1102 | 73.6883 | 8924.3961 | 8323.4006 | 8323.4006 | 8368.6728 | 555.7233 | 8879.124 | 45.2721 | 45.2721 | 8924.3961 | 311.1221 | 248.8983 | 248.8983 | 248.8983 | 62.2239 | 311.1221 | 3726.8392 | 3726.8392 | 1570.1586 | 1570.1586 | 1006.0153 | 1006.0153 | 582.5118 | 582.5118 | 568.1535 | 568.1535 | 297683559.4218 | 1302233459.2388 | 146450681.764 | 5632299.5754 | 1752 | 62.3174 | 62252.7259 | 3675.5397 | 4.6209 | 1321.1138 | 132 | 1824 | 2767.1539 | 456 | 114 | 0.15304
3106 | 1030.1083 | 501.6 | 600 | 2400 | 6 | 99.71% | 100 | 197.5669 | 193.9369 | 193.9369 | 1 | 197.5669 | 100 | 499.5253 | 471.0051 | 471.0051 | 471.0051 | 28.5202 | 499.5253 | 73.6841 | 65.5739 | 65.5739 | 65.5739 | 8.1102 | 73.6841 | 9804.1293 | 9149.7173 | 9149.7173 | 9194.4481 | 609.6812 | 9759.3985 | 44.7308 | 44.7308 | 9804.1293 | 311.8638 | 249.4635 | 249.4635 | 249.4635 | 62.4003 | 311.8638 | 3809.2381 | 3809.2381 | 1652.694 | 1652.694 | 1005.9517 | 1005.9517 | 582.4749 | 582.4749 | 568.1176 | 568.1176 | 298640083.0097 | 1302233459.2388 | 146120876.3841 | 5005581.3673 | 1752 | 63.3405 | 53403.5542 | 3153.0649 | 3.9641 | 1390.6462 | 132 | 1824 | 2767.1539 | 456 | 114 | 0.1527
3107 | 20.6022 | 551 | 600 | 2400 | 7 | 93.04% | 100 | 131.09 | 130.7693 | 130.7693 | 1 | 131.09 | 100 | 109.4804 | 103.2399 | 103.2399 | 103.2399 | 6.2405 | 109.4804 | 79.604 | 70.8558 | 70.8558 | 70.8558 | 8.7482 | 79.604 | 593.9307 | 494.664 | 494.664 | 546.7809 | 47.1498 | 541.8138 | 52.1169 | 52.1169 | 593.9307 | 174.3647 | 141.2577 | 141.2577 | 141.2577 | 33.107 | 174.3647 | 2389.9097 | 2389.9097 | 33.1115 | 33.1115 | 1106.9502 | 1106.9502 | 680.7394 | 680.7394 | 569.1085 | 569.1085 | 28299915.4442 | 1326170104.38 | 275675973.0374 | 121854020.0474 | 1752 | 32.0721 | 1552882.5423 | 91685.6462 | 115.2687 | 27.8129 | 145 | 1824 | 2767.1539 | 456 | 114 | 0.28576
3108 | 51.5054 | 551 | 600 | 2400 | 7 | 93.88% | 100 | 132.9813 | 132.4013 | 132.4013 | 1 | 132.9813 | 100 | 113.3489 | 106.8873 | 106.8873 | 106.8873 | 6.4616 | 113.3489 | 79.5953 | 70.8472 | 70.8472 | 70.8472 | 8.748 | 79.5953 | 660.7096 | 558.2548 | 558.2548 | 609.7037 | 51.0059 | 609.2607 | 51.4489 | 51.4489 | 660.7096 | 191.0034 | 154.6637 | 154.6637 | 154.6637 | 36.3397 | 191.0034 | 2439.34 | 2439.34 | 82.7708 | 82.7708 | 1106.8426 | 1106.8426 | 680.6733 | 680.6733 | 569.0532 | 569.0532 | 68225936.7202 | 1326204137.3605 | 250317636.3267 | 107252289.5926 | 1752 | 33.6004 | 1347086.6939 | 79535.0006 | 99.9927 | 69.5323 | 145 | 1824 | 2767.1539 | 456 | 114 | 0.25972
3109 | 154.5162 | 551 | 600 | 2400 | 6 | 96.22% | 100 | 133.9578 | 132.5341 | 132.5341 | 1 | 133.9578 | 100 | 129.2095 | 121.8429 | 121.8429 | 121.8429 | 7.3666 | 129.2095 | 79.5875 | 70.8393 | 70.8393 | 70.8393 | 8.7481 | 79.5875 | 863.8396 | 752.5004 | 752.5004 | 801.0721 | 62.7674 | 815.2678 | 48.5717 | 48.5717 | 863.8396 | 255.6821 | 205.974 | 205.974 | 205.974 | 49.7081 | 255.6821 | 2507.3242 | 2507.3242 | 248.2809 | 248.2809 | 1106.7021 | 1106.7021 | 583.3602 | 583.3602 | 568.981 | 568.981 | 178183809.2764 | 1326181115.3346 | 181347245.7702 | 66287829.6187 | 1752 | 38.5243 | 783312.8455 | 46248.5361 | 58.1444 | 208.5969 | 145 | 1824 | 2767.1539 | 456 | 114 | 0.18888
3110 | 206.0217 | 551 | 600 | 2400 | 6 | 97.06% | 100 | 137.4206 | 135.9904 | 135.9904 | 1 | 137.4206 | 100 | 143.3114 | 135.1397 | 135.1397 | 135.1397 | 8.1717 | 143.3114 | 79.5763 | 70.8282 | 70.8282 | 70.8282 | 8.748 | 79.5763 | 1093.4043 | 969.296 | 969.296 | 1016.7483 | 76.656 | 1045.952 | 47.4523 | 47.4523 | 1093.4043 | 284.0359 | 228.4383 | 228.4383 | 228.4383 | 55.5976 | 284.0359 | 2589.7106 | 2589.7106 | 330.9934 | 330.9934 | 1106.5424 | 1106.5424 | 583.276 | 583.276 | 568.8989 | 568.8989 | 212260726.6073 | 1326205925.8678 | 162073212.6514 | 51460134.8736 | 1752 | 40.8857 | 597385.2434 | 35270.9561 | 44.3432 | 278.1292 | 145 | 1824 | 2767.1539 | 456 | 114 | 0.16908
3111 | 257.5271 | 551 | 600 | 2400 | 6 | 97.68% | 100 | 141.1422 | 139.5304 | 139.5304 | 1 | 141.1422 | 100 | 163.6546 | 154.3217 | 154.3217 | 154.3217 | 9.3329 | 163.6546 | 79.5655 | 70.8176 | 70.8176 | 70.8176 | 8.7479 | 79.5655 | 1353.5928 | 1213.3491 | 1213.3491 | 1261.1275 | 92.4653 | 1305.8144 | 47.7784 | 47.7784 | 1353.5928 | 298.5656 | 239.8036 | 239.8036 | 239.8036 | 58.762 | 298.5656 | 2672.0986 | 2672.0986 | 413.6859 | 413.6859 | 1106.3932 | 1106.3932 | 583.1973 | 583.1973 | 568.8222 | 568.8222 | 230668261.0207 | 1326206426.4494 | 154435097.4791 | 40690215.0508 | 1752 | 43.1437 | 469803.6254 | 27738.2531 | 34.873 | 347.6615 | 145 | 1824 | 2767.1539 | 456 | 114 | 0.16124
3112 | 309.0325 | 551 | 600 | 2400 | 5 | 98.14% | 100 | 139.7087 | 138.3602 | 138.3602 | 1 | 139.7087 | 100 | 186.4149 | 175.7843 | 175.7843 | 175.7843 | 10.6306 | 186.4149 | 79.5675 | 70.8195 | 70.8195 | 70.8195 | 8.7479 | 79.5675 | 1400.8212 | 1258.3927 | 1258.3927 | 1305.6012 | 95.2199 | 1353.6126 | 47.2086 | 47.2086 | 1400.8212 | 304.817 | 244.6093 | 244.6093 | 244.6093 | 60.2077 | 304.817 | 2657.6972 | 2657.6972 | 496.4345 | 496.4345 | 1106.4185 | 1106.4185 | 486.0089 | 486.0089 | 568.8352 | 568.8352 | 242245700.895 | 1326196087.0523 | 150916845.5639 | 32641366.4888 | 1752 | 45.2895 | 377706.2739 | 22300.6202 | 28.0367 | 417.1938 | 145 | 1824 | 2767.1539 | 456 | 114 | 0.15763
3113 | 360.5379 | 551 | 600 | 2400 | 5 | 98.56% | 100 | 143.6375 | 141.5704 | 141.5704 | 1 | 143.6375 | 100 | 209.6263 | 197.6706 | 197.6706 | 197.6706 | 11.9557 | 209.6263 | 79.5577 | 70.8098 | 70.8098 | 70.8098 | 8.7479 | 79.5577 | 1733.6276 | 1570.8384 | 1570.8384 | 1618.0647 | 115.5629 | 1686.4013 | 47.2263 | 47.2263 | 1733.6276 | 308.2551 | 247.2023 | 247.2023 | 247.2023 | 61.0528 | 308.2551 | 2740.0862 | 2740.0862 | 579.0996 | 579.0996 | 1106.2772 | 1106.2772 | 485.9468 | 485.9468 | 568.7625 | 568.7625 | 251047841.2432 | 1326213823.0772 | 149460331.8581 | 25278003.8216 | 1752 | 47.2947 | 284773.9345 | 16813.6878 | 21.1384 | 486.7262 | 145 | 1824 | 2767.1539 | 456 | 114 | 0.15613
3114 | 412.0433 | 551 | 600 | 2400 | 5 | 98.83% | 100 | 147.6289 | 145.7994 | 145.7994 | 1 | 147.6289 | 100 | 233.1664 | 219.8666 | 219.8666 | 219.8666 | 13.2998 | 233.1664 | 79.5494 | 70.8016 | 70.8016 | 70.8016 | 8.7479 | 79.5494 | 2140.1367 | 1953.3134 | 1953.3134 | 1999.7428 | 140.3939 | 2093.7074 | 46.4293 | 46.4293 | 2140.1367 | 310.5666 | 248.9439 | 248.9439 | 248.9439 | 61.6227 | 310.5666 | 2822.4764 | 2822.4764 | 661.7488 | 661.7488 | 1106.1447 | 1106.1447 | 485.8886 | 485.8886 | 568.6944 | 568.6944 | 257518043.3597 | 1326198791.682 | 147713012.3339 | 20570150.968 | 1752 | 49.2048 | 230598.417 | 13615.0445 | 17.1171 | 556.2585 | 145 | 1824 | 2767.1539 | 456 | 114 | 0.15434
3115 | 463.5487 | 551 | 600 | 2400 | 5 | 99.03% | 100 | 151.6976 | 149.6996 | 149.6996 | 1 | 151.6976 | 100 | 256.839 | 242.1873 | 242.1873 | 242.1873 | 14.6517 | 256.839 | 79.5417 | 70.7938 | 70.7938 | 70.7938 | 8.7479 | 79.5417 | 2554.0612 | 2341.8019 | 2341.8019 | 2388.3511 | 165.7101 | 2507.512 | 46.5492 | 46.5492 | 2554.0612 | 313.6909 | 251.343 | 251.343 | 251.343 | 62.3479 | 313.6909 | 2904.8678 | 2904.8678 | 744.3836 | 744.3836 | 1106.0201 | 1106.0201 | 485.8339 | 485.8339 | 568.6303 | 568.6303 | 262747832.7962 | 1326213621.8163 | 146007033.9046 | 17031511.4829 | 1752 | 51.0028 | 195356.6711 | 11534.2932 | 14.5011 | 625.7908 | 145 | 1824 | 2767.1539 | 456 | 114 | 0.15258
3116 | 515.0541 | 551 | 600 | 2400 | 5 | 99.24% | 100 | 155.772 | 153.2723 | 153.2723 | 1 | 155.772 | 100 | 280.3848 | 264.3883 | 264.3883 | 264.3883 | 15.9965 | 280.3848 | 79.5336 | 70.7858 | 70.7858 | 70.7858 | 8.7478 | 79.5336 | 3159.2442 | 2910.3786 | 2910.3786 | 2956.4084 | 202.8358 | 3113.2144 | 46.0298 | 46.0298 | 3159.2442 | 315.4266 | 252.6486 | 252.6486 | 252.6486 | 62.778 | 315.4266 | 2987.2602 | 2987.2602 | 827.0051 | 827.0051 | 1105.9027 | 1105.9027 | 485.7823 | 485.7823 | 568.57 | 568.57 | 267194146.0624 | 1326214685.5205 | 145188967.8528 | 13402200.5643 | 1752 | 52.6735 | 147696.5724 | 8720.3348 | 10.9633 | 695.3231 | 145 | 1824 | 2767.1539 | 456 | 114 | 0.15174
3117 | 566.5595 | 551 | 600 | 2400 | 4 | 99.35% | 100 | 154.6272 | 152.7786 | 152.7786 | 1 | 154.6272 | 100 | 304.3823 | 287.017 | 287.017 | 287.017 | 17.3653 | 304.3823 | 79.5349 | 70.787 | 70.787 | 70.787 | 8.7478 | 79.5349 | 2998.08 | 2759.4466 | 2759.4466 | 2805.1523 | 192.9277 | 2952.3743 | 45.7057 | 45.7057 | 2998.08 | 317.6356 | 254.3352 | 254.3352 | 254.3352 | 63.3003 | 317.6356 | 2972.858 | 2972.858 | 909.7221 | 909.7221 | 1105.9227 | 1105.9227 | 388.6329 | 388.6329 | 568.5803 | 568.5803 | 270486264.3093 | 1326214685.5205 | 143909905.6275 | 11389144.5428 | 1752 | 54.2573 | 127339.4281 | 7518.4036 | 9.4523 | 764.8554 | 145 | 1824 | 2767.1539 | 456 | 114 | 0.15043
3118 | 618.065 | 551 | 600 | 2400 | 4 | 99.47% | 100 | 158.778 | 156.2337 | 156.2337 | 1 | 158.778 | 100 | 328.4912 | 309.7487 | 309.7487 | 309.7487 | 18.7425 | 328.4912 | 79.5277 | 70.7799 | 70.7799 | 70.7799 | 8.7478 | 79.5277 | 3537.3541 | 3264.8949 | 3264.8949 | 3311.4246 | 225.9295 | 3490.8244 | 46.5297 | 46.5297 | 3537.3541 | 319.4035 | 255.687 | 255.687 | 255.687 | 63.7166 | 319.4035 | 3055.2511 | 3055.2511 | 992.3238 | 992.3238 | 1105.8109 | 1105.8109 | 388.5936 | 388.5936 | 568.5228 | 568.5228 | 273270388.3458 | 1326214685.5205 | 143263743.9486 | 9251182.1851 | 1752 | 55.7364 | 104980.2072 | 6198.2654 | 7.7926 | 834.3877 | 145 | 1824 | 2767.1539 | 456 | 114 | 0.14977
3119 | 669.5704 | 551 | 600 | 2400 | 4 | 99.55% | 100 | 162.9338 | 160.6519 | 160.6519 | 1 | 162.9338 | 100 | 352.7383 | 332.6105 | 332.6105 | 332.6105 | 20.1277 | 352.7383 | 79.521 | 70.7731 | 70.7731 | 70.7731 | 8.7478 | 79.521 | 4176.8776 | 3865.4482 | 3865.4482 | 3911.8224 | 265.0553 | 4130.5035 | 46.3741 | 46.3741 | 4176.8776 | 320.751 | 256.707 | 256.707 | 256.707 | 64.0441 | 320.751 | 3137.6451 | 3137.6451 | 1074.9148 | 1074.9148 | 1105.7053 | 1105.7053 | 388.5565 | 388.5565 | 568.4685 | 568.4685 | 275476132.7507 | 1326214685.5205 | 142369219.6367 | 7939962.0921 | 1752 | 57.133 | 89604.6029 | 5290.4555 | 6.6512 | 903.92 | 145 | 1824 | 2767.1539 | 456 | 114 | 0.14885
3120 | 721.0758 | 551 | 600 | 2400 | 6 | 99.59% | 100 | 177.6408 | 174.5796 | 174.5796 | 1 | 177.6408 | 100 | 377.0888 | 355.5658 | 355.5658 | 355.5658 | 21.523 | 377.0888 | 79.5008 | 70.753 | 70.753 | 70.753 | 8.7478 | 79.5008 | 7017.0413 | 6531.905 | 6531.905 | 6578.009 | 439.0322 | 6970.9372 | 46.1041 | 46.1041 | 7017.0413 | 322.5564 | 258.0874 | 258.0874 | 258.0874 | 64.469 | 322.5564 | 3413.6373 | 3413.6373 | 1157.271 | 1157.271 | 1105.3906 | 1105.3906 | 582.6689 | 582.6689 | 568.3067 | 568.3067 | 277347279.9617 | 1326214685.5205 | 141273301.8831 | 7164732.6346 | 1752 | 58.4505 | 79504.7299 | 4694.1364 | 5.9015 | 973.4523 | 145 | 1824 | 2767.1539 | 456 | 114 | 0.14772
3121 | 772.5812 | 551 | 600 | 2400 | 6 | 99.62% | 100 | 181.833 | 179.2661 | 179.2661 | 1 | 181.833 | 100 | 401.5901 | 378.667 | 378.667 | 378.667 | 22.9231 | 401.5901 | 79.4955 | 70.7476 | 70.7476 | 70.7476 | 8.7478 | 79.4955 | 7626.7134 | 7105.1308 | 7105.1308 | 7150.3062 | 476.4072 | 7581.538 | 45.1754 | 45.1754 | 7626.7134 | 324.6434 | 259.7109 | 259.7109 | 259.7109 | 64.9326 | 324.6434 | 3496.0343 | 3496.0343 | 1239.8392 | 1239.8392 | 1105.3068 | 1105.3068 | 582.6247 | 582.6247 | 568.2636 | 568.2636 | 278885432.3684 | 1326214685.5205 | 140195136.106 | 6704746.0051 | 1752 | 59.6923 | 73809.5098 | 4357.878 | 5.4788 | 1042.9846 | 145 | 1824 | 2767.1539 | 456 | 114 | 0.14661
3122 | 824.0866 | 551 | 600 | 2400 | 6 | 99.64% | 100 | 186.0367 | 183.3569 | 183.3569 | 1 | 186.0367 | 100 | 426.1446 | 401.8183 | 401.8183 | 401.8183 | 24.3263 | 426.1446 | 79.4903 | 70.7425 | 70.7425 | 70.7425 | 8.7478 | 79.4903 | 8162.389 | 7607.7838 | 7607.7838 | 7653.1969 | 509.1921 | 8116.9759 | 45.4131 | 45.4131 | 8162.389 | 326.615 | 261.2438 | 261.2438 | 261.2438 | 65.3712 | 326.615 | 3578.4319 | 3578.4319 | 1322.3997 | 1322.3997 | 1105.227 | 1105.227 | 582.5826 | 582.5826 | 568.2226 | 568.2226 | 280257924.7864 | 1326214685.5205 | 139292108.1456 | 6235281.5474 | 1752 | 60.8619 | 69988.6679 | 4132.2869 | 5.1952 | 1112.5169 | 145 | 1824 | 2767.1539 | 456 | 114 | 0.14569
3123 | 875.592 | 551 | 600 | 2400 | 6 | 99.67% | 100 | 190.2448 | 187.4394 | 187.4394 | 1 | 190.2448 | 100 | 450.71 | 424.9797 | 424.9797 | 424.9797 | 25.7303 | 450.71 | 79.4855 | 70.7376 | 70.7376 | 70.7376 | 8.7478 | 79.4855 | 8740.7875 | 8150.0407 | 8150.0407 | 8196.2046 | 544.5829 | 8694.6236 | 46.1639 | 46.1639 | 8740.7875 | 328.3158 | 262.5639 | 262.5639 | 262.5639 | 65.7519 | 328.3158 | 3660.83 | 3660.83 | 1404.953 | 1404.953 | 1105.151 | 1105.151 | 582.5425 | 582.5425 | 568.1835 | 568.1835 | 281484355.6184 | 1326214685.5205 | 138507779.7405 | 5793179.1206 | 1752 | 61.9661 | 65664.9948 | 3877.0076 | 4.8742 | 1182.0492 | 145 | 1824 | 2767.1539 | 456 | 114 | 0.14488
3124 | 927.0974 | 551 | 600 | 2400 | 6 | 99.71% | 100 | 194.449 | 190.8687 | 190.8687 | 1 | 194.449 | 100 | 475.2618 | 448.1282 | 448.1282 | 448.1282 | 27.1336 | 475.2618 | 79.4808 | 70.733 | 70.733 | 70.733 | 8.7478 | 79.4808 | 9582.6817 | 8940.4656 | 8940.4656 | 8986.4585 | 596.2231 | 9536.6887 | 45.993 | 45.993 | 9582.6817 | 329.5201 | 263.4946 | 263.4946 | 263.4946 | 66.0255 | 329.5201 | 3743.2286 | 3743.2286 | 1487.4996 | 1487.4996 | 1105.0784 | 1105.0784 | 582.5043 | 582.5043 | 568.1462 | 568.1462 | 282571923.158 | 1326214685.5205 | 138079368.0283 | 5134023.2932 | 1752 | 63.0078 | 57049.3779 | 3368.3224 | 4.2347 | 1251.5815 | 145 | 1824 | 2767.1539 | 456 | 114 | 0.14444
3125 | 978.6028 | 551 | 600 | 2400 | 6 | 99.73% | 100 | 198.6532 | 195.116 | 195.116 | 1 | 198.6532 | 100 | 499.8279 | 471.2901 | 471.2901 | 471.2901 | 28.5378 | 499.8279 | 79.4764 | 70.7286 | 70.7286 | 70.7286 | 8.7478 | 79.4764 | 10506.6679 | 9808.8067 | 9808.8067 | 9853.8122 | 652.8557 | 10461.6623 | 45.0056 | 45.0056 | 10506.6679 | 330.5757 | 264.309 | 264.309 | 264.309 | 66.2667 | 330.5757 | 3825.6276 | 3825.6276 | 1570.0401 | 1570.0401 | 1105.0092 | 1105.0092 | 582.4678 | 582.4678 | 568.1106 | 568.1106 | 283563845.5479 | 1326214685.5205 | 137534766.5998 | 4686702.3318 | 1752 | 63.9948 | 49131.9857 | 2900.8619 | 3.647 | 1321.1138 | 145 | 1824 | 2767.1539 | 456 | 114 | 0.14388
3126 | 1030.1083 | 551 | 600 | 2400 | 6 | 99.75% | 100 | 202.8619 | 199.4749 | 199.4749 | 1 | 202.8619 | 100 | 524.3935 | 494.4514 | 494.4514 | 494.4514 | 29.9421 | 524.3935 | 79.4722 | 70.7243 | 70.7243 | 70.7243 | 8.7478 | 79.4722 | 11355.3642 | 10606.521 | 10606.521 | 10650.539 | 704.8252 | 11311.3462 | 44.018 | 44.018 | 11355.3642 | 331.6905 | 265.1709 | 265.1709 | 265.1709 | 66.5196 | 331.6905 | 3908.0271 | 3908.0271 | 1652.5747 | 1652.5747 | 1104.9429 | 1104.9429 | 582.4329 | 582.4329 | 568.0765 | 568.0765 | 284439969.1981 | 1326214685.5205 | 136987309.6566 | 4358035.6248 | 1752 | 64.9321 | 46358.5523 | 2737.1122 | 3.4411 | 1390.6462 | 145 | 1824 | 2767.1539 | 456 | 114 | 0.14332
3127 | 20.6022 | 600.4 | 600 | 2400 | 7 | 94.02% | 100 | 135.692 | 135.3298 | 135.3298 | 1 | 135.692 | 100 | 113.4776 | 107.0081 | 107.0081 | 107.0081 | 6.4695 | 113.4776 | 85.3642 | 75.9814 | 75.9814 | 75.9814 | 9.3828 | 85.3642 | 679.0657 | 574.7638 | 574.7638 | 626.8314 | 52.2344 | 626.9982 | 52.0675 | 52.0675 | 679.0657 | 175.572 | 142.0968 | 142.0968 | 142.0968 | 33.4752 | 175.572 | 2488.6805 | 2488.6805 | 33.1052 | 33.1052 | 1205.9648 | 1205.9648 | 680.6101 | 680.6101 | 569.0004 | 569.0004 | 27284007.4221 | 1347312382.6046 | 272679423.3447 | 104724186.6286 | 1752 | 36.8159 | 1334401.7086 | 78786.0508 | 99.0511 | 27.8129 | 158 | 1824 | 2767.1539 | 456 | 114 | 0.28269
3128 | 51.5054 | 600.4 | 600 | 2400 | 7 | 94.76% | 100 | 137.6193 | 137.0496 | 137.0496 | 1 | 137.6193 | 100 | 117.5817 | 110.8776 | 110.8776 | 110.8776 | 6.704 | 117.5817 | 85.358 | 75.9751 | 75.9751 | 75.9751 | 9.3829 | 85.358 | 760.3634 | 652.556 | 652.556 | 703.3544 | 57.009 | 709.565 | 50.7983 | 50.7983 | 760.3634 | 192.525 | 155.7498 | 155.7498 | 155.7498 | 36.7752 | 192.525 | 2538.112 | 2538.112 | 82.7557 | 82.7557 | 1205.8572 | 1205.8572 | 680.5494 | 680.5494 | 568.9496 | 568.9496 | 65775656.5576 | 1347302160.5354 | 247130345.6298 | 91791837.2773 | 1752 | 38.1987 | 1139033.4465 | 67251.0732 | 84.5492 | 69.5323 | 158 | 1824 | 2767.1539 | 456 | 114 | 0.25644
3129 | 154.5162 | 600.4 | 600 | 2400 | 6 | 96.79% | 100 | 138.8404 | 137.4258 | 137.4258 | 1 | 138.8404 | 100 | 134.2093 | 126.5564 | 126.5564 | 126.5564 | 7.6529 | 134.2093 | 85.3463 | 75.9637 | 75.9637 | 75.9637 | 9.3826 | 85.3463 | 1007.3474 | 887.2165 | 887.2165 | 935.8306 | 71.5167 | 958.7332 | 48.6141 | 48.6141 | 1007.3474 | 260.4022 | 209.5354 | 209.5354 | 209.5354 | 50.8667 | 260.4022 | 2606.0977 | 2606.0977 | 248.2382 | 248.2382 | 1205.7164 | 1205.7164 | 583.2599 | 583.2599 | 568.8832 | 568.8832 | 171441837.4702 | 1347350215.9543 | 176922967.7277 | 56284978.8478 | 1752 | 42.6508 | 666159.1561 | 39331.5212 | 49.4482 | 208.5969 | 158 | 1824 | 2767.1539 | 456 | 114 | 0.18434
3130 | 206.0217 | 600.4 | 600 | 2400 | 6 | 97.49% | 100 | 142.4599 | 140.8718 | 140.8718 | 1 | 142.4599 | 100 | 149.0393 | 140.5397 | 140.5397 | 140.5397 | 8.4996 | 149.0393 | 85.336 | 75.9534 | 75.9534 | 75.9534 | 9.3826 | 85.336 | 1263.1731 | 1128.2778 | 1128.2778 | 1176.1668 | 87.0063 | 1215.284 | 47.8891 | 47.8891 | 1263.1731 | 292.9934 | 235.4448 | 235.4448 | 235.4448 | 57.5486 | 292.9934 | 2688.486 | 2688.486 | 330.9402 | 330.9402 | 1205.556 | 1205.556 | 583.1823 | 583.1823 | 568.8075 | 568.8075 | 204039688.8672 | 1347345408.5213 | 156662576.9258 | 43952325.6857 | 1752 | 44.7681 | 515745.1265 | 30450.7417 | 38.2832 | 278.1292 | 158 | 1824 | 2767.1539 | 456 | 114 | 0.16353
3131 | 257.5271 | 600.4 | 600 | 2400 | 6 | 98% | 100 | 146.219 | 144.7085 | 144.7085 | 1 | 146.219 | 100 | 170.4292 | 160.7086 | 160.7086 | 160.7086 | 9.7206 | 170.4292 | 85.3262 | 75.9437 | 75.9437 | 75.9437 | 9.3825 | 85.3262 | 1567.8804 | 1414.8817 | 1414.8817 | 1462.2976 | 105.5828 | 1520.4645 | 47.4159 | 47.4159 | 1567.8804 | 309.479 | 248.3739 | 248.3739 | 248.3739 | 61.1051 | 309.479 | 2770.8755 | 2770.8755 | 413.6237 | 413.6237 | 1205.4056 | 1205.4056 | 583.1096 | 583.1096 | 568.7366 | 568.7366 | 221311535.0606 | 1347364896.5535 | 148270356.3917 | 35053211.9942 | 1752 | 46.7839 | 404094.6226 | 23858.6471 | 29.9955 | 347.6615 | 158 | 1824 | 2767.1539 | 456 | 114 | 0.15491
3132 | 309.0325 | 600.4 | 600 | 2400 | 5 | 98.39% | 100 | 144.8505 | 143.4196 | 143.4196 | 1 | 144.8505 | 100 | 194.3757 | 183.2895 | 183.2895 | 183.2895 | 11.0862 | 194.3757 | 85.3274 | 75.9449 | 75.9449 | 75.9449 | 9.3825 | 85.3274 | 1610.9786 | 1455.7096 | 1455.7096 | 1502.8468 | 108.1317 | 1563.8414 | 47.1372 | 47.1372 | 1610.9786 | 317.8062 | 254.8426 | 254.8426 | 254.8426 | 62.9637 | 317.8062 | 2756.4738 | 2756.4738 | 496.359 | 496.359 | 1205.4312 | 1205.4312 | 485.9349 | 485.9349 | 568.7486 | 568.7486 | 232314502.8399 | 1347370729.2365 | 144178849.6756 | 28135918.248 | 1752 | 48.6912 | 324744.4509 | 19173.6361 | 24.1054 | 417.1938 | 158 | 1824 | 2767.1539 | 456 | 114 | 0.15071
3133 | 360.5379 | 600.4 | 600 | 2400 | 5 | 98.73% | 100 | 148.8138 | 147.2318 | 147.2318 | 1 | 148.8138 | 100 | 218.8811 | 206.3959 | 206.3959 | 206.3959 | 12.4853 | 218.8811 | 85.319 | 75.9364 | 75.9364 | 75.9364 | 9.3825 | 85.319 | 1999.3373 | 1820.7425 | 1820.7425 | 1867.5156 | 131.8217 | 1952.5642 | 46.7731 | 46.7731 | 1999.3373 | 322.1004 | 258.1367 | 258.1367 | 258.1367 | 63.9636 | 322.1004 | 2838.8643 | 2838.8643 | 579.0169 | 579.0169 | 1205.2886 | 1205.2886 | 485.8774 | 485.8774 | 568.6813 | 568.6813 | 240243770.6327 | 1347353539.8714 | 142070574.3602 | 22332121.9449 | 1752 | 50.484 | 254470.4993 | 15024.5054 | 18.8891 | 486.7262 | 158 | 1824 | 2767.1539 | 456 | 114 | 0.14854
3134 | 412.0433 | 600.4 | 600 | 2400 | 5 | 98.98% | 100 | 152.8523 | 150.8791 | 150.8791 | 1 | 152.8523 | 100 | 243.5367 | 229.6436 | 229.6436 | 229.6436 | 13.8931 | 243.5367 | 85.3107 | 75.9281 | 75.9281 | 75.9281 | 9.3826 | 85.3107 | 2429.2246 | 2224.6269 | 2224.6269 | 2271.0919 | 158.1327 | 2382.7596 | 46.465 | 46.465 | 2429.2246 | 326.3405 | 261.4187 | 261.4187 | 261.4187 | 64.9217 | 326.3405 | 2921.2558 | 2921.2558 | 661.66 | 661.66 | 1205.1544 | 1205.1544 | 485.8234 | 485.8234 | 568.618 | 568.618 | 246494735.1751 | 1347360270.7926 | 140190427.1269 | 17954566.9054 | 1752 | 52.1791 | 201567.9584 | 11901.0215 | 14.9622 | 556.2585 | 158 | 1824 | 2767.1539 | 456 | 114 | 0.14661
3135 | 463.5487 | 600.4 | 600 | 2400 | 5 | 99.18% | 100 | 156.928 | 154.4825 | 154.4825 | 1 | 156.928 | 100 | 268.3142 | 253.0061 | 253.0061 | 253.0061 | 15.3081 | 268.3142 | 85.3021 | 75.9196 | 75.9196 | 75.9196 | 9.3825 | 85.3021 | 2964.2982 | 2727.0784 | 2727.0784 | 2773.4296 | 190.8686 | 2917.947 | 46.3512 | 46.3512 | 2964.2982 | 329.5031 | 263.8575 | 263.8575 | 263.8575 | 65.6456 | 329.5031 | 3003.6484 | 3003.6484 | 744.2894 | 744.2894 | 1205.0281 | 1205.0281 | 485.7724 | 485.7724 | 568.5584 | 568.5584 | 251497226.6466 | 1347368769.1207 | 138794573.9625 | 14339430.2702 | 1752 | 53.7734 | 160280.1693 | 9463.2984 | 11.8974 | 625.7908 | 158 | 1824 | 2767.1539 | 456 | 114 | 0.14518
3136 | 515.0541 | 600.4 | 600 | 2400 | 5 | 99.32% | 100 | 161.0208 | 158.8116 | 158.8116 | 1 | 161.0208 | 100 | 293.1349 | 276.4092 | 276.4092 | 276.4092 | 16.7258 | 293.1349 | 85.2947 | 75.9122 | 75.9122 | 75.9122 | 9.3825 | 85.2947 | 3614.7782 | 3338.4488 | 3338.4488 | 3384.1202 | 230.658 | 3569.1068 | 45.6714 | 45.6714 | 3614.7782 | 332.1331 | 265.8629 | 265.8629 | 265.8629 | 66.2702 | 332.1331 | 3086.0418 | 3086.0418 | 826.9064 | 826.9064 | 1204.9089 | 1204.9089 | 485.7244 | 485.7244 | 568.5022 | 568.5022 | 255444328.3389 | 1347354866.455 | 137356243.2521 | 11844561.954 | 1752 | 55.2787 | 132865.1808 | 7844.6564 | 9.8624 | 695.3231 | 158 | 1824 | 2767.1539 | 456 | 114 | 0.1437
3137 | 566.5595 | 600.4 | 600 | 2400 | 5 | 99.43% | 100 | 165.1727 | 162.4368 | 162.4368 | 1 | 165.1727 | 100 | 318.3362 | 300.1709 | 300.1709 | 300.1709 | 18.1653 | 318.3362 | 85.2872 | 75.9048 | 75.9048 | 75.9048 | 9.3825 | 85.2872 | 4165.8601 | 3855.1024 | 3855.1024 | 3901.4533 | 264.4068 | 4119.5092 | 46.3509 | 46.3509 | 4165.8601 | 335.4355 | 268.4259 | 268.4259 | 268.4259 | 67.0096 | 335.4355 | 3168.4361 | 3168.4361 | 909.512 | 909.512 | 1204.7962 | 1204.7962 | 485.6789 | 485.6789 | 568.449 | 568.449 | 258613368.8074 | 1347389448.5901 | 135978590.7573 | 10018591.8452 | 1752 | 56.6994 | 114641.3042 | 6768.6781 | 8.5097 | 764.8554 | 158 | 1824 | 2767.1539 | 456 | 114 | 0.14228
3138 | 618.065 | 600.4 | 600 | 2400 | 4 | 99.52% | 100 | 164.0597 | 162.0051 | 162.0051 | 1 | 164.0597 | 100 | 343.615 | 324.0075 | 324.0075 | 324.0075 | 19.6075 | 343.615 | 85.2872 | 75.9048 | 75.9048 | 75.9048 | 9.3823 | 85.2872 | 3999.702 | 3698.7702 | 3698.7702 | 3745.4844 | 254.2176 | 3952.9878 | 46.7142 | 46.7142 | 3999.702 | 337.3586 | 269.9065 | 269.9065 | 269.9065 | 67.4521 | 337.3586 | 3154.0337 | 3154.0337 | 992.2108 | 992.2108 | 1204.8154 | 1204.8154 | 388.5494 | 388.5494 | 568.4581 | 568.4581 | 261150063.7282 | 1347394149.996 | 135049603.2557 | 8406183.0201 | 1752 | 58.0329 | 94807.5493 | 5597.649 | 7.0375 | 834.3877 | 158 | 1824 | 2767.1539 | 456 | 114 | 0.14133
3139 | 669.5704 | 600.4 | 600 | 2400 | 5 | 99.59% | 100 | 173.4891 | 170.9182 | 170.9182 | 1 | 173.4891 | 100 | 369.0793 | 348.015 | 348.015 | 348.015 | 21.0643 | 369.0793 | 85.2727 | 75.8904 | 75.8904 | 75.8904 | 9.3823 | 85.2727 | 5802.0596 | 5391.3567 | 5391.3567 | 5437.408 | 364.6516 | 5756.0083 | 46.0513 | 46.0513 | 5802.0596 | 339.1695 | 271.2909 | 271.2909 | 271.2909 | 67.8785 | 339.1695 | 3333.227 | 3333.227 | 1074.6925 | 1074.6925 | 1204.5884 | 1204.5884 | 485.5952 | 485.5952 | 568.351 | 568.351 | 263182173.5497 | 1347394149.996 | 134202011.0829 | 7221665.3714 | 1752 | 59.2921 | 80416.6262 | 4747.9768 | 5.9692 | 903.92 | 158 | 1824 | 2767.1539 | 456 | 114 | 0.14046
3140 | 721.0758 | 600.4 | 600 | 2400 | 5 | 99.63% | 100 | 177.6771 | 175.0829 | 175.0829 | 1 | 177.6771 | 100 | 394.6898 | 372.1621 | 372.1621 | 372.1621 | 22.5276 | 394.6898 | 85.2666 | 75.8843 | 75.8843 | 75.8843 | 9.3823 | 85.2666 | 6488.4795 | 6036.0877 | 6036.0877 | 6081.7452 | 406.7343 | 6442.8221 | 45.6575 | 45.6575 | 6488.4795 | 341.3856 | 273.0157 | 273.0157 | 273.0157 | 68.3699 | 341.3856 | 3415.6234 | 3415.6234 | 1157.2689 | 1157.2689 | 1204.4924 | 1204.4924 | 485.5565 | 485.5565 | 568.3057 | 568.3057 | 264968280.2572 | 1347394149.996 | 133194373.5942 | 6443196.1525 | 1752 | 60.4819 | 71779.7293 | 4238.0352 | 5.3281 | 973.4523 | 158 | 1824 | 2767.1539 | 456 | 114 | 0.13942
3141 | 772.5812 | 600.4 | 600 | 2400 | 5 | 99.66% | 100 | 181.8753 | 179.7646 | 179.7646 | 1 | 181.8753 | 100 | 420.3441 | 396.3505 | 396.3505 | 396.3505 | 23.9936 | 420.3441 | 85.2609 | 75.8786 | 75.8786 | 75.8786 | 9.3823 | 85.2609 | 7079.2048 | 6590.459 | 6590.459 | 6636.3338 | 442.8709 | 7033.3299 | 45.8749 | 45.8749 | 7079.2048 | 343.6343 | 274.7642 | 274.7642 | 274.7642 | 68.8701 | 343.6343 | 3498.0204 | 3498.0204 | 1239.837 | 1239.837 | 1204.4011 | 1204.4011 | 485.5197 | 485.5197 | 568.2626 | 568.2626 | 266437357.2153 | 1347394149.996 | 132141878.8603 | 6026613.9283 | 1752 | 61.6074 | 68220.5434 | 4027.8929 | 5.0639 | 1042.9846 | 158 | 1824 | 2767.1539 | 456 | 114 | 0.13834
3142 | 824.0866 | 600.4 | 600 | 2400 | 5 | 99.69% | 100 | 186.0798 | 183.2219 | 183.2219 | 1 | 186.0798 | 100 | 446.0485 | 420.5859 | 420.5859 | 420.5859 | 25.4626 | 446.0485 | 85.2554 | 75.8731 | 75.8731 | 75.8731 | 9.3823 | 85.2554 | 7673.2469 | 7147.6444 | 7147.6444 | 7194.0245 | 479.2224 | 7626.8667 | 46.3801 | 46.3801 | 7673.2469 | 345.6289 | 276.3149 | 276.3149 | 276.3149 | 69.314 | 345.6289 | 3580.418 | 3580.418 | 1322.3974 | 1322.3974 | 1204.3143 | 1204.3143 | 485.4847 | 485.4847 | 568.2216 | 568.2216 | 267758100.3628 | 1347394149.996 | 131470769.3176 | 5376980.3236 | 1752 | 62.6682 | 60776.0444 | 3588.3531 | 4.5113 | 1112.5169 | 158 | 1824 | 2767.1539 | 456 | 114 | 0.13765
3143 | 875.592 | 600.4 | 600 | 2400 | 5 | 99.72% | 100 | 190.2824 | 187.4334 | 187.4334 | 1 | 190.2824 | 100 | 471.7564 | 444.8246 | 444.8246 | 444.8246 | 26.9319 | 471.7564 | 85.2502 | 75.8679 | 75.8679 | 75.8679 | 9.3823 | 85.2502 | 8389.6843 | 7820.6591 | 7820.6591 | 7866.5293 | 523.155 | 8343.8141 | 45.8702 | 45.8702 | 8389.6843 | 347.2477 | 277.5698 | 277.5698 | 277.5698 | 69.6779 | 347.2477 | 3662.8161 | 3662.8161 | 1404.9507 | 1404.9507 | 1204.2315 | 1204.2315 | 485.4513 | 485.4513 | 568.1826 | 568.1826 | 268940757.6365 | 1347394149.996 | 130749450.4162 | 4915641.9514 | 1752 | 63.6733 | 53062.5355 | 3132.9304 | 3.9388 | 1182.0492 | 158 | 1824 | 2767.1539 | 456 | 114 | 0.13691
3144 | 927.0974 | 600.4 | 600 | 2400 | 6 | 99.74% | 100 | 199.7509 | 196.4654 | 196.4654 | 1 | 199.7509 | 100 | 497.4128 | 469.0125 | 469.0125 | 469.0125 | 28.4003 | 497.4128 | 85.2397 | 75.8574 | 75.8574 | 75.8574 | 9.3823 | 85.2397 | 10959.0834 | 10233.8515 | 10233.8515 | 10278.5304 | 680.553 | 10914.4044 | 44.6789 | 44.6789 | 10959.0834 | 348.7465 | 278.7305 | 278.7305 | 278.7305 | 70.016 | 348.7465 | 3842.0171 | 3842.0171 | 1487.3883 | 1487.3883 | 1204.0643 | 1204.0643 | 582.4607 | 582.4607 | 568.1037 | 568.1037 | 269965200.5057 | 1347394149.996 | 130105790.4209 | 4534859.0774 | 1752 | 64.6271 | 48734.1398 | 2877.3722 | 3.6175 | 1251.5815 | 158 | 1824 | 2767.1539 | 456 | 114 | 0.13625
3145 | 978.6028 | 600.4 | 600 | 2400 | 6 | 99.76% | 100 | 203.9619 | 200.6128 | 200.6128 | 1 | 203.9619 | 100 | 523.1692 | 493.2967 | 493.2967 | 493.2967 | 29.8725 | 523.1692 | 85.2352 | 75.8529 | 75.8529 | 75.8529 | 9.3823 | 85.2352 | 11843.6855 | 11064.981 | 11064.981 | 11108.9204 | 734.7651 | 11799.7461 | 43.9394 | 43.9394 | 11843.6855 | 350.13 | 279.8071 | 279.8071 | 279.8071 | 70.3228 | 350.13 | 3924.4166 | 3924.4166 | 1569.9278 | 1569.9278 | 1203.9928 | 1203.9928 | 582.4261 | 582.4261 | 568.07 | 568.07 | 270855995.4373 | 1347394149.996 | 129565341.7091 | 4184512.8575 | 1752 | 65.5323 | 44872.941 | 2649.3984 | 3.3309 | 1321.1138 | 158 | 1824 | 2767.1539 | 456 | 114 | 0.1357
3146 | 1030.1083 | 600.4 | 600 | 2400 | 6 | 99.78% | 100 | 208.1789 | 204.7931 | 204.7931 | 1 | 208.1789 | 100 | 548.9659 | 517.6188 | 517.6188 | 517.6188 | 31.3472 | 548.9659 | 85.2309 | 75.8486 | 75.8486 | 75.8486 | 9.3823 | 85.2309 | 12719.843 | 11887.1366 | 11887.1366 | 11931.348 | 788.4951 | 12675.6317 | 44.2113 | 44.2113 | 12719.843 | 351.3962 | 280.793 | 280.793 | 280.793 | 70.6032 | 351.3962 | 4006.8166 | 4006.8166 | 1652.4616 | 1652.4616 | 1203.9243 | 1203.9243 | 582.393 | 582.393 | 568.0377 | 568.0377 | 271653746.9754 | 1347394149.996 | 129062337.2208 | 3889765.8078 | 1752 | 66.3925 | 42749.5318 | 2524.0276 | 3.1732 | 1390.6462 | 158 | 1824 | 2767.1539 | 456 | 114 | 0.13518
3147 | 20.6022 | 653.6 | 600 | 2400 | 7 | 94.87% | 100 | 140.7527 | 140.3211 | 140.3211 | 1 | 140.7527 | 100 | 118.4044 | 111.6529 | 111.6529 | 111.6529 | 6.7516 | 118.4044 | 91.5702 | 81.5035 | 81.5035 | 81.5035 | 10.0666 | 91.5702 | 777.7261 | 668.3717 | 668.3717 | 719.5426 | 58.1836 | 726.5552 | 51.1709 | 51.1709 | 777.7261 | 177.3043 | 143.3544 | 143.3544 | 143.3544 | 33.95 | 177.3043 | 2595.0517 | 2595.0517 | 33.099 | 33.099 | 1312.5764 | 1312.5764 | 680.4825 | 680.4825 | 568.8937 | 568.8937 | 26158480.5424 | 1367070392.062 | 268916328.1568 | 89854799.2388 | 1752 | 41.332 | 1124033.5946 | 66365.4485 | 83.4357 | 27.8129 | 172 | 1824 | 2767.1539 | 456 | 114 | 0.27882
3148 | 51.5054 | 653.6 | 600 | 2400 | 7 | 95.53% | 100 | 142.792 | 142.1628 | 142.1628 | 1 | 142.792 | 100 | 122.198 | 115.2296 | 115.2296 | 115.2296 | 6.9684 | 122.198 | 91.5641 | 81.4974 | 81.4974 | 81.4974 | 10.0667 | 91.5641 | 878.4065 | 763.5579 | 763.5579 | 814.2856 | 64.1209 | 827.6788 | 50.7277 | 50.7277 | 878.4065 | 194.7122 | 157.3678 | 157.3678 | 157.3678 | 37.3444 | 194.7122 | 2644.4843 | 2644.4843 | 82.7408 | 82.7408 | 1312.4692 | 1312.4692 | 680.4269 | 680.4269 | 568.8473 | 568.8473 | 63281536.7705 | 1367060210.7704 | 243360113.1774 | 78298139.2817 | 1752 | 42.573 | 967901.5371 | 57147.0639 | 71.8462 | 69.5323 | 172 | 1824 | 2767.1539 | 456 | 114 | 0.25257
3149 | 154.5162 | 653.6 | 600 | 2400 | 6 | 97.23% | 100 | 144.2381 | 142.9294 | 142.9294 | 1 | 144.2381 | 100 | 139.5702 | 131.6103 | 131.6103 | 131.6103 | 7.9599 | 139.5702 | 91.5545 | 81.4879 | 81.4879 | 81.4879 | 10.0666 | 91.5545 | 1160.9615 | 1031.9323 | 1031.9323 | 1080.037 | 80.9245 | 1112.8567 | 48.1048 | 48.1048 | 1160.9615 | 267.0305 | 214.6905 | 214.6905 | 214.6905 | 52.34 | 267.0305 | 2712.4716 | 2712.4716 | 248.1959 | 248.1959 | 1312.3286 | 1312.3286 | 583.1606 | 583.1606 | 568.7864 | 568.7864 | 164732968.0934 | 1367075088.3216 | 171574470.7003 | 48617472.8848 | 1752 | 46.5802 | 569673.9092 | 33634.8172 | 42.2862 | 208.5969 | 172 | 1824 | 2767.1539 | 456 | 114 | 0.17884
3150 | 206.0217 | 653.6 | 600 | 2400 | 6 | 97.81% | 100 | 147.9693 | 146.3473 | 146.3473 | 1 | 147.9693 | 100 | 155.161 | 146.3109 | 146.3109 | 146.3109 | 8.8501 | 155.161 | 91.5445 | 81.4779 | 81.4779 | 81.4779 | 10.0666 | 91.5445 | 1438.7939 | 1292.8468 | 1292.8468 | 1340.9667 | 97.8272 | 1390.674 | 48.1199 | 48.1199 | 1438.7939 | 303.3216 | 243.5433 | 243.5433 | 243.5433 | 59.7782 | 303.3216 | 2794.8614 | 2794.8614 | 330.8874 | 330.8874 | 1312.168 | 1312.168 | 583.0892 | 583.0892 | 568.7168 | 568.7168 | 196001978.0147 | 1367072352.6037 | 150584482.3506 | 38341187.031 | 1752 | 48.4652 | 447018.4789 | 26392.9672 | 33.1817 | 278.1292 | 172 | 1824 | 2767.1539 | 456 | 114 | 0.15728
3151 | 257.5271 | 653.6 | 600 | 2400 | 6 | 98.25% | 100 | 151.7707 | 150.2149 | 150.2149 | 1 | 151.7707 | 100 | 177.7674 | 167.6268 | 167.6268 | 167.6268 | 10.1406 | 177.7674 | 91.5351 | 81.4685 | 81.4685 | 81.4685 | 10.0666 | 91.5351 | 1781.5963 | 1615.8758 | 1615.8758 | 1662.9124 | 118.6839 | 1734.5597 | 47.0366 | 47.0366 | 1781.5963 | 321.6413 | 257.9433 | 257.9433 | 257.9433 | 63.698 | 321.6413 | 2877.2524 | 2877.2524 | 413.5617 | 413.5617 | 1312.0172 | 1312.0172 | 583.0222 | 583.0222 | 568.6514 | 568.6514 | 212088183.894 | 1367076184.9784 | 142185655.2548 | 30649975.8728 | 1752 | 50.2436 | 350992.2057 | 20723.3621 | 26.0538 | 347.6615 | 172 | 1824 | 2767.1539 | 456 | 114 | 0.14866
3152 | 309.0325 | 653.6 | 600 | 2400 | 5 | 98.61% | 100 | 150.4396 | 148.9036 | 148.9036 | 1 | 150.4396 | 100 | 202.8512 | 191.2799 | 191.2799 | 191.2799 | 11.5713 | 202.8512 | 91.5362 | 81.4697 | 81.4697 | 81.4697 | 10.0665 | 91.5362 | 1846.5602 | 1676.8263 | 1676.8263 | 1723.9948 | 122.5654 | 1799.3917 | 47.1685 | 47.1685 | 1846.5602 | 330.9396 | 265.191 | 265.191 | 265.191 | 65.7485 | 330.9396 | 2862.8505 | 2862.8505 | 496.2838 | 496.2838 | 1312.0429 | 1312.0429 | 485.8614 | 485.8614 | 568.6625 | 568.6625 | 222413730.7862 | 1367088236.114 | 138186436.6328 | 24311596.467 | 1752 | 51.9224 | 278891.0185 | 16466.3473 | 20.7018 | 417.1938 | 172 | 1824 | 2767.1539 | 456 | 114 | 0.14455
3153 | 360.5379 | 653.6 | 600 | 2400 | 5 | 98.91% | 100 | 154.4378 | 152.5178 | 152.5178 | 1 | 154.4378 | 100 | 228.5642 | 215.5248 | 215.5248 | 215.5248 | 13.0393 | 228.5642 | 91.5271 | 81.4606 | 81.4606 | 81.4606 | 10.0665 | 91.5271 | 2288.7773 | 2092.3186 | 2092.3186 | 2139.2077 | 149.5696 | 2241.8882 | 46.889 | 46.889 | 2288.7773 | 336.608 | 269.5871 | 269.5871 | 269.5871 | 67.021 | 336.608 | 2945.2424 | 2945.2424 | 578.9344 | 578.9344 | 1311.8994 | 1311.8994 | 485.8082 | 485.8082 | 568.6003 | 568.6003 | 230036684.7445 | 1367088236.114 | 135729557.3536 | 19145521.7879 | 1752 | 53.5111 | 215264.5836 | 12709.7008 | 15.9788 | 486.7262 | 172 | 1824 | 2767.1539 | 456 | 114 | 0.14203
3154 | 412.0433 | 653.6 | 600 | 2400 | 5 | 99.11% | 100 | 158.483 | 156.6674 | 156.6674 | 1 | 158.483 | 100 | 254.4488 | 239.9314 | 239.9314 | 239.9314 | 14.5174 | 254.4488 | 91.5196 | 81.453 | 81.453 | 81.453 | 10.0666 | 91.5196 | 2823.2341 | 2594.9937 | 2594.9937 | 2640.9705 | 182.2637 | 2777.2574 | 45.9768 | 45.9768 | 2823.2341 | 341.0599 | 273.0368 | 273.0368 | 273.0368 | 68.0232 | 341.0599 | 3027.6352 | 3027.6352 | 661.5712 | 661.5712 | 1311.7642 | 1311.7642 | 485.7582 | 485.7582 | 568.5417 | 568.5417 | 235814826.4737 | 1367069334.193 | 133602256.3103 | 15513583.023 | 1752 | 55.0181 | 174022.5018 | 10274.6763 | 12.9175 | 556.2585 | 172 | 1824 | 2767.1539 | 456 | 114 | 0.13984
3155 | 463.5487 | 653.6 | 600 | 2400 | 5 | 99.28% | 100 | 162.5918 | 160.2091 | 160.2091 | 1 | 162.5918 | 100 | 280.4964 | 264.4914 | 264.4914 | 264.4914 | 16.005 | 280.4964 | 91.5111 | 81.4445 | 81.4445 | 81.4445 | 10.0666 | 91.5111 | 3367.3612 | 3105.4003 | 3105.4003 | 3151.8044 | 215.5568 | 3320.9572 | 46.404 | 46.404 | 3367.3612 | 345.8133 | 276.7392 | 276.7392 | 276.7392 | 69.0742 | 345.8133 | 3110.0289 | 3110.0289 | 744.1951 | 744.1951 | 1311.6365 | 1311.6365 | 485.7109 | 485.7109 | 568.4864 | 568.4864 | 240492235.1946 | 1367081998.8924 | 131789307.615 | 12636458.298 | 1752 | 56.441 | 142739.6316 | 8427.666 | 10.5954 | 625.7908 | 172 | 1824 | 2767.1539 | 456 | 114 | 0.13798
3156 | 515.0541 | 653.6 | 600 | 2400 | 5 | 99.4% | 100 | 166.7152 | 164.4539 | 164.4539 | 1 | 166.7152 | 100 | 306.5894 | 289.094 | 289.094 | 289.094 | 17.4954 | 306.5894 | 91.5032 | 81.4367 | 81.4367 | 81.4367 | 10.0665 | 91.5032 | 4034.751 | 3731.9794 | 3731.9794 | 3778.3391 | 256.4119 | 3988.3913 | 46.3597 | 46.3597 | 4034.751 | 349.5725 | 279.6577 | 279.6577 | 279.6577 | 69.9147 | 349.5725 | 3192.4234 | 3192.4234 | 826.8074 | 826.8074 | 1311.5158 | 1311.5158 | 485.6662 | 485.6662 | 568.4341 | 568.4341 | 244196453.5703 | 1367087829.6805 | 130140380.1188 | 10575336.6305 | 1752 | 57.7871 | 119325.0043 | 7045.2142 | 8.8574 | 695.3231 | 172 | 1824 | 2767.1539 | 456 | 114 | 0.13629
3157 | 566.5595 | 653.6 | 600 | 2400 | 5 | 99.51% | 100 | 170.8612 | 167.8183 | 167.8183 | 1 | 170.8612 | 100 | 332.906 | 313.9072 | 313.9072 | 313.9072 | 18.9987 | 332.906 | 91.496 | 81.4295 | 81.4295 | 81.4295 | 10.0665 | 91.496 | 4807.6054 | 4457.5011 | 4457.5011 | 4503.8276 | 303.7778 | 4761.2789 | 46.3265 | 46.3265 | 4807.6054 | 352.6015 | 282.0088 | 282.0088 | 282.0088 | 70.5926 | 352.6015 | 3274.8187 | 3274.8187 | 909.4089 | 909.4089 | 1311.4015 | 1311.4015 | 485.6239 | 485.6239 | 568.3845 | 568.3845 | 247211823.6345 | 1367088236.114 | 129151572.8664 | 8548367.3851 | 1752 | 59.0509 | 95658.6993 | 5647.9028 | 7.1006 | 764.8554 | 172 | 1824 | 2767.1539 | 456 | 114 | 0.13527
3158 | 618.065 | 653.6 | 600 | 2400 | 5 | 99.59% | 100 | 175.0202 | 171.6648 | 171.6648 | 1 | 175.0202 | 100 | 359.4732 | 338.9567 | 338.9567 | 338.9567 | 20.5165 | 359.4732 | 91.4896 | 81.4231 | 81.4231 | 81.4231 | 10.0665 | 91.4896 | 5671.4896 | 5268.4327 | 5268.4327 | 5314.8506 | 356.639 | 5625.0717 | 46.4179 | 46.4179 | 5671.4896 | 354.993 | 283.8472 | 283.8472 | 283.8472 | 71.1458 | 354.993 | 3357.2147 | 3357.2147 | 992.0004 | 992.0004 | 1311.2931 | 1311.2931 | 485.5837 | 485.5837 | 568.3375 | 568.3375 | 249550783.5663 | 1367081187.1863 | 128235245.3384 | 7132783.9091 | 1752 | 60.2484 | 79496.9038 | 4693.6744 | 5.901 | 834.3877 | 172 | 1824 | 2767.1539 | 456 | 114 | 0.13433
3159 | 669.5704 | 653.6 | 600 | 2400 | 5 | 99.63% | 100 | 179.1997 | 176.8131 | 176.8131 | 1 | 179.1997 | 100 | 386.28 | 364.2319 | 364.2319 | 364.2319 | 22.0481 | 386.28 | 91.483 | 81.4165 | 81.4165 | 81.4165 | 10.0665 | 91.483 | 6501.8695 | 6048.2109 | 6048.2109 | 6094.3239 | 407.5456 | 6455.7566 | 46.1129 | 46.1129 | 6501.8695 | 357.3597 | 285.6843 | 285.6843 | 285.6843 | 71.6754 | 357.3597 | 3439.6113 | 3439.6113 | 1074.5827 | 1074.5827 | 1311.1901 | 1311.1901 | 485.5456 | 485.5456 | 568.2929 | 568.2929 | 251417961.9263 | 1367088236.114 | 127002121.9354 | 6491680.0243 | 1752 | 61.3851 | 73231.6887 | 4323.7621 | 5.4359 | 903.92 | 172 | 1824 | 2767.1539 | 456 | 114 | 0.13306
3160 | 721.0758 | 653.6 | 600 | 2400 | 5 | 99.68% | 100 | 183.3913 | 180.146 | 180.146 | 1 | 183.3913 | 100 | 413.1496 | 389.5662 | 389.5662 | 389.5662 | 23.5834 | 413.1496 | 91.4771 | 81.4105 | 81.4105 | 81.4105 | 10.0665 | 91.4771 | 7271.7777 | 6770.6645 | 6770.6645 | 6817.0552 | 454.7226 | 7225.387 | 46.3907 | 46.3907 | 7271.7777 | 359.7303 | 287.523 | 287.523 | 287.523 | 72.2074 | 359.7303 | 3522.0085 | 3522.0085 | 1157.1565 | 1157.1565 | 1311.0922 | 1311.0922 | 485.5093 | 485.5093 | 568.2505 | 568.2505 | 253085418.4657 | 1367088236.114 | 126245579.1328 | 5580766.2874 | 1752 | 62.4559 | 63238.6196 | 3733.749 | 4.6941 | 973.4523 | 172 | 1824 | 2767.1539 | 456 | 114 | 0.13229
3161 | 772.5812 | 653.6 | 600 | 2400 | 5 | 99.7% | 100 | 187.6167 | 185.2919 | 185.2919 | 1 | 187.6167 | 100 | 440.0196 | 414.9007 | 414.9007 | 414.9007 | 25.1189 | 440.0196 | 91.4711 | 81.4046 | 81.4046 | 81.4046 | 10.0665 | 91.4711 | 8156.9201 | 7601.3791 | 7601.3791 | 7647.9886 | 508.9315 | 8110.3107 | 46.6095 | 46.6095 | 8156.9201 | 362.1835 | 289.5172 | 289.5172 | 289.5172 | 72.6663 | 362.1835 | 3604.4062 | 3604.4062 | 1239.7224 | 1239.7224 | 1310.999 | 1310.999 | 485.4748 | 485.4748 | 568.2101 | 568.2101 | 254512827.1296 | 1367088236.114 | 125220655.562 | 5178281.1944 | 1752 | 63.4738 | 59424.12 | 3508.5325 | 4.411 | 1042.9846 | 172 | 1824 | 2767.1539 | 456 | 114 | 0.13123
3162 | 824.0866 | 653.6 | 600 | 2400 | 6 | 99.73% | 100 | 197.0835 | 194.2617 | 194.2617 | 1 | 197.0835 | 100 | 466.8553 | 440.2008 | 440.2008 | 440.2008 | 26.6545 | 466.8553 | 91.4595 | 81.393 | 81.393 | 81.393 | 10.0665 | 91.4595 | 10640.2906 | 9934.0028 | 9934.0028 | 9979.2492 | 661.0414 | 10595.0441 | 45.2465 | 45.2465 | 10640.2906 | 364.4603 | 291.2963 | 291.2963 | 291.2963 | 73.1641 | 364.4603 | 3783.6065 | 3783.6065 | 1322.1808 | 1322.1808 | 1310.8109 | 1310.8109 | 582.4862 | 582.4862 | 568.1286 | 568.1286 | 255775290.9762 | 1367073729.6269 | 124398646.5464 | 4752332.8505 | 1752 | 64.4366 | 51301.4275 | 3028.9506 | 3.808 | 1112.5169 | 172 | 1824 | 2767.1539 | 456 | 114 | 0.13039
3163 | 875.592 | 653.6 | 600 | 2400 | 6 | 99.75% | 100 | 201.2935 | 198.4499 | 198.4499 | 1 | 201.2935 | 100 | 493.8132 | 465.618 | 465.618 | 465.618 | 28.1952 | 493.8132 | 91.4548 | 81.3883 | 81.3883 | 81.3883 | 10.0666 | 91.4548 | 11413.8973 | 10661.084 | 10661.084 | 10705.4922 | 708.4051 | 11369.4891 | 44.4082 | 44.4082 | 11413.8973 | 366.5534 | 292.9352 | 292.9352 | 292.9352 | 73.6182 | 366.5534 | 3866.0057 | 3866.0057 | 1404.731 | 1404.731 | 1310.7305 | 1310.7305 | 582.4505 | 582.4505 | 568.0937 | 568.0937 | 256831124.7892 | 1367084087.3473 | 123660082.3337 | 4424705.5298 | 1752 | 65.3517 | 48224.9639 | 2847.3093 | 3.5797 | 1182.0492 | 172 | 1824 | 2767.1539 | 456 | 114 | 0.12963
3164 | 927.0974 | 653.6 | 600 | 2400 | 5 | 99.77% | 100 | 200.2452 | 197.6999 | 197.6999 | 1 | 200.2452 | 100 | 520.8873 | 491.1466 | 491.1466 | 491.1466 | 29.7408 | 520.8873 | 91.4554 | 81.3889 | 81.3889 | 81.3889 | 10.0665 | 91.4554 | 10173.2437 | 9496.6412 | 9496.6412 | 9540.8201 | 632.4236 | 10129.0648 | 44.1789 | 44.1789 | 10173.2437 | 368.3997 | 294.3862 | 294.3862 | 294.3862 | 74.0135 | 368.3997 | 3851.6024 | 3851.6024 | 1487.3779 | 1487.3779 | 1310.7443 | 1310.7443 | 485.3805 | 485.3805 | 568.0997 | 568.0997 | 257759950.1495 | 1367088236.114 | 123048119.0296 | 4103694.707 | 1752 | 66.2209 | 44084.2307 | 2602.8312 | 3.2723 | 1251.5815 | 172 | 1824 | 2767.1539 | 456 | 114 | 0.129
3165 | 978.6028 | 653.6 | 600 | 2400 | 6 | 99.78% | 100 | 209.7264 | 206.5239 | 206.5239 | 1 | 209.7264 | 100 | 547.9222 | 516.6342 | 516.6342 | 516.6342 | 31.2881 | 547.9222 | 91.445 | 81.3785 | 81.3785 | 81.3785 | 10.0665 | 91.445 | 13069.5767 | 12215.4543 | 12215.4543 | 12259.6498 | 809.9268 | 13025.3811 | 44.1955 | 44.1955 | 13069.5767 | 369.9288 | 295.5785 | 295.5785 | 295.5785 | 74.3503 | 369.9288 | 4030.8054 | 4030.8054 | 1569.8132 | 1569.8132 | 1310.5801 | 1310.5801 | 582.3836 | 582.3836 | 568.0285 | 568.0285 | 258581988.4244 | 1367088236.114 | 122518602.7889 | 3811172.6727 | 1752 | 67.0474 | 41740.9489 | 2464.4786 | 3.0984 | 1321.1138 | 172 | 1824 | 2767.1539 | 456 | 114 | 0.12846
3166 | 1030.1083 | 653.6 | 600 | 2400 | 6 | 99.8% | 100 | 213.9455 | 210.5572 | 210.5572 | 1 | 213.9455 | 100 | 574.9505 | 542.1174 | 542.1174 | 542.1174 | 32.8331 | 574.9505 | 91.4406 | 81.3741 | 81.3741 | 81.3741 | 10.0665 | 91.4406 | 14061.9966 | 13146.3372 | 13146.3372 | 13191.2522 | 870.7444 | 14017.0816 | 44.915 | 44.915 | 14061.9966 | 371.3031 | 296.6506 | 296.6506 | 296.6506 | 74.6525 | 371.3031 | 4113.2058 | 4113.2058 | 1652.3461 | 1652.3461 | 1310.5096 | 1310.5096 | 582.3523 | 582.3523 | 567.9979 | 567.9979 | 259377561.8973 | 1367088236.114 | 122017344.2666 | 3516857.722 | 1752 | 67.8347 | 39356.647 | 2323.7042 | 2.9214 | 1390.6462 | 172 | 1824 | 2767.1539 | 456 | 114 | 0.12794
3167 | 20.6022 | 703 | 600 | 2400 | 7 | 95.5% | 100 | 145.6229 | 145.1307 | 145.1307 | 1 | 145.6229 | 100 | 122.2453 | 115.2737 | 115.2737 | 115.2737 | 6.9716 | 122.2453 | 97.3699 | 86.6642 | 86.6642 | 86.6642 | 10.7057 | 97.3699 | 875.0488 | 760.1168 | 760.1168 | 811.0041 | 64.0447 | 824.1615 | 50.8873 | 50.8873 | 875.0488 | 179.2753 | 144.8446 | 144.8446 | 144.8446 | 34.4307 | 179.2753 | 2693.8271 | 2693.8271 | 33.0937 | 33.0937 | 1411.5569 | 1411.5569 | 680.3737 | 680.3737 | 568.8028 | 568.8028 | 25336748.7826 | 1382615756.1258 | 265189606.0347 | 78857898.724 | 1752 | 45.0546 | 981105.8831 | 57926.6779 | 72.8264 | 27.8129 | 185 | 1824 | 2767.1539 | 456 | 114 | 0.27499
3168 | 51.5054 | 703 | 600 | 2400 | 7 | 96.08% | 100 | 147.7142 | 146.9291 | 146.9291 | 1 | 147.7142 | 100 | 125.7028 | 118.5335 | 118.5335 | 118.5335 | 7.1693 | 125.7028 | 97.3639 | 86.6581 | 86.6581 | 86.6581 | 10.7058 | 97.3639 | 987.0793 | 866.3321 | 866.3321 | 916.3855 | 70.6937 | 937.0258 | 50.0535 | 50.0535 | 987.0793 | 197.6986 | 159.673 | 159.673 | 159.673 | 38.0256 | 197.6986 | 2743.2607 | 2743.2607 | 82.7281 | 82.7281 | 1411.4504 | 1411.4504 | 680.3223 | 680.3223 | 568.7598 | 568.7598 | 61523917.193 | 1382615756.1258 | 239191823.7656 | 68668502.9157 | 1752 | 46.1774 | 839333.5373 | 49556.1226 | 62.3028 | 69.5323 | 185 | 1824 | 2767.1539 | 456 | 114 | 0.24829
3169 | 154.5162 | 703 | 600 | 2400 | 7 | 97.53% | 100 | 154.6234 | 153.14 | 153.14 | 1 | 154.6234 | 100 | 144.3004 | 136.0686 | 136.0686 | 136.0686 | 8.2318 | 144.3004 | 97.3428 | 86.6372 | 86.6372 | 86.6372 | 10.7057 | 97.3428 | 1501.2207 | 1351.0634 | 1351.0634 | 1399.4705 | 101.7502 | 1452.8136 | 48.4071 | 48.4071 | 1501.2207 | 273.6951 | 219.8908 | 219.8908 | 219.8908 | 53.8043 | 273.6951 | 2908.0424 | 2908.0424 | 248.1268 | 248.1268 | 1411.1231 | 1411.1231 | 680.1645 | 680.1645 | 568.6279 | 568.6279 | 159233036.9227 | 1382625580.8239 | 166785500.9895 | 43355881.2639 | 1752 | 49.8102 | 511774.0912 | 30216.2829 | 37.9884 | 208.5969 | 185 | 1824 | 2767.1539 | 456 | 114 | 0.17392
3170 | 206.0217 | 703 | 600 | 2400 | 6 | 98.05% | 100 | 153.1096 | 151.6823 | 151.6823 | 1 | 153.1096 | 100 | 160.5388 | 151.3809 | 151.3809 | 151.3809 | 9.158 | 160.5388 | 97.3442 | 86.6385 | 86.6385 | 86.6385 | 10.7057 | 97.3442 | 1618.8298 | 1462.5135 | 1462.5135 | 1510.0186 | 108.8112 | 1571.3248 | 47.505 | 47.505 | 1618.8298 | 311.6012 | 250.0425 | 250.0425 | 250.0425 | 61.5587 | 311.6012 | 2893.6404 | 2893.6404 | 330.8421 | 330.8421 | 1411.1501 | 1411.1501 | 583.0093 | 583.0093 | 568.6388 | 568.6388 | 189300766.8333 | 1382626037.425 | 145912645.0481 | 34160550.6937 | 1752 | 51.4918 | 397261.8722 | 23455.2263 | 29.4883 | 278.1292 | 185 | 1824 | 2767.1539 | 456 | 114 | 0.15249
3171 | 257.5271 | 703 | 600 | 2400 | 6 | 98.45% | 100 | 156.9866 | 155.1551 | 155.1551 | 1 | 156.9866 | 100 | 184.1301 | 173.6252 | 173.6252 | 173.6252 | 10.5048 | 184.1301 | 97.335 | 86.6293 | 86.6293 | 86.6293 | 10.7057 | 97.335 | 1986.2231 | 1807.4872 | 1807.4872 | 1854.9995 | 131.2236 | 1938.7108 | 47.5123 | 47.5123 | 1986.2231 | 332.2218 | 266.284 | 266.284 | 266.284 | 65.9378 | 332.2218 | 2976.0326 | 2976.0326 | 413.5084 | 413.5084 | 1410.9992 | 1410.9992 | 582.947 | 582.947 | 568.578 | 568.578 | 204755998.2416 | 1382628122.0852 | 137491922.1043 | 27123957.569 | 1752 | 53.0821 | 311930.9562 | 18417.0988 | 23.1543 | 347.6615 | 185 | 1824 | 2767.1539 | 456 | 114 | 0.14384
3172 | 309.0325 | 703 | 600 | 2400 | 5 | 98.77% | 100 | 155.6659 | 154.0462 | 154.0462 | 1 | 155.6659 | 100 | 210.2842 | 198.2875 | 198.2875 | 198.2875 | 11.9967 | 210.2842 | 97.3374 | 86.6316 | 86.6316 | 86.6316 | 10.7058 | 97.3374 | 2074.0539 | 1890.6613 | 1890.6613 | 1937.6072 | 136.4467 | 2027.1081 | 46.9459 | 46.9459 | 2074.0539 | 342.09 | 273.9916 | 273.9916 | 273.9916 | 68.0983 | 342.09 | 2961.6305 | 2961.6305 | 496.2191 | 496.2191 | 1411.025 | 1411.025 | 485.798 | 485.798 | 568.5884 | 568.5884 | 214561379.376 | 1382616461.6724 | 133328239.5433 | 21493919.4084 | 1752 | 54.5891 | 245367.6425 | 14487.0525 | 18.2134 | 417.1938 | 185 | 1824 | 2767.1539 | 456 | 114 | 0.13956
3173 | 360.5379 | 703 | 600 | 2400 | 5 | 99.04% | 100 | 159.6852 | 157.7014 | 157.7014 | 1 | 159.6852 | 100 | 236.956 | 223.4364 | 223.4364 | 223.4364 | 13.5197 | 236.956 | 97.3278 | 86.6221 | 86.6221 | 86.6221 | 10.7057 | 97.3278 | 2590.2067 | 2375.5981 | 2375.5981 | 2422.1764 | 168.0303 | 2543.6284 | 46.5782 | 46.5782 | 2590.2067 | 348.7088 | 279.153 | 279.153 | 279.153 | 69.5558 | 348.7088 | 3044.0235 | 3044.0235 | 578.8633 | 578.8633 | 1410.8812 | 1410.8812 | 485.7485 | 485.7485 | 568.5305 | 568.5305 | 221822563.1539 | 1382634821.9817 | 130717955.5459 | 16824659.3185 | 1752 | 56.0152 | 188280.5507 | 11116.5033 | 13.9759 | 486.7262 | 185 | 1824 | 2767.1539 | 456 | 114 | 0.13688
3174 | 412.0433 | 703 | 600 | 2400 | 5 | 99.2% | 100 | 163.7677 | 161.984 | 161.984 | 1 | 163.7677 | 100 | 263.9965 | 248.9327 | 248.9327 | 248.9327 | 15.0638 | 263.9965 | 97.3183 | 86.6127 | 86.6127 | 86.6127 | 10.7055 | 97.3183 | 3116.7262 | 2870.2728 | 2870.2728 | 2916.4764 | 200.2497 | 3070.5225 | 46.2037 | 46.2037 | 3116.7262 | 354.9396 | 284.0229 | 284.0229 | 284.0229 | 70.9168 | 354.9396 | 3126.4174 | 3126.4174 | 661.4944 | 661.4944 | 1410.7454 | 1410.7454 | 485.7018 | 485.7018 | 568.4757 | 568.4757 | 227243825.571 | 1382643365.079 | 128061635.4001 | 14051183.4171 | 1752 | 57.3794 | 160159.327 | 9456.1636 | 11.8884 | 556.2585 | 185 | 1824 | 2767.1539 | 456 | 114 | 0.13415
3175 | 463.5487 | 703 | 600 | 2400 | 5 | 99.35% | 100 | 167.885 | 165.5767 | 165.5767 | 1 | 167.885 | 100 | 291.0176 | 274.4105 | 274.4105 | 274.4105 | 16.6071 | 291.0176 | 97.3105 | 86.605 | 86.605 | 86.605 | 10.7056 | 97.3105 | 3738.5109 | 3453.6015 | 3453.6015 | 3500.2147 | 238.2962 | 3691.8977 | 46.6132 | 46.6132 | 3738.5109 | 360.2058 | 288.1373 | 288.1373 | 288.1373 | 72.0684 | 360.2058 | 3208.8121 | 3208.8121 | 744.1135 | 744.1135 | 1410.617 | 1410.617 | 485.6576 | 485.6576 | 568.424 | 568.424 | 231719952.0375 | 1382639601.4114 | 126234883.8726 | 11405562.6786 | 1752 | 58.6613 | 130649.423 | 7713.8331 | 9.698 | 625.7908 | 185 | 1824 | 2767.1539 | 456 | 114 | 0.13228
3176 | 515.0541 | 703 | 600 | 2400 | 5 | 99.48% | 100 | 172.0117 | 169.111 | 169.111 | 1 | 172.0117 | 100 | 318.1751 | 300.0167 | 300.0167 | 300.0167 | 18.1583 | 318.1751 | 97.303 | 86.5974 | 86.5974 | 86.5974 | 10.7056 | 97.303 | 4529.5578 | 4196.3758 | 4196.3758 | 4242.7409 | 286.8168 | 4483.1926 | 46.3652 | 46.3652 | 4529.5578 | 364.0645 | 291.1307 | 291.1307 | 291.1307 | 72.9338 | 364.0645 | 3291.2075 | 3291.2075 | 826.7214 | 826.7214 | 1410.4954 | 1410.4954 | 485.6157 | 485.6157 | 568.375 | 568.375 | 235290610.8166 | 1382643365.079 | 124925486.5576 | 9140537.5468 | 1752 | 59.8726 | 102685.3957 | 6062.7746 | 7.6222 | 695.3231 | 185 | 1824 | 2767.1539 | 456 | 114 | 0.13093
3177 | 566.5595 | 703 | 600 | 2400 | 5 | 99.56% | 100 | 176.1918 | 173.7226 | 173.7226 | 1 | 176.1918 | 100 | 345.5927 | 325.8681 | 325.8681 | 325.8681 | 19.7246 | 345.5927 | 97.2965 | 86.5909 | 86.5909 | 86.5909 | 10.7056 | 97.2965 | 5439.1895 | 5050.1958 | 5050.1958 | 5096.7495 | 342.44 | 5392.6358 | 46.5537 | 46.5537 | 5439.1895 | 367.6265 | 293.9856 | 293.9856 | 293.9856 | 73.6409 | 367.6265 | 3373.6036 | 3373.6036 | 909.3192 | 909.3192 | 1410.38 | 1410.38 | 485.576 | 485.576 | 568.3285 | 568.3285 | 238052534.1887 | 1382629989.4874 | 123569998.7749 | 7747477.5491 | 1752 | 61.0229 | 89224.0764 | 5267.9883 | 6.623 | 764.8554 | 185 | 1824 | 2767.1539 | 456 | 114 | 0.12954
3178 | 618.065 | 703 | 600 | 2400 | 5 | 99.64% | 100 | 180.3627 | 176.7422 | 176.7422 | 1 | 180.3627 | 100 | 373.2919 | 351.9848 | 351.9848 | 351.9848 | 21.3071 | 373.2919 | 97.2897 | 86.5841 | 86.5841 | 86.5841 | 10.7056 | 97.2897 | 6353.466 | 5908.0833 | 5908.0833 | 5955.0183 | 398.4477 | 6306.5311 | 46.935 | 46.935 | 6353.466 | 370.5432 | 296.2462 | 296.2462 | 296.2462 | 74.2969 | 370.5432 | 3456.0003 | 3456.0003 | 991.9075 | 991.9075 | 1410.2703 | 1410.2703 | 485.5382 | 485.5382 | 568.2843 | 568.2843 | 240258715.9421 | 1382643365.079 | 122811292.8394 | 6286626.1395 | 1752 | 62.1087 | 69782.6066 | 4120.1206 | 5.1799 | 834.3877 | 185 | 1824 | 2767.1539 | 456 | 114 | 0.12876
3179 | 669.5704 | 703 | 600 | 2400 | 5 | 99.67% | 100 | 184.5442 | 182.1083 | 182.1083 | 1 | 184.5442 | 100 | 401.2221 | 378.3192 | 378.3192 | 378.3192 | 22.9029 | 401.2221 | 97.2827 | 86.5772 | 86.5772 | 86.5772 | 10.7055 | 97.2827 | 7342.4793 | 6837.1204 | 6837.1204 | 6883.4062 | 459.0731 | 7296.1935 | 46.2858 | 46.2858 | 7342.4793 | 372.9754 | 298.1375 | 298.1375 | 298.1375 | 74.8379 | 372.9754 | 3538.3976 | 3538.3976 | 1074.487 | 1074.487 | 1410.1661 | 1410.1661 | 485.5023 | 485.5023 | 568.2423 | 568.2423 | 242017145.8754 | 1382643365.079 | 121607480.7968 | 5732008.2488 | 1752 | 63.1439 | 65734.3293 | 3881.1013 | 4.8794 | 903.92 | 185 | 1824 | 2767.1539 | 456 | 114 | 0.12752
3180 | 721.0758 | 703 | 600 | 2400 | 5 | 99.72% | 100 | 188.7379 | 185.8167 | 185.8167 | 1 | 188.7379 | 100 | 429.0896 | 404.5943 | 404.5943 | 404.5943 | 24.4953 | 429.0896 | 97.2765 | 86.571 | 86.571 | 86.571 | 10.7055 | 97.2765 | 8295.7869 | 7731.95 | 7731.95 | 7778.3106 | 517.4763 | 8249.4263 | 46.3606 | 46.3606 | 8295.7869 | 375.5901 | 300.1746 | 300.1746 | 300.1746 | 75.4155 | 375.5901 | 3620.7955 | 3620.7955 | 1157.0583 | 1157.0583 | 1410.0668 | 1410.0668 | 485.4681 | 485.4681 | 568.2023 | 568.2023 | 243685555.7523 | 1382643365.079 | 120710547.3216 | 4960531.847 | 1752 | 64.1213 | 55364.313 | 3268.8324 | 4.1096 | 973.4523 | 185 | 1824 | 2767.1539 | 456 | 114 | 0.1266
3181 | 772.5812 | 703 | 600 | 2400 | 6 | 99.74% | 100 | 198.2005 | 195.5641 | 195.5641 | 1 | 198.2005 | 100 | 456.9793 | 430.8884 | 430.8884 | 430.8884 | 26.0909 | 456.9793 | 97.2642 | 86.5587 | 86.5587 | 86.5587 | 10.7055 | 97.2642 | 10973.7842 | 10247.3029 | 10247.3029 | 10292.2651 | 681.5191 | 10928.822 | 44.9622 | 44.9622 | 10973.7842 | 378.167 | 302.1852 | 302.1852 | 302.1852 | 75.9818 | 378.167 | 3799.9959 | 3799.9959 | 1239.5291 | 1239.5291 | 1409.8663 | 1409.8663 | 582.479 | 582.479 | 568.1215 | 568.1215 | 244988248.6036 | 1382643365.079 | 119728738.5578 | 4639647.7595 | 1752 | 65.0524 | 50734.9823 | 2995.5064 | 3.766 | 1042.9846 | 185 | 1824 | 2767.1539 | 456 | 114 | 0.12559
3182 | 824.0866 | 703 | 600 | 2400 | 5 | 99.75% | 100 | 197.1483 | 194.8133 | 194.8133 | 1 | 197.1483 | 100 | 485.0326 | 457.3403 | 457.3403 | 457.3403 | 27.6923 | 485.0326 | 97.2651 | 86.5596 | 86.5596 | 86.5596 | 10.7055 | 97.2651 | 9803.6767 | 9148.9446 | 9148.9446 | 9193.807 | 609.8697 | 9758.8143 | 44.8624 | 44.8624 | 9803.6767 | 380.7757 | 304.2339 | 304.2339 | 304.2339 | 76.5417 | 380.7757 | 3785.5926 | 3785.5926 | 1322.1788 | 1322.1788 | 1409.8817 | 1409.8817 | 485.4044 | 485.4044 | 568.1277 | 568.1277 | 246178885.9562 | 1382643365.079 | 118877371.7194 | 4300377.2454 | 1752 | 65.9364 | 47615.2603 | 2811.3111 | 3.5344 | 1112.5169 | 185 | 1824 | 2767.1539 | 456 | 114 | 0.12472
3183 | 875.592 | 703 | 600 | 2400 | 6 | 99.77% | 100 | 206.6262 | 203.6781 | 203.6781 | 1 | 206.6262 | 100 | 513.0219 | 483.728 | 483.728 | 483.728 | 29.2939 | 513.0219 | 97.2539 | 86.5484 | 86.5484 | 86.5484 | 10.7055 | 97.2539 | 12617.448 | 11790.2068 | 11790.2068 | 11835.1333 | 782.3147 | 12572.5215 | 44.9264 | 44.9264 | 12617.448 | 383.0109 | 305.9812 | 305.9812 | 305.9812 | 77.0297 | 383.0109 | 3964.795 | 3964.795 | 1404.6326 | 1404.6326 | 1409.6987 | 1409.6987 | 582.4097 | 582.4097 | 568.054 | 568.054 | 247202523.8371 | 1382643365.079 | 118167832.6401 | 3986278.4438 | 1752 | 66.7768 | 43228.9464 | 2552.3333 | 3.2088 | 1182.0492 | 185 | 1824 | 2767.1539 | 456 | 114 | 0.12399
3184 | 927.0974 | 703 | 600 | 2400 | 5 | 99.79% | 100 | 205.5502 | 202.8878 | 202.8878 | 1 | 205.5502 | 100 | 541.1494 | 510.2497 | 510.2497 | 510.2497 | 30.8997 | 541.1494 | 97.2548 | 86.5492 | 86.5492 | 86.5492 | 10.7055 | 97.2548 | 11263.4987 | 10519.353 | 10519.353 | 10564.1206 | 699.3781 | 11218.7311 | 44.7676 | 44.7676 | 11263.4987 | 384.5532 | 307.1019 | 307.1019 | 307.1019 | 77.4514 | 384.5532 | 3950.3916 | 3950.3916 | 1487.2729 | 1487.2729 | 1409.7128 | 1409.7128 | 485.3463 | 485.3463 | 568.0596 | 568.0596 | 248079125.171 | 1382643365.079 | 117591002.2507 | 3686507.4993 | 1752 | 67.5768 | 40595.6161 | 2396.8556 | 3.0134 | 1251.5815 | 185 | 1824 | 2767.1539 | 456 | 114 | 0.1234
3185 | 978.6028 | 703 | 600 | 2400 | 6 | 99.8% | 100 | 215.0332 | 211.7371 | 211.7371 | 1 | 215.0332 | 100 | 569.2722 | 536.763 | 536.763 | 536.763 | 32.5092 | 569.2722 | 97.2445 | 86.5389 | 86.5389 | 86.5389 | 10.7055 | 97.2445 | 14491.4206 | 13549.0948 | 13549.0948 | 13594.2583 | 897.1623 | 14446.257 | 45.1635 | 45.1635 | 14491.4206 | 386.1555 | 308.3518 | 308.3518 | 308.3518 | 77.8037 | 386.1555 | 4129.5956 | 4129.5956 | 1569.7124 | 1569.7124 | 1409.545 | 1409.545 | 582.3462 | 582.3462 | 567.992 | 567.992 | 248850905.4421 | 1382643365.079 | 117080687.2785 | 3425042.2005 | 1752 | 68.3393 | 38333.1167 | 2263.2726 | 2.8454 | 1321.1138 | 185 | 1824 | 2767.1539 | 456 | 114 | 0.12287
3186 | 1030.1083 | 703 | 600 | 2400 | 5 | 99.82% | 100 | 213.9919 | 211.4255 | 211.4255 | 1 | 213.9919 | 100 | 597.4401 | 563.3226 | 563.3226 | 563.3226 | 34.1174 | 597.4401 | 97.2453 | 86.5397 | 86.5397 | 86.5397 | 10.7055 | 97.2453 | 12886.238 | 12041.6189 | 12041.6189 | 12087.4658 | 798.7721 | 12840.3911 | 45.8469 | 45.8469 | 12886.238 | 387.7446 | 309.6024 | 309.6024 | 309.6024 | 78.1422 | 387.7446 | 4115.192 | 4115.192 | 1652.344 | 1652.344 | 1409.5579 | 1409.5579 | 485.2929 | 485.2929 | 567.9972 | 567.9972 | 249595071.6559 | 1382643365.079 | 116528612.5971 | 3232950.6679 | 1752 | 69.0674 | 36925.2018 | 2180.1462 | 2.7409 | 1390.6462 | 185 | 1824 | 2767.1539 | 456 | 114 | 0.12231
3187 | 20.6022 | 752.4 | 600 | 2400 | 7 | 95.99% | 100 | 150.5682 | 150.0271 | 150.0271 | 1 | 150.5682 | 100 | 125.4685 | 118.3121 | 118.3121 | 118.3121 | 7.1564 | 125.4685 | 103.1592 | 91.8154 | 91.8154 | 91.8154 | 11.3438 | 103.1592 | 972.0397 | 851.9981 | 851.9981 | 902.1419 | 69.8977 | 921.8959 | 50.1438 | 50.1438 | 972.0397 | 181.9489 | 146.9019 | 146.9019 | 146.9019 | 35.047 | 181.9489 | 2792.6044 | 2792.6044 | 33.0888 | 33.0888 | 1510.5239 | 1510.5239 | 680.273 | 680.273 | 568.7186 | 568.7186 | 24681204.6683 | 1396546693.2116 | 260526273.6827 | 70245828.4373 | 1752 | 48.3822 | 862757.0739 | 50939.1004 | 64.0415 | 27.8129 | 198 | 1824 | 2767.1539 | 456 | 114 | 0.2702
3188 | 51.5054 | 752.4 | 600 | 2400 | 7 | 96.51% | 100 | 152.7155 | 151.9135 | 151.9135 | 1 | 152.7155 | 100 | 129.0341 | 121.6738 | 121.6738 | 121.6738 | 7.3603 | 129.0341 | 103.1525 | 91.8088 | 91.8088 | 91.8088 | 11.3437 | 103.1525 | 1100.2031 | 973.2034 | 973.2034 | 1022.6321 | 77.571 | 1050.7744 | 49.4287 | 49.4287 | 1100.2031 | 201.0897 | 162.3071 | 162.3071 | 162.3071 | 38.7826 | 201.0897 | 2842.0388 | 2842.0388 | 82.7163 | 82.7163 | 1510.4182 | 1510.4182 | 680.2254 | 680.2254 | 568.6788 | 568.6788 | 59907233.2471 | 1396551734.9286 | 234442784.2695 | 61098247.5548 | 1752 | 49.4023 | 734800.0916 | 43384.235 | 54.5434 | 69.5323 | 198 | 1824 | 2767.1539 | 456 | 114 | 0.24341
3189 | 154.5162 | 752.4 | 600 | 2400 | 7 | 97.81% | 100 | 159.7882 | 158.1881 | 158.1881 | 1 | 159.7882 | 100 | 148.9498 | 140.4517 | 140.4517 | 140.4517 | 8.4981 | 148.9498 | 103.1316 | 91.788 | 91.788 | 91.788 | 11.3436 | 103.1316 | 1681.0369 | 1520.2074 | 1520.2074 | 1568.2726 | 112.7643 | 1632.9717 | 48.0653 | 48.0653 | 1681.0369 | 280.0994 | 224.9689 | 224.9689 | 224.9689 | 55.1305 | 280.0994 | 3006.823 | 3006.823 | 248.0955 | 248.0955 | 1510.0926 | 1510.0926 | 680.0787 | 680.0787 | 568.5562 | 568.5562 | 154220632.5313 | 1396565850.676 | 162821641.0305 | 38391875.7621 | 1752 | 52.6739 | 450903.986 | 26622.3762 | 33.4701 | 208.5969 | 198 | 1824 | 2767.1539 | 456 | 114 | 0.16985
3190 | 206.0217 | 752.4 | 600 | 2400 | 6 | 98.25% | 100 | 158.3133 | 156.8414 | 156.8414 | 1 | 158.3133 | 100 | 165.9074 | 156.442 | 156.442 | 156.442 | 9.4654 | 165.9074 | 103.1331 | 91.7895 | 91.7895 | 91.7895 | 11.3436 | 103.1331 | 1798.5643 | 1630.8304 | 1630.8304 | 1678.7519 | 119.8124 | 1750.6428 | 47.9216 | 47.9216 | 1798.5643 | 320.0406 | 256.6726 | 256.6726 | 256.6726 | 63.3679 | 320.0406 | 2992.4208 | 2992.4208 | 330.7999 | 330.7999 | 1510.1195 | 1510.1195 | 582.935 | 582.935 | 568.5663 | 568.5663 | 183148986.6149 | 1396565850.676 | 141693874.5707 | 30591288.1384 | 1752 | 54.1934 | 356904.7619 | 21072.4526 | 26.4926 | 278.1292 | 198 | 1824 | 2767.1539 | 456 | 114 | 0.14815
3191 | 257.5271 | 752.4 | 600 | 2400 | 5 | 98.64% | 100 | 156.9294 | 155.2251 | 155.2251 | 1 | 156.9294 | 100 | 190.3459 | 179.4864 | 179.4864 | 179.4864 | 10.8595 | 190.3459 | 103.1347 | 91.7911 | 91.7911 | 91.7911 | 11.3436 | 103.1347 | 1875.548 | 1704.0825 | 1704.0825 | 1751.142 | 124.406 | 1828.4885 | 47.0595 | 47.0595 | 1875.548 | 341.435 | 273.5395 | 273.5395 | 273.5395 | 67.8954 | 341.435 | 2978.0186 | 2978.0186 | 413.5073 | 413.5073 | 1510.1467 | 1510.1467 | 485.788 | 485.788 | 568.5766 | 568.5766 | 198057135.8103 | 1396565850.676 | 133593444.9943 | 23783568.5195 | 1752 | 55.6156 | 268309.8506 | 15841.6116 | 19.9163 | 347.6615 | 198 | 1824 | 2767.1539 | 456 | 114 | 0.13983
3192 | 309.0325 | 752.4 | 600 | 2400 | 5 | 98.91% | 100 | 160.914 | 159.2414 | 159.2414 | 1 | 160.914 | 100 | 217.4692 | 205.0611 | 205.0611 | 205.0611 | 12.4081 | 217.4692 | 103.1256 | 91.782 | 91.782 | 91.782 | 11.3436 | 103.1256 | 2315.7798 | 2117.4322 | 2117.4322 | 2164.5111 | 151.2687 | 2268.7008 | 47.0789 | 47.0789 | 2315.7798 | 353.1214 | 282.6865 | 282.6865 | 282.6865 | 70.4349 | 353.1214 | 3060.4118 | 3060.4118 | 496.1588 | 496.1588 | 1509.9946 | 1509.9946 | 485.739 | 485.739 | 568.5193 | 568.5193 | 207483673.568 | 1396569922.5397 | 128786379.4084 | 19160024.484 | 1752 | 56.981 | 220343.0435 | 13009.5444 | 16.3558 | 417.1938 | 198 | 1824 | 2767.1539 | 456 | 114 | 0.1349
3193 | 360.5379 | 752.4 | 600 | 2400 | 5 | 99.12% | 100 | 164.9496 | 163.2545 | 163.2545 | 1 | 164.9496 | 100 | 245.2171 | 231.2246 | 231.2246 | 231.2246 | 13.9925 | 245.2171 | 103.1161 | 91.7726 | 91.7726 | 91.7726 | 11.3435 | 103.1161 | 2869.4391 | 2638.3743 | 2638.3743 | 2684.2845 | 185.1547 | 2823.529 | 45.9102 | 45.9102 | 2869.4391 | 360.9601 | 288.8231 | 288.8231 | 288.8231 | 72.137 | 360.9601 | 3142.8059 | 3142.8059 | 578.7969 | 578.7969 | 1509.851 | 1509.851 | 485.6928 | 485.6928 | 568.4652 | 568.4652 | 214241635.107 | 1396577491.5406 | 125826641.1152 | 15354232.2372 | 1752 | 58.2733 | 170407.9392 | 10061.2645 | 12.6492 | 486.7262 | 198 | 1824 | 2767.1539 | 456 | 114 | 0.13186
3194 | 412.0433 | 752.4 | 600 | 2400 | 5 | 99.29% | 100 | 169.0582 | 166.8559 | 166.8559 | 1 | 169.0582 | 100 | 273.218 | 257.6264 | 257.6264 | 257.6264 | 15.5916 | 273.218 | 103.1084 | 91.7648 | 91.7648 | 91.7648 | 11.3436 | 103.1084 | 3427.1829 | 3161.528 | 3161.528 | 3207.9165 | 219.2664 | 3380.7944 | 46.3885 | 46.3885 | 3427.1829 | 368.3177 | 294.5966 | 294.5966 | 294.5966 | 73.7211 | 368.3177 | 3225.2007 | 3225.2007 | 661.4226 | 661.4226 | 1509.715 | 1509.715 | 485.6491 | 485.6491 | 568.414 | 568.414 | 219579169.5738 | 1396570273.5994 | 123328195.4618 | 12522361.3651 | 1752 | 59.5018 | 141643.0143 | 8362.9192 | 10.514 | 556.2585 | 198 | 1824 | 2767.1539 | 456 | 114 | 0.12929
3195 | 463.5487 | 752.4 | 600 | 2400 | 5 | 99.41% | 100 | 173.2116 | 170.9786 | 170.9786 | 1 | 173.2116 | 100 | 301.2701 | 284.0763 | 284.0763 | 284.0763 | 17.1938 | 301.2701 | 103.1002 | 91.7567 | 91.7567 | 91.7567 | 11.3435 | 103.1002 | 4117.884 | 3809.5242 | 3809.5242 | 3856.3402 | 261.5438 | 4071.068 | 46.816 | 46.816 | 4117.884 | 374.4594 | 299.4889 | 299.4889 | 299.4889 | 74.9705 | 374.4594 | 3307.5963 | 3307.5963 | 744.0369 | 744.0369 | 1509.5862 | 1509.5862 | 485.6076 | 485.6076 | 568.3655 | 568.3655 | 223787187.5658 | 1396571044.5432 | 121262818.4378 | 10378949.4531 | 1752 | 60.6669 | 120248.9041 | 7099.7633 | 8.9259 | 625.7908 | 198 | 1824 | 2767.1539 | 456 | 114 | 0.12717
3196 | 515.0541 | 752.4 | 600 | 2400 | 5 | 99.54% | 100 | 177.3407 | 174.5926 | 174.5926 | 1 | 177.3407 | 100 | 329.4371 | 310.6343 | 310.6343 | 310.6343 | 18.8028 | 329.4371 | 103.0923 | 91.7488 | 91.7488 | 91.7488 | 11.3435 | 103.0923 | 5115.8334 | 4746.5027 | 4746.5027 | 4793.1478 | 322.6856 | 5069.1882 | 46.6452 | 46.6452 | 5115.8334 | 378.1327 | 302.3399 | 302.3399 | 302.3399 | 75.7928 | 378.1327 | 3389.9925 | 3389.9925 | 826.6408 | 826.6408 | 1509.4639 | 1509.4639 | 485.5683 | 485.5683 | 568.3195 | 568.3195 | 227207888.1359 | 1396577491.5406 | 120072070.7439 | 8142549.5796 | 1752 | 61.7645 | 92251.9622 | 5446.7614 | 6.8478 | 695.3231 | 198 | 1824 | 2767.1539 | 456 | 114 | 0.12595
3197 | 566.5595 | 752.4 | 600 | 2400 | 5 | 99.62% | 100 | 181.5027 | 178.3669 | 178.3669 | 1 | 181.5027 | 100 | 357.9087 | 337.4794 | 337.4794 | 337.4794 | 20.4293 | 357.9087 | 103.0853 | 91.7418 | 91.7418 | 91.7418 | 11.3435 | 103.0853 | 6117.3066 | 5686.4338 | 5686.4338 | 5733.328 | 383.9786 | 6070.4124 | 46.8942 | 46.8942 | 6117.3066 | 381.8877 | 305.2712 | 305.2712 | 305.2712 | 76.6165 | 381.8877 | 3472.3893 | 3472.3893 | 909.2349 | 909.2349 | 1509.3478 | 1509.3478 | 485.5309 | 485.5309 | 568.2758 | 568.2758 | 229854751.3319 | 1396577491.5406 | 118887795.415 | 6679961.7125 | 1752 | 62.8104 | 76844.3418 | 4537.0612 | 5.7041 | 764.8554 | 198 | 1824 | 2767.1539 | 456 | 114 | 0.12473
3198 | 618.065 | 752.4 | 600 | 2400 | 5 | 99.68% | 100 | 185.6745 | 182.8076 | 182.8076 | 1 | 185.6745 | 100 | 386.621 | 364.5513 | 364.5513 | 364.5513 | 22.0697 | 386.621 | 103.0783 | 91.7348 | 91.7348 | 91.7348 | 11.3435 | 103.0783 | 7273.1468 | 6771.6105 | 6771.6105 | 6818.3026 | 454.8442 | 7226.4547 | 46.6921 | 46.6921 | 7273.1468 | 384.8733 | 307.5911 | 307.5911 | 307.5911 | 77.2823 | 384.8733 | 3554.7868 | 3554.7868 | 991.8199 | 991.8199 | 1509.2373 | 1509.2373 | 485.4954 | 485.4954 | 568.2342 | 568.2342 | 231943785.9579 | 1396582688.964 | 117793505.009 | 5680020.0692 | 1752 | 63.8036 | 62944.7553 | 3716.3986 | 4.6723 | 834.3877 | 198 | 1824 | 2767.1539 | 456 | 114 | 0.12361
3199 | 669.5704 | 752.4 | 600 | 2400 | 5 | 99.71% | 100 | 189.8643 | 187.4503 | 187.4503 | 1 | 189.8643 | 100 | 415.5936 | 391.8684 | 391.8684 | 391.8684 | 23.7251 | 415.5936 | 103.0718 | 91.7283 | 91.7283 | 91.7283 | 11.3435 | 103.0718 | 8185.2561 | 7628.7871 | 7628.7871 | 7674.5994 | 510.6566 | 8139.4437 | 45.8123 | 45.8123 | 8185.2561 | 388.1115 | 310.1223 | 310.1223 | 310.1223 | 77.9891 | 388.1115 | 3637.1847 | 3637.1847 | 1074.3967 | 1074.3967 | 1509.132 | 1509.132 | 485.4615 | 485.4615 | 568.1945 | 568.1945 | 233609547.96 | 1396582688.964 | 116664467.2067 | 5143295.8693 | 1752 | 64.7495 | 57866.1437 | 3416.5461 | 4.2953 | 903.92 | 198 | 1824 | 2767.1539 | 456 | 114 | 0.12245
3200 | 721.0758 | 752.4 | 600 | 2400 | 6 | 99.74% | 100 | 199.2992 | 196.0595 | 196.0595 | 1 | 199.2992 | 100 | 444.5531 | 419.1714 | 419.1714 | 419.1714 | 25.3817 | 444.5531 | 103.0588 | 91.7154 | 91.7154 | 91.7154 | 11.3435 | 103.0588 | 10931.863 | 10207.4253 | 10207.4253 | 10252.8304 | 679.0326 | 10886.4579 | 45.4051 | 45.4051 | 10931.863 | 390.614 | 311.9818 | 311.9818 | 311.9818 | 78.6322 | 390.614 | 3816.3854 | 3816.3854 | 1156.8796 | 1156.8796 | 1508.9194 | 1508.9194 | 582.4718 | 582.4718 | 568.1145 | 568.1145 | 235126448.2282 | 1396582688.964 | 115732327.8248 | 4558534.983 | 1752 | 65.6469 | 49879.2919 | 2944.9846 | 3.7025 | 973.4523 | 198 | 1824 | 2767.1539 | 456 | 114 | 0.12149
3201 | 772.5812 | 752.4 | 600 | 2400 | 5 | 99.76% | 100 | 198.2429 | 196.0311 | 196.0311 | 1 | 198.2429 | 100 | 473.6026 | 446.5625 | 446.5625 | 446.5625 | 27.04 | 473.6026 | 103.0598 | 91.7164 | 91.7164 | 91.7164 | 11.3435 | 103.0598 | 9963.6773 | 9298.8806 | 9298.8806 | 9343.9359 | 619.7414 | 9918.622 | 45.0553 | 45.0553 | 9963.6773 | 393.5029 | 314.2523 | 314.2523 | 314.2523 | 79.2506 | 393.5029 | 3801.9821 | 3801.9821 | 1239.5273 | 1239.5273 | 1508.9358 | 1508.9358 | 485.3984 | 485.3984 | 568.1207 | 568.1207 | 236384240.8103 | 1396582688.964 | 114777876.3921 | 4255193.8336 | 1752 | 66.5016 | 47564.9421 | 2808.3402 | 3.5307 | 1042.9846 | 198 | 1824 | 2767.1539 | 456 | 114 | 0.12051
3202 | 824.0866 | 752.4 | 600 | 2400 | 5 | 99.77% | 100 | 202.4587 | 200.1181 | 200.1181 | 1 | 202.4587 | 100 | 502.6915 | 473.989 | 473.989 | 473.989 | 28.7025 | 502.6915 | 103.0543 | 91.7108 | 91.7108 | 91.7108 | 11.3435 | 103.0543 | 10644.9055 | 9937.8899 | 9937.8899 | 9983.4166 | 661.4889 | 10599.3788 | 45.5268 | 45.5268 | 10644.9055 | 396.2492 | 316.4087 | 316.4087 | 316.4087 | 79.8406 | 396.2492 | 3884.3814 | 3884.3814 | 1322.0822 | 1322.0822 | 1508.8442 | 1508.8442 | 485.3689 | 485.3689 | 568.0862 | 568.0862 | 237488281.4536 | 1396582688.964 | 113970409.8891 | 3958619.6933 | 1752 | 67.3149 | 43207.5577 | 2551.0705 | 3.2072 | 1112.5169 | 198 | 1824 | 2767.1539 | 456 | 114 | 0.11968
3203 | 875.592 | 752.4 | 600 | 2400 | 5 | 99.79% | 100 | 206.6745 | 204.1827 | 204.1827 | 1 | 206.6745 | 100 | 531.7993 | 501.4332 | 501.4332 | 501.4332 | 30.3661 | 531.7993 | 103.0489 | 91.7055 | 91.7055 | 91.7055 | 11.3435 | 103.0489 | 11409.4036 | 10655.7331 | 10655.7331 | 10701.0166 | 708.387 | 11364.1201 | 45.2835 | 45.2835 | 11409.4036 | 398.6087 | 318.261 | 318.261 | 318.261 | 80.3477 | 398.6087 | 3966.7812 | 3966.7812 | 1404.6307 | 1404.6307 | 1508.7565 | 1508.7565 | 485.3407 | 485.3407 | 568.0532 | 568.0532 | 238452108.6374 | 1396582688.964 | 113297916.7108 | 3667285.6878 | 1752 | 68.0897 | 40716.9326 | 2404.0184 | 3.0224 | 1182.0492 | 198 | 1824 | 2767.1539 | 456 | 114 | 0.11899
3204 | 927.0974 | 752.4 | 600 | 2400 | 5 | 99.81% | 100 | 210.894 | 208.1741 | 208.1741 | 1 | 210.894 | 100 | 560.9738 | 528.9401 | 528.9401 | 528.9401 | 32.0337 | 560.9738 | 103.0438 | 91.7004 | 91.7004 | 91.7004 | 11.3435 | 103.0438 | 12239.9755 | 11435.0798 | 11435.0798 | 11480.6844 | 759.2911 | 12194.3709 | 45.6046 | 45.6046 | 12239.9755 | 400.6088 | 319.832 | 319.832 | 319.832 | 80.7768 | 400.6088 | 4049.1813 | 4049.1813 | 1487.1733 | 1487.1733 | 1508.6726 | 1508.6726 | 485.3138 | 485.3138 | 568.0216 | 568.0216 | 239293221.8623 | 1396582688.964 | 112740941.6726 | 3383147.501 | 1752 | 68.8285 | 38374.6575 | 2265.7253 | 2.8485 | 1251.5815 | 198 | 1824 | 2767.1539 | 456 | 114 | 0.11842
3205 | 978.6028 | 752.4 | 600 | 2400 | 5 | 99.82% | 100 | 215.1152 | 212.521 | 212.521 | 1 | 215.1152 | 100 | 590.169 | 556.4665 | 556.4665 | 556.4665 | 33.7026 | 590.169 | 103.0389 | 91.6955 | 91.6955 | 91.6955 | 11.3435 | 103.0389 | 13106.0369 | 12247.2511 | 12247.2511 | 12293.6827 | 812.3542 | 13059.6053 | 46.4316 | 46.4316 | 13106.0369 | 402.3776 | 321.218 | 321.218 | 321.218 | 81.1597 | 402.3776 | 4131.5818 | 4131.5818 | 1569.7104 | 1569.7104 | 1508.5922 | 1508.5922 | 485.2879 | 485.2879 | 567.9913 | 567.9913 | 240052804.2316 | 1396582688.964 | 112188838.1238 | 3175668.6806 | 1752 | 69.5344 | 36775.9575 | 2171.3345 | 2.7298 | 1321.1138 | 198 | 1824 | 2767.1539 | 456 | 114 | 0.11785
3206 | 1030.1083 | 752.4 | 600 | 2400 | 5 | 99.84% | 100 | 219.3354 | 215.2734 | 215.2734 | 1 | 219.3354 | 100 | 619.3022 | 583.9343 | 583.9343 | 583.9343 | 35.368 | 619.3022 | 103.0342 | 91.6908 | 91.6908 | 91.6908 | 11.3434 | 103.0342 | 14136.122 | 13213.4758 | 13213.4758 | 13260.613 | 875.509 | 14088.9848 | 47.1372 | 47.1372 | 14136.122 | 403.9498 | 322.4457 | 322.4457 | 322.4457 | 81.5041 | 403.9498 | 4213.9826 | 4213.9826 | 1652.2422 | 1652.2422 | 1508.515 | 1508.515 | 485.2631 | 485.2631 | 567.9623 | 567.9623 | 240797484.5926 | 1396584218.1081 | 111862980.2372 | 2755317.0621 | 1752 | 70.2074 | 31651.0019 | 1868.7457 | 2.3494 | 1390.6462 | 198 | 1824 | 2767.1539 | 456 | 114 | 0.11751
3207 | 20.6022 | 801.8 | 600 | 2400 | 7 | 96.39% | 100 | 155.6082 | 154.9356 | 154.9356 | 1 | 155.6082 | 100 | 129.1244 | 121.7584 | 121.7584 | 121.7584 | 7.3659 | 129.1244 | 108.9405 | 96.9596 | 96.9596 | 96.9596 | 11.981 | 108.9405 | 1067.2992 | 941.9911 | 941.9911 | 991.6485 | 75.6507 | 1017.6418 | 49.6574 | 49.6574 | 1067.2992 | 185.0622 | 149.3236 | 149.3236 | 149.3236 | 35.7385 | 185.0622 | 2891.3833 | 2891.3833 | 33.0843 | 33.0843 | 1609.4788 | 1609.4788 | 680.1796 | 680.1796 | 568.6405 | 568.6405 | 23979115.8731 | 1409085370.4754 | 255662864.1472 | 63272649.5043 | 1752 | 51.3619 | 768343.1306 | 45364.6908 | 57.0332 | 27.8129 | 211 | 1824 | 2767.1539 | 456 | 114 | 0.26521
3208 | 51.5054 | 801.8 | 600 | 2400 | 7 | 96.86% | 100 | 157.7954 | 157.031 | 157.031 | 1 | 157.7954 | 100 | 132.7464 | 125.1734 | 125.1734 | 125.1734 | 7.573 | 132.7464 | 108.9346 | 96.9536 | 96.9536 | 96.9536 | 11.981 | 108.9346 | 1215.1511 | 1081.4628 | 1081.4628 | 1130.5827 | 84.5684 | 1166.0312 | 49.1198 | 49.1198 | 1215.1511 | 204.6584 | 165.0939 | 165.0939 | 165.0939 | 39.5645 | 204.6584 | 2940.8185 | 2940.8185 | 82.7054 | 82.7054 | 1609.3741 | 1609.3741 | 680.1354 | 680.1354 | 568.6036 | 568.6036 | 58187298.8181 | 1409085370.4754 | 229680726.0912 | 55046604.6153 | 1752 | 52.2903 | 660922.7153 | 39022.3501 | 49.0595 | 69.5323 | 211 | 1824 | 2767.1539 | 456 | 114 | 0.23852
3209 | 154.5162 | 801.8 | 600 | 2400 | 7 | 98.04% | 100 | 164.9651 | 163.2459 | 163.2459 | 1 | 164.9651 | 100 | 153.5823 | 144.819 | 144.819 | 144.819 | 8.7633 | 153.5823 | 108.9146 | 96.9337 | 96.9337 | 96.9337 | 11.981 | 108.9146 | 1868.5586 | 1696.3428 | 1696.3428 | 1744.3304 | 124.2282 | 1820.5709 | 47.9877 | 47.9877 | 1868.5586 | 286.1105 | 229.6746 | 229.6746 | 229.6746 | 56.4359 | 286.1105 | 3105.6049 | 3105.6049 | 248.0663 | 248.0663 | 1609.0507 | 1609.0507 | 679.9987 | 679.9987 | 568.4893 | 568.4893 | 149555895.6301 | 1409087729.1295 | 159076520.3975 | 34279854.8429 | 1752 | 55.238 | 402086.2743 | 23740.0697 | 29.8464 | 208.5969 | 211 | 1824 | 2767.1539 | 456 | 114 | 0.16601
3210 | 206.0217 | 801.8 | 600 | 2400 | 6 | 98.46% | 100 | 163.5128 | 161.7984 | 161.7984 | 1 | 163.5128 | 100 | 171.121 | 161.3571 | 161.3571 | 161.3571 | 9.7639 | 171.121 | 108.9164 | 96.9354 | 96.9354 | 96.9354 | 11.981 | 108.9164 | 2011.7006 | 1831.376 | 1831.376 | 1878.8623 | 132.8383 | 1964.2142 | 47.4864 | 47.4864 | 2011.7006 | 327.4257 | 262.4655 | 262.4655 | 262.4655 | 64.9602 | 327.4257 | 3091.2025 | 3091.2025 | 330.7606 | 330.7606 | 1609.0775 | 1609.0775 | 582.8657 | 582.8657 | 568.4988 | 568.4988 | 177511627.9109 | 1409087729.1295 | 138406434.1767 | 26994208.783 | 1752 | 56.6056 | 307194.2303 | 18137.432 | 22.8027 | 278.1292 | 211 | 1824 | 2767.1539 | 456 | 114 | 0.14478
3211 | 257.5271 | 801.8 | 600 | 2400 | 5 | 98.76% | 100 | 162.1754 | 160.7445 | 160.7445 | 1 | 162.1754 | 100 | 196.4175 | 185.2104 | 185.2104 | 185.2104 | 11.2071 | 196.4175 | 108.9178 | 96.9369 | 96.9369 | 96.9369 | 11.9809 | 108.9178 | 2081.4976 | 1897.6456 | 1897.6456 | 1944.4758 | 137.0218 | 2034.6674 | 46.8302 | 46.8302 | 2081.4976 | 350.9218 | 281.0223 | 281.0223 | 281.0223 | 69.8995 | 350.9218 | 3076.8002 | 3076.8002 | 413.4577 | 413.4577 | 1609.1046 | 1609.1046 | 485.7296 | 485.7296 | 568.5083 | 568.5083 | 191885431.7771 | 1409087729.1295 | 129380113.4435 | 21646725.6499 | 1752 | 57.9057 | 247634.6436 | 14620.9013 | 18.3816 | 347.6615 | 211 | 1824 | 2767.1539 | 456 | 114 | 0.13551
3212 | 309.0325 | 801.8 | 600 | 2400 | 5 | 99.03% | 100 | 166.1801 | 164.3588 | 164.3588 | 1 | 166.1801 | 100 | 224.4704 | 211.6615 | 211.6615 | 211.6615 | 12.8089 | 224.4704 | 108.909 | 96.928 | 96.928 | 96.928 | 11.981 | 108.909 | 2574.749 | 2360.7515 | 2360.7515 | 2407.5697 | 167.1794 | 2527.9309 | 46.8181 | 46.8181 | 2574.749 | 363.7257 | 291.06 | 291.06 | 291.06 | 72.6657 | 363.7257 | 3159.1944 | 3159.1944 | 496.1025 | 496.1025 | 1608.9531 | 1608.9531 | 485.6839 | 485.6839 | 568.4548 | 568.4548 | 200963137.8204 | 1409087729.1295 | 124874061.1554 | 17075071.8947 | 1752 | 59.1355 | 192071.9688 | 11340.3571 | 14.2573 | 417.1938 | 211 | 1824 | 2767.1539 | 456 | 114 | 0.13088
3213 | 360.5379 | 801.8 | 600 | 2400 | 5 | 99.2% | 100 | 170.2724 | 168.4942 | 168.4942 | 1 | 170.2724 | 100 | 253.2504 | 238.798 | 238.798 | 238.798 | 14.4524 | 253.2504 | 108.9007 | 96.9197 | 96.9197 | 96.9197 | 11.981 | 108.9007 | 3137.0398 | 2889.7095 | 2889.7095 | 2935.4897 | 201.5502 | 3091.2597 | 45.7802 | 45.7802 | 3137.0398 | 373.5506 | 298.8674 | 298.8674 | 298.8674 | 74.6831 | 373.5506 | 3241.5894 | 3241.5894 | 578.7347 | 578.7347 | 1608.8098 | 1608.8098 | 485.6406 | 485.6406 | 568.4042 | 568.4042 | 207436447.0767 | 1409073567.8585 | 121519569.1128 | 13970415.952 | 1752 | 60.3113 | 156705.0938 | 9252.218 | 11.632 | 486.7262 | 211 | 1824 | 2767.1539 | 456 | 114 | 0.12743
3214 | 412.0433 | 801.8 | 600 | 2400 | 5 | 99.35% | 100 | 174.3922 | 172.1784 | 172.1784 | 1 | 174.3922 | 100 | 282.1391 | 266.0369 | 266.0369 | 266.0369 | 16.1023 | 282.1391 | 108.8921 | 96.9112 | 96.9112 | 96.9112 | 11.981 | 108.8921 | 3768.7311 | 3481.7565 | 3481.7565 | 3528.5744 | 240.1567 | 3721.9132 | 46.8179 | 46.8179 | 3768.7311 | 381.583 | 305.1814 | 305.1814 | 305.1814 | 76.4016 | 381.583 | 3323.9851 | 3323.9851 | 661.3553 | 661.3553 | 1608.674 | 1608.674 | 485.5996 | 485.5996 | 568.3562 | 568.3562 | 212611127.0488 | 1409087729.1295 | 118931310.4136 | 11369833.4081 | 1752 | 61.4263 | 129990.9405 | 7674.9548 | 9.6491 | 556.2585 | 211 | 1824 | 2767.1539 | 456 | 114 | 0.12477
3215 | 463.5487 | 801.8 | 600 | 2400 | 5 | 99.49% | 100 | 178.5128 | 175.7356 | 175.7356 | 1 | 178.5128 | 100 | 311.1267 | 293.3688 | 293.3688 | 293.3688 | 17.758 | 311.1267 | 108.8841 | 96.9032 | 96.9032 | 96.9032 | 11.9809 | 108.8841 | 4697.3378 | 4353.3087 | 4353.3087 | 4400.3223 | 297.0155 | 4650.3243 | 47.0136 | 47.0136 | 4697.3378 | 386.7802 | 309.2428 | 309.2428 | 309.2428 | 77.5375 | 386.7802 | 3406.3814 | 3406.3814 | 743.9651 | 743.9651 | 1608.545 | 1608.545 | 485.5607 | 485.5607 | 568.3106 | 568.3106 | 216655883.7247 | 1409087729.1295 | 117389667.4789 | 8866719.6669 | 1752 | 62.4815 | 103061.6784 | 6084.9912 | 7.6502 | 625.7908 | 211 | 1824 | 2767.1539 | 456 | 114 | 0.12319
3216 | 515.0541 | 801.8 | 600 | 2400 | 5 | 99.59% | 100 | 182.6522 | 180.1194 | 180.1194 | 1 | 182.6522 | 100 | 340.2983 | 320.8739 | 320.8739 | 320.8739 | 19.4244 | 340.2983 | 108.8767 | 96.8958 | 96.8958 | 96.8958 | 11.9809 | 108.8767 | 5823.6215 | 5410.9244 | 5410.9244 | 5457.5544 | 366.0671 | 5776.9915 | 46.63 | 46.63 | 5823.6215 | 391.1687 | 312.6642 | 312.6642 | 312.6642 | 78.5045 | 391.1687 | 3488.7784 | 3488.7784 | 826.5649 | 826.5649 | 1608.4225 | 1608.4225 | 485.5237 | 485.5237 | 568.2673 | 568.2673 | 219901307.1503 | 1409087729.1295 | 115794655.3978 | 7216308.3225 | 1752 | 63.4874 | 82251.168 | 4856.2923 | 6.1054 | 695.3231 | 211 | 1824 | 2767.1539 | 456 | 114 | 0.12155
3217 | 566.5595 | 801.8 | 600 | 2400 | 5 | 99.65% | 100 | 186.7903 | 184.1881 | 184.1881 | 1 | 186.7903 | 100 | 369.7451 | 348.6384 | 348.6384 | 348.6384 | 21.1067 | 369.7451 | 108.8697 | 96.8888 | 96.8888 | 96.8888 | 11.9809 | 108.8697 | 6880.776 | 6403.7941 | 6403.7941 | 6450.0164 | 430.7596 | 6834.5537 | 46.2223 | 46.2223 | 6880.776 | 395.2882 | 315.7912 | 315.7912 | 315.7912 | 79.497 | 395.2882 | 3571.1759 | 3571.1759 | 909.1554 | 909.1554 | 1608.3058 | 1608.3058 | 485.4885 | 485.4885 | 568.2261 | 568.2261 | 222427285.786 | 1409087729.1295 | 114406362.7242 | 6078622.3603 | 1752 | 64.4442 | 68410.0749 | 4039.0833 | 5.078 | 764.8554 | 211 | 1824 | 2767.1539 | 456 | 114 | 0.12013
3218 | 618.065 | 801.8 | 600 | 2400 | 5 | 99.7% | 100 | 190.9708 | 188.5614 | 188.5614 | 1 | 190.9708 | 100 | 399.5779 | 376.7668 | 376.7668 | 376.7668 | 22.8111 | 399.5779 | 108.863 | 96.8821 | 96.8821 | 96.8821 | 11.9809 | 108.863 | 8044.0172 | 7496.1196 | 7496.1196 | 7541.9857 | 502.0315 | 7998.1511 | 45.8661 | 45.8661 | 8044.0172 | 398.7548 | 318.4943 | 318.4943 | 318.4943 | 80.2605 | 398.7548 | 3653.574 | 3653.574 | 991.7374 | 991.7374 | 1608.1947 | 1608.1947 | 485.455 | 485.455 | 568.1869 | 568.1869 | 224329183.0418 | 1409087729.1295 | 113345927.9329 | 5237159.8958 | 1752 | 65.3549 | 58289.1024 | 3441.5185 | 4.3267 | 834.3877 | 211 | 1824 | 2767.1539 | 456 | 114 | 0.11904
3219 | 669.5704 | 801.8 | 600 | 2400 | 5 | 99.73% | 100 | 195.1706 | 192.7467 | 192.7467 | 1 | 195.1706 | 100 | 429.6889 | 405.1573 | 405.1573 | 405.1573 | 24.5316 | 429.6889 | 108.8566 | 96.8757 | 96.8757 | 96.8757 | 11.9809 | 108.8566 | 8881.5678 | 8282.8438 | 8282.8438 | 8328.1502 | 553.4176 | 8836.2614 | 45.3064 | 45.3064 | 8881.5678 | 402.3669 | 321.3272 | 321.3272 | 321.3272 | 81.0398 | 402.3669 | 3735.9725 | 3735.9725 | 1074.3114 | 1074.3114 | 1608.0887 | 1608.0887 | 485.423 | 485.423 | 568.1494 | 568.1494 | 225916755.7729 | 1409087729.1295 | 112259853.123 | 4735661.9747 | 1752 | 66.2228 | 52370.4661 | 3092.069 | 3.8874 | 903.92 | 211 | 1824 | 2767.1539 | 456 | 114 | 0.11792
3220 | 721.0758 | 801.8 | 600 | 2400 | 5 | 99.76% | 100 | 199.3742 | 196.797 | 196.797 | 1 | 199.3742 | 100 | 459.7149 | 433.4674 | 433.4674 | 433.4674 | 26.2474 | 459.7149 | 108.8505 | 96.8696 | 96.8696 | 96.8696 | 11.9809 | 108.8505 | 9927.3578 | 9264.386 | 9264.386 | 9309.7818 | 617.5759 | 9881.9619 | 45.3959 | 45.3959 | 9927.3578 | 405.4248 | 323.7222 | 323.7222 | 323.7222 | 81.7025 | 405.4248 | 3818.3715 | 3818.3715 | 1156.8779 | 1156.8779 | 1607.9875 | 1607.9875 | 485.3924 | 485.3924 | 568.1137 | 568.1137 | 227353467.057 | 1409087729.1295 | 111353756.7297 | 4205047.0838 | 1752 | 67.048 | 46845.6083 | 2765.8691 | 3.4773 | 973.4523 | 211 | 1824 | 2767.1539 | 456 | 114 | 0.11699
3221 | 772.5812 | 801.8 | 600 | 2400 | 5 | 99.78% | 100 | 203.5854 | 201.2744 | 201.2744 | 1 | 203.5854 | 100 | 489.7809 | 461.8152 | 461.8152 | 461.8152 | 27.9656 | 489.7809 | 108.8454 | 96.8643 | 96.8643 | 96.8643 | 11.981 | 108.8454 | 10799.9685 | 10083.1854 | 10083.1854 | 10128.9499 | 671.0186 | 10754.2039 | 45.7646 | 45.7646 | 10799.9685 | 408.432 | 326.0808 | 326.0808 | 326.0808 | 82.3512 | 408.432 | 3900.771 | 3900.771 | 1239.4375 | 1239.4375 | 1607.8908 | 1607.8908 | 485.3632 | 485.3632 | 568.0795 | 568.0795 | 228560947.9403 | 1409077893.9283 | 110453404.994 | 3907753.1374 | 1752 | 67.8352 | 43675.1005 | 2578.6753 | 3.242 | 1042.9846 | 211 | 1824 | 2767.1539 | 456 | 114 | 0.11607
3222 | 824.0866 | 801.8 | 600 | 2400 | 5 | 99.8% | 100 | 207.7998 | 205.082 | 205.082 | 1 | 207.7998 | 100 | 519.867 | 490.1819 | 490.1819 | 490.1819 | 29.6851 | 519.867 | 108.8397 | 96.8587 | 96.8587 | 96.8587 | 11.981 | 108.8397 | 11616.7784 | 10849.9835 | 10849.9835 | 10895.6635 | 721.1149 | 11571.0984 | 45.68 | 45.68 | 11616.7784 | 411.2515 | 328.2946 | 328.2946 | 328.2946 | 82.9568 | 411.2515 | 3983.1708 | 3983.1708 | 1321.9905 | 1321.9905 | 1607.7982 | 1607.7982 | 485.3353 | 485.3353 | 568.0468 | 568.0468 | 229660994.536 | 1409084966.256 | 109686978.7341 | 3567014.2679 | 1752 | 68.5856 | 39748.7252 | 2346.8533 | 2.9505 | 1112.5169 | 211 | 1824 | 2767.1539 | 456 | 114 | 0.11528
3223 | 875.592 | 801.8 | 600 | 2400 | 5 | 99.81% | 100 | 212.0175 | 209.3069 | 209.3069 | 1 | 212.0175 | 100 | 549.9333 | 518.5297 | 518.5297 | 518.5297 | 31.4036 | 549.9333 | 108.8339 | 96.853 | 96.853 | 96.853 | 11.981 | 108.8339 | 12590.6882 | 11764.0186 | 11764.0186 | 11809.857 | 780.8312 | 12544.8498 | 45.8384 | 45.8384 | 12590.6882 | 413.7199 | 330.2375 | 330.2375 | 330.2375 | 83.4824 | 413.7199 | 4065.571 | 4065.571 | 1404.5375 | 1404.5375 | 1607.7096 | 1607.7096 | 485.3085 | 485.3085 | 568.0155 | 568.0155 | 230585116.2817 | 1409087729.1295 | 109036448.6662 | 3290705.9226 | 1752 | 69.3019 | 37332.048 | 2204.1673 | 2.7711 | 1182.0492 | 211 | 1824 | 2767.1539 | 456 | 114 | 0.11461
3224 | 927.0974 | 801.8 | 600 | 2400 | 5 | 99.83% | 100 | 216.2382 | 213.5114 | 213.5114 | 1 | 216.2382 | 100 | 580.0793 | 546.9526 | 546.9526 | 546.9526 | 33.1267 | 580.0793 | 108.8287 | 96.8477 | 96.8477 | 96.8477 | 11.9809 | 108.8287 | 13574.4088 | 12686.6939 | 12686.6939 | 12733.3064 | 841.1024 | 13527.7964 | 46.6124 | 46.6124 | 13574.4088 | 415.8544 | 331.915 | 331.915 | 331.915 | 83.9394 | 415.8544 | 4147.9715 | 4147.9715 | 1487.0787 | 1487.0787 | 1607.6246 | 1607.6246 | 485.2829 | 485.2829 | 567.9854 | 567.9854 | 231404362.7482 | 1409087729.1295 | 108459018.2246 | 3048889.8977 | 1752 | 69.9866 | 35431.1455 | 2091.9338 | 2.63 | 1251.5815 | 211 | 1824 | 2767.1539 | 456 | 114 | 0.11402
3225 | 978.6028 | 801.8 | 600 | 2400 | 5 | 99.85% | 100 | 220.4601 | 216.1344 | 216.1344 | 1 | 220.4601 | 100 | 610.2608 | 575.4088 | 575.4088 | 575.4088 | 34.8519 | 610.2608 | 108.8237 | 96.8428 | 96.8428 | 96.8428 | 11.9809 | 108.8237 | 14553.6056 | 13604.9643 | 13604.9643 | 13652.4653 | 901.1403 | 14506.1046 | 47.501 | 47.501 | 14553.6056 | 417.7648 | 333.413 | 333.413 | 333.413 | 84.3518 | 417.7648 | 4230.3724 | 4230.3724 | 1569.6145 | 1569.6145 | 1607.543 | 1607.543 | 485.2582 | 485.2582 | 567.9566 | 567.9566 | 232154970.167 | 1409087729.1295 | 108112977.4032 | 2644323.3002 | 1752 | 70.6402 | 30509.6307 | 1801.3566 | 2.2647 | 1321.1138 | 211 | 1824 | 2767.1539 | 456 | 114 | 0.11366
3226 | 1030.1083 | 801.8 | 600 | 2400 | 5 | 99.86% | 100 | 224.6779 | 221.1772 | 221.1772 | 1 | 224.6779 | 100 | 640.387 | 603.8128 | 603.8128 | 603.8128 | 36.5741 | 640.387 | 108.819 | 96.8381 | 96.8381 | 96.8381 | 11.9809 | 108.819 | 16061.9468 | 15020.5255 | 15020.5255 | 15068.3478 | 993.599 | 16014.1245 | 47.8223 | 47.8223 | 16061.9468 | 419.2128 | 334.5406 | 334.5406 | 334.5406 | 84.6722 | 419.2128 | 4312.7736 | 4312.7736 | 1652.1453 | 1652.1453 | 1607.4647 | 1607.4647 | 485.2346 | 485.2346 | 567.9289 | 567.9289 | 232832477.0295 | 1409087729.1295 | 107591915.9261 | 2487877.9149 | 1752 | 71.2674 | 29203.2389 | 1724.2243 | 2.1677 | 1390.6462 | 211 | 1824 | 2767.1539 | 456 | 114 | 0.11313
3227 | 20.6022 | 851.2 | 600 | 2400 | 7 | 96.75% | 100 | 160.6767 | 160.023 | 160.023 | 1 | 160.6767 | 100 | 131.8907 | 124.3661 | 124.3661 | 124.3661 | 7.5246 | 131.8907 | 114.7301 | 102.111 | 102.111 | 102.111 | 12.6191 | 114.7301 | 1177.2636 | 1045.9103 | 1045.9103 | 1094.9323 | 82.3313 | 1128.2417 | 49.022 | 49.022 | 1177.2636 | 187.813 | 151.4679 | 151.4679 | 151.4679 | 36.345 | 187.813 | 2990.1637 | 2990.1637 | 33.0801 | 33.0801 | 1708.4228 | 1708.4228 | 680.0928 | 680.0928 | 568.5679 | 568.5679 | 23475348.0767 | 1420251184.144 | 251250994.9935 | 57022418.1395 | 1751.9999 | 54.029 | 683814.2745 | 40373.9188 | 50.7588 | 27.8129 | 224 | 1824 | 2767.1539 | 456 | 114 | 0.26068
3228 | 51.5054 | 851.2 | 600 | 2400 | 7 | 97.15% | 100 | 162.9096 | 162.0626 | 162.0626 | 1 | 162.9096 | 100 | 136.3716 | 128.5909 | 128.5909 | 128.5909 | 7.7807 | 136.3716 | 114.7242 | 102.105 | 102.105 | 102.105 | 12.6191 | 114.7242 | 1329.5688 | 1188.8543 | 1188.8543 | 1238.0433 | 91.5255 | 1280.3798 | 49.1889 | 49.1889 | 1329.5688 | 208.1469 | 167.7794 | 167.7794 | 167.7794 | 40.3675 | 208.1469 | 3039.5995 | 3039.5995 | 82.6952 | 82.6952 | 1708.3193 | 1708.3193 | 680.0516 | 680.0516 | 568.5335 | 568.5335 | 56641212.9035 | 1420251196.561 | 225162497.4797 | 49945093.0559 | 1752 | 54.88 | 602200.6041 | 35555.2658 | 44.7007 | 69.5323 | 224 | 1824 | 2767.1539 | 456 | 114 | 0.23388
3229 | 154.5162 | 851.2 | 600 | 2400 | 7 | 98.23% | 100 | 170.176 | 168.4544 | 168.4544 | 1 | 170.176 | 100 | 158.1821 | 149.1554 | 149.1554 | 149.1554 | 9.0267 | 158.1821 | 114.7037 | 102.0847 | 102.0847 | 102.0847 | 12.619 | 114.7037 | 2055.1933 | 1871.9212 | 1871.9212 | 1919.5685 | 135.6248 | 2007.546 | 47.6472 | 47.6472 | 2055.1933 | 292.0636 | 234.353 | 234.353 | 234.353 | 57.7106 | 292.0636 | 3204.388 | 3204.388 | 248.039 | 248.039 | 1707.9985 | 1707.9985 | 679.9238 | 679.9238 | 568.4267 | 568.4267 | 145190216.0544 | 1420265089.2309 | 155478884.4818 | 31065810.2328 | 1752 | 57.5512 | 362858.3051 | 21423.963 | 26.9346 | 208.5969 | 224 | 1824 | 2767.1539 | 456 | 114 | 0.16231
3230 | 206.0217 | 851.2 | 600 | 2400 | 6 | 98.6% | 100 | 168.7584 | 167.2343 | 167.2343 | 1 | 168.7584 | 100 | 176.2706 | 166.2118 | 166.2118 | 166.2118 | 10.0588 | 176.2706 | 114.7054 | 102.0864 | 102.0864 | 102.0864 | 12.619 | 114.7054 | 2219.17 | 2026.3472 | 2026.3472 | 2073.6302 | 145.5398 | 2171.887 | 47.283 | 47.283 | 2219.17 | 334.9028 | 268.3616 | 268.3616 | 268.3616 | 66.5412 | 334.9028 | 3189.9855 | 3189.9855 | 330.7238 | 330.7238 | 1708.0251 | 1708.0251 | 582.801 | 582.801 | 568.4356 | 568.4356 | 172309837.7766 | 1420265094.9838 | 134844007.8517 | 24581064.3561 | 1752 | 58.794 | 283542.5424 | 16740.9836 | 21.047 | 278.1292 | 224 | 1824 | 2767.1539 | 456 | 114 | 0.14112
3231 | 257.5271 | 851.2 | 600 | 2400 | 5 | 98.88% | 100 | 167.4503 | 165.9169 | 165.9169 | 1 | 167.4503 | 100 | 202.2946 | 190.7509 | 190.7509 | 190.7509 | 11.5437 | 202.2946 | 114.7068 | 102.0878 | 102.0878 | 102.0878 | 12.619 | 114.7068 | 2279.3506 | 2083.2698 | 2083.2698 | 2130.1935 | 149.1571 | 2232.4269 | 46.9238 | 46.9238 | 2279.3506 | 360.3715 | 288.482 | 288.482 | 288.482 | 71.8895 | 360.3715 | 3175.583 | 3175.583 | 413.4113 | 413.4113 | 1708.052 | 1708.052 | 485.6751 | 485.6751 | 568.4445 | 568.4445 | 186287830.2528 | 1420265100.4337 | 125815624.0329 | 19631452.4183 | 1752 | 59.9716 | 224171.0716 | 13235.5597 | 16.64 | 347.6615 | 224 | 1824 | 2767.1539 | 456 | 114 | 0.13184
3232 | 309.0325 | 851.2 | 600 | 2400 | 5 | 99.1% | 100 | 171.5008 | 169.8484 | 169.8484 | 1 | 171.5008 | 100 | 231.2006 | 218.0064 | 218.0064 | 218.0064 | 13.1943 | 231.2006 | 114.6981 | 102.0791 | 102.0791 | 102.0791 | 12.619 | 114.6981 | 2816.3888 | 2587.9657 | 2587.9657 | 2634.421 | 181.9677 | 2769.9334 | 46.4553 | 46.4553 | 2816.3888 | 374.8897 | 299.9861 | 299.9861 | 299.9861 | 74.9036 | 374.8897 | 3257.9781 | 3257.9781 | 496.0498 | 496.0498 | 1707.9015 | 1707.9015 | 485.6323 | 485.6323 | 568.3944 | 568.3944 | 195035859.1522 | 1420268581.5858 | 120994529.5123 | 15701035.2569 | 1752 | 61.0925 | 178391.9336 | 10532.6573 | 13.2418 | 417.1938 | 224 | 1824 | 2767.1539 | 456 | 114 | 0.1269
3233 | 360.5379 | 851.2 | 600 | 2400 | 5 | 99.28% | 100 | 175.5861 | 173.5394 | 173.5394 | 1 | 175.5861 | 100 | 260.8264 | 245.9403 | 245.9403 | 245.9403 | 14.8861 | 260.8264 | 114.6892 | 102.0702 | 102.0702 | 102.0702 | 12.619 | 114.6892 | 3434.9688 | 3168.6826 | 3168.6826 | 3215.1926 | 219.7761 | 3388.4587 | 46.5101 | 46.5101 | 3434.9688 | 385.3235 | 308.1972 | 308.1972 | 308.1972 | 77.1263 | 385.3235 | 3340.3739 | 3340.3739 | 578.6765 | 578.6765 | 1707.7588 | 1707.7588 | 485.5917 | 485.5917 | 568.3469 | 568.3469 | 201403963.2852 | 1420269293.7408 | 117734411.8759 | 12592331.0982 | 1752 | 62.16 | 143806.9012 | 8490.6799 | 10.6746 | 486.7262 | 224 | 1824 | 2767.1539 | 456 | 114 | 0.12354
3234 | 412.0433 | 851.2 | 600 | 2400 | 5 | 99.44% | 100 | 179.6961 | 176.8777 | 176.8777 | 1 | 179.6961 | 100 | 290.5513 | 273.9674 | 273.9674 | 273.9674 | 16.5839 | 290.5513 | 114.6811 | 102.0621 | 102.0621 | 102.0621 | 12.619 | 114.6811 | 4247.1991 | 3930.9413 | 3930.9413 | 3977.7179 | 269.4812 | 4200.4225 | 46.7766 | 46.7766 | 4247.1991 | 393.0955 | 314.299 | 314.299 | 314.299 | 78.7965 | 393.0955 | 3422.7704 | 3422.7704 | 661.2921 | 661.2921 | 1707.6233 | 1707.6233 | 485.5532 | 485.5532 | 568.3018 | 568.3018 | 206439155.673 | 1420253666.9997 | 115506028.5587 | 9801148.7686 | 1752 | 63.1725 | 110934.2738 | 6549.8068 | 8.2345 | 556.2585 | 224 | 1824 | 2767.1539 | 456 | 114 | 0.12126
3235 | 463.5487 | 851.2 | 600 | 2400 | 5 | 99.54% | 100 | 183.8007 | 181.3921 | 181.3921 | 1 | 183.8007 | 100 | 320.5608 | 302.2627 | 302.2627 | 302.2627 | 18.298 | 320.5608 | 114.6738 | 102.0548 | 102.0548 | 102.0548 | 12.619 | 114.6738 | 5205.5193 | 4830.5851 | 4830.5851 | 4877.4333 | 328.086 | 5158.6711 | 46.8482 | 46.8482 | 5205.5193 | 398.8992 | 318.7492 | 318.7492 | 318.7492 | 80.15 | 398.8992 | 3505.1675 | 3505.1675 | 743.8974 | 743.8974 | 1707.4945 | 1707.4945 | 485.5166 | 485.5166 | 568.259 | 568.259 | 210237728.2698 | 1420267745.9849 | 113365460.6222 | 8129065.1231 | 1752 | 64.1423 | 91424.1281 | 5397.8843 | 6.7863 | 625.7908 | 224 | 1824 | 2767.1539 | 456 | 114 | 0.11906
3236 | 515.0541 | 851.2 | 600 | 2400 | 5 | 99.62% | 100 | 187.9451 | 185.6081 | 185.6081 | 1 | 187.9451 | 100 | 350.7408 | 330.7187 | 330.7187 | 330.7187 | 20.0221 | 350.7408 | 114.666 | 102.047 | 102.047 | 102.047 | 12.619 | 114.666 | 6412.7702 | 5965.1542 | 5965.1542 | 6010.6735 | 402.0967 | 6367.251 | 45.5193 | 45.5193 | 6412.7702 | 403.8635 | 322.6275 | 322.6275 | 322.6275 | 81.236 | 403.8635 | 3587.5651 | 3587.5651 | 826.4934 | 826.4934 | 1707.3719 | 1707.3719 | 485.4817 | 485.4817 | 568.2182 | 568.2182 | 213310675.4948 | 1420269293.7408 | 111815417.6492 | 6604613.1153 | 1752 | 65.0633 | 73860.8431 | 4360.9088 | 5.4826 | 695.3231 | 224 | 1824 | 2767.1539 | 456 | 114 | 0.11747
3237 | 566.5595 | 851.2 | 600 | 2400 | 5 | 99.69% | 100 | 192.1245 | 189.2012 | 189.2012 | 1 | 192.1245 | 100 | 381.2376 | 359.4732 | 359.4732 | 359.4732 | 21.7644 | 381.2376 | 114.659 | 102.04 | 102.04 | 102.04 | 12.619 | 114.659 | 7591.2948 | 7070.8844 | 7070.8844 | 7116.9594 | 474.3354 | 7545.2198 | 46.075 | 46.075 | 7591.2948 | 408.6059 | 326.3481 | 326.3481 | 326.3481 | 82.2578 | 408.6059 | 3669.9633 | 3669.9633 | 909.0805 | 909.0805 | 1707.255 | 1707.255 | 485.4485 | 485.4485 | 568.1793 | 568.1793 | 215679937.0843 | 1420269293.7408 | 110622501.9818 | 5428267.1931 | 1752 | 65.9404 | 61181.056 | 3612.2659 | 4.5414 | 764.8554 | 224 | 1824 | 2767.1539 | 456 | 114 | 0.11624
3238 | 618.065 | 851.2 | 600 | 2400 | 5 | 99.72% | 100 | 196.3117 | 193.9989 | 193.9989 | 1 | 196.3117 | 100 | 412.1179 | 388.5891 | 388.5891 | 388.5891 | 23.5288 | 412.1179 | 114.6523 | 102.0333 | 102.0333 | 102.0333 | 12.619 | 114.6523 | 8723.9994 | 8134.7514 | 8134.7514 | 8180.2318 | 543.7676 | 8678.519 | 45.4804 | 45.4804 | 8723.9994 | 412.5659 | 329.4453 | 329.4453 | 329.4453 | 83.1206 | 412.5659 | 3752.3619 | 3752.3619 | 991.6594 | 991.6594 | 1707.1435 | 1707.1435 | 485.4168 | 485.4168 | 568.1422 | 568.1422 | 217479039.7183 | 1420269293.7408 | 109404657.6262 | 4847008.9148 | 1752 | 66.779 | 52786.6659 | 3116.6424 | 3.9183 | 834.3877 | 224 | 1824 | 2767.1539 | 456 | 114 | 0.11499
3239 | 669.5704 | 851.2 | 600 | 2400 | 5 | 99.75% | 100 | 200.5145 | 198.044 | 198.044 | 1 | 200.5145 | 100 | 443.1893 | 417.8851 | 417.8851 | 417.8851 | 25.3042 | 443.1893 | 114.646 | 102.027 | 102.027 | 102.027 | 12.619 | 114.646 | 9638.5595 | 8993.3874 | 8993.3874 | 9038.6912 | 599.8682 | 9593.2556 | 45.3038 | 45.3038 | 9638.5595 | 416.3905 | 332.4465 | 332.4465 | 332.4465 | 83.944 | 416.3905 | 3834.761 | 3834.761 | 1074.2307 | 1074.2307 | 1707.0371 | 1707.0371 | 485.3865 | 485.3865 | 568.1067 | 568.1067 | 219025553.68 | 1420269293.7408 | 108351967.2642 | 4353185.3151 | 1752 | 67.5778 | 48933.83 | 2889.1624 | 3.6323 | 903.92 | 224 | 1824 | 2767.1539 | 456 | 114 | 0.11391
3240 | 721.0758 | 851.2 | 600 | 2400 | 5 | 99.78% | 100 | 204.7212 | 202.2026 | 202.2026 | 1 | 204.7212 | 100 | 474.185 | 447.1096 | 447.1096 | 447.1096 | 27.0754 | 474.185 | 114.6399 | 102.0209 | 102.0209 | 102.0209 | 12.619 | 114.6399 | 10826.5644 | 10107.7715 | 10107.7715 | 10153.8716 | 672.6928 | 10780.4643 | 46.1 | 46.1 | 10826.5644 | 419.5606 | 334.9313 | 334.9313 | 334.9313 | 84.6293 | 419.5606 | 3917.1605 | 3917.1605 | 1156.7948 | 1156.7948 | 1706.9353 | 1706.9353 | 485.3576 | 485.3576 | 568.0729 | 568.0729 | 220373824.5888 | 1420269293.7408 | 107492122.6126 | 3864759.0578 | 1752 | 68.3391 | 43845.6267 | 2588.7435 | 3.2546 | 973.4523 | 224 | 1824 | 2767.1539 | 456 | 114 | 0.11303
3241 | 772.5812 | 851.2 | 600 | 2400 | 5 | 99.79% | 100 | 208.9325 | 206.6935 | 206.6935 | 1 | 208.9325 | 100 | 505.2986 | 476.4451 | 476.4451 | 476.4451 | 28.8535 | 505.2986 | 114.634 | 102.0151 | 102.0151 | 102.0151 | 12.619 | 114.634 | 11743.6477 | 10969.0026 | 10969.0026 | 11014.744 | 728.9037 | 11697.9063 | 45.7415 | 45.7415 | 11743.6477 | 422.6824 | 337.3813 | 337.3813 | 337.3813 | 85.3011 | 422.6824 | 3999.5604 | 3999.5604 | 1239.3523 | 1239.3523 | 1706.8378 | 1706.8378 | 485.3299 | 485.3299 | 568.0404 | 568.0404 | 221492563.7891 | 1420269293.7408 | 106634188.3416 | 3603954.1285 | 1752 | 69.0668 | 40082.1847 | 2366.5415 | 2.9753 | 1042.9846 | 224 | 1824 | 2767.1539 | 456 | 114 | 0.11214
3242 | 824.0866 | 851.2 | 600 | 2400 | 5 | 99.81% | 100 | 213.1498 | 210.58 | 210.58 | 1 | 213.1498 | 100 | 536.4147 | 505.7828 | 505.7828 | 505.7828 | 30.6319 | 536.4147 | 114.6285 | 102.0095 | 102.0095 | 102.0095 | 12.619 | 114.6285 | 12595.833 | 11768.9382 | 11768.9382 | 11814.6836 | 781.1494 | 12550.0877 | 45.7453 | 45.7453 | 12595.833 | 425.6129 | 339.6871 | 339.6871 | 339.6871 | 85.9258 | 425.6129 | 4081.9607 | 4081.9607 | 1321.9035 | 1321.9035 | 1706.7445 | 1706.7445 | 485.3033 | 485.3033 | 568.0094 | 568.0094 | 222527513.5388 | 1420269293.7408 | 105892857.2179 | 3310335.5025 | 1752 | 69.7616 | 37466.7838 | 2212.1224 | 2.7811 | 1112.5169 | 224 | 1824 | 2767.1539 | 456 | 114 | 0.11138
3243 | 875.592 | 851.2 | 600 | 2400 | 5 | 99.83% | 100 | 217.37 | 214.6656 | 214.6656 | 1 | 217.37 | 100 | 567.4783 | 535.0709 | 535.0709 | 535.0709 | 32.4074 | 567.4783 | 114.6231 | 102.0041 | 102.0041 | 102.0041 | 12.619 | 114.6231 | 13616.4395 | 12726.2651 | 12726.2651 | 12772.7574 | 843.6822 | 13569.9473 | 46.4922 | 46.4922 | 13616.4395 | 428.1962 | 341.7214 | 341.7214 | 341.7214 | 86.4748 | 428.1962 | 4164.3613 | 4164.3613 | 1404.4488 | 1404.4488 | 1706.655 | 1706.655 | 485.2779 | 485.2779 | 567.9796 | 567.9796 | 223441120.8747 | 1420269293.7408 | 105246625.9281 | 3042959.4564 | 1752 | 70.4259 | 35125.7268 | 2073.9012 | 2.6073 | 1182.0492 | 224 | 1824 | 2767.1539 | 456 | 114 | 0.11072
3244 | 927.0974 | 851.2 | 600 | 2400 | 5 | 99.84% | 100 | 221.5921 | 218.9704 | 218.9704 | 1 | 221.5921 | 100 | 598.5964 | 564.4103 | 564.4103 | 564.4103 | 34.1861 | 598.5964 | 114.618 | 101.999 | 101.999 | 101.999 | 12.619 | 114.618 | 14556.1858 | 13607.5948 | 13607.5948 | 13654.9061 | 901.2796 | 14508.8745 | 47.3113 | 47.3113 | 14556.1858 | 430.5523 | 343.574 | 343.574 | 343.574 | 86.9783 | 430.5523 | 4246.7622 | 4246.7622 | 1486.9886 | 1486.9886 | 1706.5691 | 1706.5691 | 485.2535 | 485.2535 | 567.951 | 567.951 | 224230024.2462 | 1420269293.7408 | 104644896.7829 | 2855785.2301 | 1752 | 71.0623 | 33723.1121 | 1991.0877 | 2.5032 | 1251.5815 | 224 | 1824 | 2767.1539 | 456 | 114 | 0.1101
3245 | 978.6028 | 851.2 | 600 | 2400 | 5 | 99.86% | 100 | 225.8116 | 222.1957 | 222.1957 | 1 | 225.8116 | 100 | 629.7235 | 593.7581 | 593.7581 | 593.7581 | 35.9654 | 629.7235 | 114.6133 | 101.9943 | 101.9943 | 101.9943 | 12.619 | 114.6133 | 16004.4553 | 14966.6707 | 14966.6707 | 15014.3956 | 990.0597 | 15956.7305 | 47.7249 | 47.7249 | 16004.4553 | 432.2939 | 344.9387 | 344.9387 | 344.9387 | 87.3552 | 432.2939 | 4329.1635 | 4329.1635 | 1569.5232 | 1569.5232 | 1706.4867 | 1706.4867 | 485.23 | 485.23 | 567.9236 | 567.9236 | 224948710.4827 | 1420255442.1795 | 104311675.7964 | 2484171.5415 | 1752 | 71.6704 | 28871.0771 | 1704.6127 | 2.1431 | 1321.1138 | 224 | 1824 | 2767.1539 | 456 | 114 | 0.10976
3246 | 1030.1083 | 851.2 | 600 | 2400 | 5 | 99.87% | 100 | 230.0315 | 226.9121 | 226.9121 | 1 | 230.0315 | 100 | 660.8187 | 623.0757 | 623.0757 | 623.0757 | 37.743 | 660.8187 | 114.6089 | 101.9899 | 101.9899 | 101.9899 | 12.619 | 114.6089 | 17535.2169 | 16403.9 | 16403.9 | 16451.3777 | 1083.8392 | 17487.7392 | 47.4777 | 47.4777 | 17535.2169 | 433.9531 | 346.2391 | 346.2391 | 346.2391 | 87.7141 | 433.9531 | 4411.565 | 4411.565 | 1652.053 | 1652.053 | 1706.4074 | 1706.4074 | 485.2075 | 485.2075 | 567.8972 | 567.8972 | 225617225.7184 | 1420262514.5073 | 103802772.3355 | 2317487.4388 | 1752 | 72.2548 | 26482.9185 | 1563.6105 | 1.9658 | 1390.6462 | 224 | 1824 | 2767.1539 | 456 | 114 | 0.10924
3247 | 20.6022 | 900.6 | 600 | 2400 | 7 | 97.01% | 100 | 165.8344 | 165.1533 | 165.1533 | 1 | 165.8344 | 100 | 134.7711 | 127.0813 | 127.0813 | 127.0813 | 7.6898 | 134.7711 | 120.5104 | 107.2541 | 107.2541 | 107.2541 | 13.2563 | 120.5104 | 1274.9545 | 1137.7703 | 1137.7703 | 1186.6856 | 88.2689 | 1226.0392 | 48.9153 | 48.9153 | 1274.9545 | 191.2784 | 154.1929 | 154.1929 | 154.1929 | 37.0855 | 191.2784 | 3088.9454 | 3088.9454 | 33.0761 | 33.0761 | 1807.3572 | 1807.3572 | 680.0118 | 680.0118 | 568.5002 | 568.5002 | 22962199.7882 | 1430448743.7609 | 246215218.494 | 52373838.0095 | 1752 | 56.4439 | 627540.1725 | 37051.3704 | 46.5816 | 27.8129 | 237 | 1824 | 2767.1539 | 456 | 114 | 0.2555
3248 | 51.5054 | 900.6 | 600 | 2400 | 7 | 97.38% | 100 | 168.0945 | 167.2116 | 167.2116 | 1 | 168.0945 | 100 | 140.0382 | 132.0474 | 132.0474 | 132.0474 | 7.9908 | 140.0382 | 120.5041 | 107.2479 | 107.2479 | 107.2479 | 13.2563 | 120.5041 | 1442.075 | 1294.3791 | 1294.3791 | 1343.7125 | 98.3625 | 1392.7416 | 49.3334 | 49.3334 | 1442.075 | 212.0712 | 170.8663 | 170.8663 | 170.8663 | 41.205 | 212.0712 | 3138.3819 | 3138.3819 | 82.6857 | 82.6857 | 1807.2548 | 1807.2548 | 679.9733 | 679.9733 | 568.4681 | 568.4681 | 55151627.9956 | 1430451139.0405 | 220575414.0987 | 45821818.8652 | 1752 | 57.2162 | 554124.7941 | 32716.7628 | 41.1321 | 69.5323 | 237 | 1824 | 2767.1539 | 456 | 114 | 0.22917
3249 | 154.5162 | 900.6 | 600 | 2400 | 7 | 98.4% | 100 | 175.4033 | 173.5491 | 173.5491 | 1 | 175.4033 | 100 | 162.7832 | 153.493 | 153.493 | 153.493 | 9.2902 | 162.7832 | 120.4868 | 107.2303 | 107.2303 | 107.2303 | 13.2564 | 120.4868 | 2264.0055 | 2068.1798 | 2068.1798 | 2115.5993 | 148.4062 | 2216.586 | 47.4195 | 47.4195 | 2264.0055 | 297.3816 | 238.5238 | 238.5238 | 238.5238 | 58.8578 | 297.3816 | 3303.1722 | 3303.1722 | 248.0134 | 248.0134 | 1806.937 | 1806.937 | 679.8537 | 679.8537 | 568.3681 | 568.3681 | 141068410.7198 | 1430436858.8332 | 152492491.8805 | 28002238.5665 | 1752 | 59.6371 | 323911.205 | 19124.4394 | 24.0436 | 208.5969 | 237 | 1824 | 2767.1539 | 456 | 114 | 0.15924
3250 | 206.0217 | 900.6 | 600 | 2400 | 6 | 98.74% | 100 | 174.0356 | 171.855 | 171.855 | 1 | 174.0356 | 100 | 181.2346 | 170.8915 | 170.8915 | 170.8915 | 10.3431 | 181.2346 | 120.488 | 107.2316 | 107.2316 | 107.2316 | 13.2564 | 120.488 | 2404.455 | 2200.06 | 2200.06 | 2247.5154 | 156.9396 | 2356.9996 | 47.4554 | 47.4554 | 2404.455 | 343.1752 | 274.891 | 274.891 | 274.891 | 68.2842 | 343.1752 | 3288.7695 | 3288.7695 | 330.6894 | 330.6894 | 1806.9634 | 1806.9634 | 582.7403 | 582.7403 | 568.3764 | 568.3764 | 167689094.9841 | 1430440332.6432 | 131775834.7958 | 22094737.5768 | 1752 | 60.7706 | 254470.1913 | 15024.4872 | 18.889 | 278.1292 | 237 | 1824 | 2767.1539 | 456 | 114 | 0.13797
3251 | 257.5271 | 900.6 | 600 | 2400 | 5 | 98.96% | 100 | 172.7688 | 171.3375 | 171.3375 | 1 | 172.7688 | 100 | 208.0386 | 196.166 | 196.166 | 196.166 | 11.8726 | 208.0386 | 120.4891 | 107.2328 | 107.2328 | 107.2328 | 13.2563 | 120.4891 | 2469.9712 | 2262.136 | 2262.136 | 2309.1327 | 160.8385 | 2422.9745 | 46.9967 | 46.9967 | 2469.9712 | 370.2645 | 296.3778 | 296.3778 | 296.3778 | 73.8866 | 370.2645 | 3274.3668 | 3274.3668 | 413.3679 | 413.3679 | 1806.9901 | 1806.9901 | 485.6241 | 485.6241 | 568.3848 | 568.3848 | 181134458.9734 | 1430443782.4475 | 122250546.7621 | 18171211.8169 | 1752 | 61.8502 | 208668.9439 | 12320.2795 | 15.4893 | 347.6615 | 237 | 1824 | 2767.1539 | 456 | 114 | 0.12818
3252 | 309.0325 | 900.6 | 600 | 2400 | 5 | 99.19% | 100 | 176.8006 | 175.1211 | 175.1211 | 1 | 176.8006 | 100 | 237.7577 | 224.1879 | 224.1879 | 224.1879 | 13.5697 | 237.7577 | 120.4791 | 107.2229 | 107.2229 | 107.2229 | 13.2562 | 120.4791 | 3091.4865 | 2845.7868 | 2845.7868 | 2892.7013 | 198.7852 | 3044.572 | 46.9145 | 46.9145 | 3091.4865 | 384.9077 | 307.8994 | 307.8994 | 307.8994 | 77.0082 | 384.9077 | 3356.7628 | 3356.7628 | 496.0004 | 496.0004 | 1806.8407 | 1806.8407 | 485.5839 | 485.5839 | 568.3378 | 568.3378 | 189645003.9675 | 1430448812.4609 | 117640343.5049 | 14265840.0667 | 1752 | 62.8696 | 165514.8803 | 9772.3674 | 12.286 | 417.1938 | 237 | 1824 | 2767.1539 | 456 | 114 | 0.12345
3253 | 360.5379 | 900.6 | 600 | 2400 | 5 | 99.35% | 100 | 180.8918 | 178.8449 | 178.8449 | 1 | 180.8918 | 100 | 268.1738 | 252.8669 | 252.8669 | 252.8669 | 15.3068 | 268.1738 | 120.4702 | 107.214 | 107.214 | 107.214 | 13.2562 | 120.4702 | 3781.2798 | 3493.7948 | 3493.7948 | 3540.2791 | 241.0007 | 3734.7954 | 46.4844 | 46.4844 | 3781.2798 | 396.325 | 316.8954 | 316.8954 | 316.8954 | 79.4296 | 396.325 | 3439.1594 | 3439.1594 | 578.6217 | 578.6217 | 1806.6988 | 1806.6988 | 485.5458 | 485.5458 | 568.2931 | 568.2931 | 195880131.7882 | 1430465559.7517 | 114227847.4601 | 11426461.0001 | 1752 | 63.8446 | 128695.3625 | 7598.461 | 9.5529 | 486.7262 | 237 | 1824 | 2767.1539 | 456 | 114 | 0.11994
3254 | 412.0433 | 900.6 | 600 | 2400 | 5 | 99.48% | 100 | 184.9749 | 182.7686 | 182.7686 | 1 | 184.9749 | 100 | 298.909 | 281.8467 | 281.8467 | 281.8467 | 17.0623 | 298.909 | 120.462 | 107.2059 | 107.2059 | 107.2059 | 13.2562 | 120.462 | 4711.5141 | 4367.7219 | 4367.7219 | 4413.7146 | 297.7995 | 4665.5214 | 45.9927 | 45.9927 | 4711.5141 | 403.8564 | 322.7145 | 322.7145 | 322.7145 | 81.1419 | 403.8564 | 3521.5566 | 3521.5566 | 661.2325 | 661.2325 | 1806.5638 | 1806.5638 | 485.5095 | 485.5095 | 568.2507 | 568.2507 | 200549227.0973 | 1430466123.161 | 111910739.9907 | 9073909.751 | 1752 | 64.7735 | 101770.8326 | 6008.7768 | 7.5543 | 556.2585 | 237 | 1824 | 2767.1539 | 456 | 114 | 0.11756
3255 | 463.5487 | 900.6 | 600 | 2400 | 5 | 99.57% | 100 | 189.123 | 186.627 | 186.627 | 1 | 189.123 | 100 | 330.007 | 311.1683 | 311.1683 | 311.1683 | 18.8387 | 330.007 | 120.4544 | 107.1982 | 107.1982 | 107.1982 | 13.2562 | 120.4544 | 5654.8422 | 5252.8965 | 5252.8965 | 5299.2276 | 355.6145 | 5608.511 | 46.3311 | 46.3311 | 5654.8422 | 410.9747 | 328.2942 | 328.2942 | 328.2942 | 82.6805 | 410.9747 | 3603.9543 | 3603.9543 | 743.8337 | 743.8337 | 1806.4353 | 1806.4353 | 485.475 | 485.475 | 568.2103 | 568.2103 | 204169490.7425 | 1430466123.161 | 109916937.954 | 7447448.1425 | 1752 | 65.6624 | 81976.541 | 4840.0777 | 6.085 | 625.7908 | 237 | 1824 | 2767.1539 | 456 | 114 | 0.11552
3256 | 515.0541 | 900.6 | 600 | 2400 | 5 | 99.66% | 100 | 193.2807 | 190.7089 | 190.7089 | 1 | 193.2807 | 100 | 361.185 | 340.5651 | 340.5651 | 340.5651 | 20.6199 | 361.185 | 120.4478 | 107.1916 | 107.1916 | 107.1916 | 13.2562 | 120.4478 | 6959.3463 | 6478.3009 | 6478.3009 | 6523.71 | 435.6363 | 6913.9372 | 45.4091 | 45.4091 | 6959.3463 | 416.2693 | 332.4503 | 332.4503 | 332.4503 | 83.819 | 416.2693 | 3686.3526 | 3686.3526 | 826.4259 | 826.4259 | 1806.3129 | 1806.3129 | 485.4421 | 485.4421 | 568.1718 | 568.1718 | 207115513.4723 | 1430459245.8988 | 108405526.4139 | 6019714.215 | 1752 | 66.5089 | 67072.6606 | 3960.1194 | 4.9787 | 695.3231 | 237 | 1824 | 2767.1539 | 456 | 114 | 0.11396
3257 | 566.5595 | 900.6 | 600 | 2400 | 5 | 99.71% | 100 | 197.4609 | 194.9091 | 194.9091 | 1 | 197.4609 | 100 | 392.6974 | 370.2771 | 370.2771 | 370.2771 | 22.4203 | 392.6974 | 120.4404 | 107.1843 | 107.1843 | 107.1843 | 13.2562 | 120.4404 | 8165.7115 | 7610.4054 | 7610.4054 | 7656.1292 | 509.5823 | 8119.9877 | 45.7238 | 45.7238 | 8165.7115 | 421.3447 | 336.4241 | 336.4241 | 336.4241 | 84.9206 | 421.3447 | 3768.7513 | 3768.7513 | 909.0096 | 909.0096 | 1806.196 | 1806.196 | 485.4107 | 485.4107 | 568.135 | 568.135 | 209330134.5124 | 1430466123.161 | 107075514.9027 | 5128227.4239 | 1752 | 67.3178 | 56720.951 | 3348.9314 | 4.2103 | 764.8554 | 237 | 1824 | 2767.1539 | 456 | 114 | 0.1126
3258 | 618.065 | 900.6 | 600 | 2400 | 5 | 99.74% | 100 | 201.6558 | 199.4186 | 199.4186 | 1 | 201.6558 | 100 | 424.6256 | 400.381 | 400.381 | 400.381 | 24.2446 | 424.6256 | 120.4336 | 107.1774 | 107.1774 | 107.1774 | 13.2562 | 120.4336 | 9241.0303 | 8620.3537 | 8620.3537 | 8665.5447 | 575.4856 | 9195.8394 | 45.191 | 45.191 | 9241.0303 | 425.7082 | 339.8498 | 339.8498 | 339.8498 | 85.8584 | 425.7082 | 3851.1505 | 3851.1505 | 991.5856 | 991.5856 | 1806.0844 | 1806.0844 | 485.3807 | 485.3807 | 568.0999 | 568.0999 | 211053913.9906 | 1430466123.161 | 105890890.6263 | 4589072.2221 | 1752 | 68.091 | 50725.9441 | 2994.9728 | 3.7653 | 834.3877 | 237 | 1824 | 2767.1539 | 456 | 114 | 0.11138
3259 | 669.5704 | 900.6 | 600 | 2400 | 5 | 99.77% | 100 | 205.8621 | 203.4117 | 203.4117 | 1 | 205.8621 | 100 | 456.6461 | 430.5718 | 430.5718 | 430.5718 | 26.0743 | 456.6461 | 120.4272 | 107.1711 | 107.1711 | 107.1711 | 13.2562 | 120.4272 | 10238.8249 | 9556.2552 | 9556.2552 | 9602.204 | 636.6209 | 10192.8761 | 45.9488 | 45.9488 | 10238.8249 | 429.6708 | 342.9604 | 342.9604 | 342.9604 | 86.7104 | 429.6708 | 3933.5501 | 3933.5501 | 1074.1542 | 1074.1542 | 1805.9776 | 1805.9776 | 485.352 | 485.352 | 568.0663 | 568.0663 | 212548105.4685 | 1430466123.161 | 104885223.2056 | 4100548.165 | 1752 | 68.8288 | 46901.8512 | 2769.1898 | 3.4815 | 903.92 | 237 | 1824 | 2767.1539 | 456 | 114 | 0.11035
3260 | 721.0758 | 900.6 | 600 | 2400 | 5 | 99.79% | 100 | 210.0676 | 207.5682 | 207.5682 | 1 | 210.0676 | 100 | 488.6183 | 460.7169 | 460.7169 | 460.7169 | 27.9014 | 488.6183 | 120.4212 | 107.165 | 107.165 | 107.165 | 13.2562 | 120.4212 | 11551.2722 | 10788.0583 | 10788.0583 | 10834.1749 | 717.0972 | 11505.1556 | 46.1166 | 46.1166 | 11551.2722 | 432.8831 | 345.4774 | 345.4774 | 345.4774 | 87.4058 | 432.8831 | 4015.9501 | 4015.9501 | 1156.716 | 1156.716 | 1805.8754 | 1805.8754 | 485.3245 | 485.3245 | 568.0342 | 568.0342 | 213836358.4843 | 1430466123.161 | 104073217.1127 | 3624301.242 | 1752 | 69.5331 | 40083.269 | 2366.6055 | 2.9753 | 973.4523 | 237 | 1824 | 2767.1539 | 456 | 114 | 0.10951
3261 | 772.5812 | 900.6 | 600 | 2400 | 5 | 99.81% | 100 | 214.2815 | 211.9433 | 211.9433 | 1 | 214.2815 | 100 | 520.723 | 490.9868 | 490.9868 | 490.9868 | 29.7361 | 520.723 | 120.4153 | 107.1592 | 107.1592 | 107.1592 | 13.2562 | 120.4153 | 12525.8496 | 11703.38 | 11703.38 | 11749.0148 | 776.8348 | 12480.2149 | 45.6348 | 45.6348 | 12525.8496 | 436.1258 | 348.0289 | 348.0289 | 348.0289 | 88.0969 | 436.1258 | 4098.3504 | 4098.3504 | 1239.2714 | 1239.2714 | 1805.7775 | 1805.7775 | 485.2982 | 485.2982 | 568.0034 | 568.0034 | 214920733.5056 | 1430466123.161 | 103249646.4548 | 3363496.8786 | 1752 | 70.2075 | 37984.7103 | 2242.702 | 2.8196 | 1042.9846 | 237 | 1824 | 2767.1539 | 456 | 114 | 0.10867
3262 | 824.0866 | 900.6 | 600 | 2400 | 5 | 99.82% | 100 | 218.5022 | 215.894 | 215.894 | 1 | 218.5022 | 100 | 552.7735 | 521.2056 | 521.2056 | 521.2056 | 31.5679 | 552.7735 | 120.4098 | 107.1536 | 107.1536 | 107.1536 | 13.2562 | 120.4098 | 13483.3784 | 12601.6239 | 12601.6239 | 12647.8876 | 835.4908 | 13437.1147 | 46.2636 | 46.2636 | 13483.3784 | 439.205 | 350.4588 | 350.4588 | 350.4588 | 88.7462 | 439.205 | 4180.7511 | 4180.7511 | 1321.8207 | 1321.8207 | 1805.6836 | 1805.6836 | 485.273 | 485.273 | 567.9738 | 567.9738 | 215930710.0032 | 1430466123.161 | 102516585.3438 | 3086581.492 | 1752 | 70.8526 | 35388.4733 | 2089.4143 | 2.6268 | 1112.5169 | 237 | 1824 | 2767.1539 | 456 | 114 | 0.10792
3263 | 875.592 | 900.6 | 600 | 2400 | 5 | 99.84% | 100 | 222.7233 | 220.0744 | 220.0744 | 1 | 222.7233 | 100 | 584.7708 | 551.374 | 551.374 | 551.374 | 33.3968 | 584.7708 | 120.4044 | 107.1483 | 107.1483 | 107.1483 | 13.2562 | 120.4044 | 14468.4237 | 13525.5021 | 13525.5021 | 13572.5822 | 895.8415 | 14421.3436 | 47.0802 | 47.0802 | 14468.4237 | 442.0389 | 352.6899 | 352.6899 | 352.6899 | 89.349 | 442.0389 | 4263.1521 | 4263.1521 | 1404.3644 | 1404.3644 | 1805.5935 | 1805.5935 | 485.2487 | 485.2487 | 567.9455 | 567.9455 | 216841696.6559 | 1430466123.161 | 101822213.7522 | 2869966.4309 | 1752 | 71.4707 | 33552.6217 | 1981.0216 | 2.4906 | 1182.0492 | 237 | 1824 | 2767.1539 | 456 | 114 | 0.1072
3264 | 927.0974 | 900.6 | 600 | 2400 | 5 | 99.86% | 100 | 226.9428 | 223.1004 | 223.1004 | 1 | 226.9428 | 100 | 616.7842 | 581.5575 | 581.5575 | 581.5575 | 35.2267 | 616.7842 | 120.3993 | 107.1431 | 107.1431 | 107.1431 | 13.2562 | 120.3993 | 15820.6951 | 14794.3432 | 14794.3432 | 14841.939 | 978.7561 | 15773.0993 | 47.5958 | 47.5958 | 15820.6951 | 444.296 | 354.4623 | 354.4623 | 354.4623 | 89.8338 | 444.296 | 4345.5534 | 4345.5534 | 1486.9028 | 1486.9028 | 1805.5069 | 1805.5069 | 485.2255 | 485.2255 | 567.9182 | 567.9182 | 217605399.1679 | 1430466123.161 | 101440626.1343 | 2487851.5368 | 1752 | 72.062 | 28821.6221 | 1701.6928 | 2.1394 | 1251.5815 | 237 | 1824 | 2767.1539 | 456 | 114 | 0.10681
3265 | 978.6028 | 900.6 | 600 | 2400 | 5 | 99.87% | 100 | 231.1626 | 227.8024 | 227.8024 | 1 | 231.1626 | 100 | 648.8554 | 611.7954 | 611.7954 | 611.7954 | 37.06 | 648.8554 | 120.3943 | 107.1382 | 107.1382 | 107.1382 | 13.2562 | 120.3943 | 17386.4866 | 16264.3496 | 16264.3496 | 16311.7589 | 1074.7276 | 17339.0772 | 47.4093 | 47.4093 | 17386.4866 | 446.1968 | 355.9548 | 355.9548 | 355.9548 | 90.242 | 446.1968 | 4427.955 | 4427.955 | 1569.4361 | 1569.4361 | 1805.4237 | 1805.4237 | 485.2031 | 485.2031 | 567.8921 | 567.8921 | 218311014.8876 | 1430466123.161 | 100910048.7952 | 2312813.1562 | 1752 | 72.6306 | 26610.421 | 1571.1386 | 1.9753 | 1321.1138 | 237 | 1824 | 2767.1539 | 456 | 114 | 0.10627
3266 | 1030.1083 | 900.6 | 600 | 2400 | 5 | 99.88% | 100 | 235.3826 | 232.3044 | 232.3044 | 1 | 235.3826 | 100 | 680.9138 | 642.0211 | 642.0211 | 642.0211 | 38.8927 | 680.9138 | 120.3896 | 107.1334 | 107.1334 | 107.1334 | 13.2562 | 120.3896 | 18767.9909 | 17562.8442 | 17562.8442 | 17608.5008 | 1159.4901 | 18722.3343 | 45.6566 | 45.6566 | 18767.9909 | 448.1297 | 357.4729 | 357.4729 | 357.4729 | 90.6568 | 448.1297 | 4510.3568 | 4510.3568 | 1651.9648 | 1651.9648 | 1805.3436 | 1805.3436 | 485.1816 | 485.1816 | 567.8669 | 567.8669 | 218943186.4043 | 1430466123.161 | 100422076.8716 | 2168613.5631 | 1752 | 73.1765 | 23655.6268 | 1396.6809 | 1.7559 | 1390.6462 | 237 | 1824 | 2767.1539 | 456 | 114 | 0.10576
3267 | 20.6022 | 950 | 600 | 2400 | 7 | 97.25% | 100 | 171.0245 | 170.2933 | 170.2933 | 1 | 171.0245 | 100 | 138.6053 | 130.6959 | 130.6959 | 130.6959 | 7.9094 | 138.6053 | 126.2786 | 112.3864 | 112.3864 | 112.3864 | 13.8922 | 126.2786 | 1380.4519 | 1236.4884 | 1236.4884 | 1285.7918 | 94.6601 | 1331.1486 | 49.3033 | 49.3033 | 1380.4519 | 194.5003 | 156.722 | 156.722 | 156.722 | 37.7783 | 194.5003 | 3187.7283 | 3187.7283 | 33.0725 | 33.0725 | 1906.2827 | 1906.2827 | 679.9361 | 679.9361 | 568.437 | 568.437 | 22318259.6417 | 1439847368.5927 | 241716333.5903 | 48118038.1753 | 1752 | 58.6229 | 581659.5059 | 34342.4736 | 43.1759 | 27.8129 | 250 | 1824 | 2767.1539 | 456 | 114 | 0.25088
3268 | 51.5054 | 950 | 600 | 2400 | 7 | 97.63% | 100 | 173.2676 | 172.3031 | 172.3031 | 1 | 173.2676 | 100 | 144.0537 | 135.8329 | 135.8329 | 135.8329 | 8.2207 | 144.0537 | 126.2705 | 112.3786 | 112.3786 | 112.3786 | 13.8919 | 126.2705 | 1578.0244 | 1422.4924 | 1422.4924 | 1471.3656 | 106.6588 | 1529.1512 | 48.8732 | 48.8732 | 1578.0244 | 215.3199 | 173.4154 | 173.4154 | 173.4154 | 41.9046 | 215.3199 | 3237.1653 | 3237.1653 | 82.6768 | 82.6768 | 1906.1816 | 1906.1816 | 679.9001 | 679.9001 | 568.4068 | 568.4068 | 53610647.8658 | 1439871555.1949 | 216927801.4882 | 41589995.4511 | 1752 | 59.3202 | 496342.8719 | 29305.1893 | 36.843 | 69.5323 | 250 | 1824 | 2767.1539 | 456 | 114 | 0.22542
3269 | 154.5162 | 950 | 600 | 2400 | 7 | 98.53% | 100 | 180.6423 | 178.866 | 178.866 | 1 | 180.6423 | 100 | 167.5558 | 157.9923 | 157.9923 | 157.9923 | 9.5634 | 167.5558 | 126.2515 | 112.3596 | 112.3596 | 112.3596 | 13.8919 | 126.2515 | 2463.9147 | 2255.4288 | 2255.4288 | 2303.256 | 160.6587 | 2416.0875 | 47.8272 | 47.8272 | 2463.9147 | 302.6559 | 242.6052 | 242.6052 | 242.6052 | 60.0507 | 302.6559 | 3401.9573 | 3401.9573 | 247.9894 | 247.9894 | 1905.867 | 1905.867 | 679.7879 | 679.7879 | 568.313 | 568.313 | 137030181.1468 | 1439864354.9022 | 149365282.7833 | 25740181.1677 | 1752 | 61.5379 | 302629.9808 | 17867.9485 | 22.4639 | 208.5969 | 250 | 1824 | 2767.1539 | 456 | 114 | 0.15603
3270 | 206.0217 | 950 | 600 | 2400 | 6 | 98.84% | 100 | 179.2995 | 177.5429 | 177.5429 | 1 | 179.2995 | 100 | 186.246 | 175.616 | 175.616 | 175.616 | 10.6301 | 186.246 | 126.2531 | 112.3612 | 112.3612 | 112.3612 | 13.8919 | 126.2531 | 2650.5715 | 2431.3934 | 2431.3934 | 2478.5605 | 172.011 | 2603.4045 | 47.1671 | 47.1671 | 2650.5715 | 349.8924 | 280.1748 | 280.1748 | 280.1748 | 69.7176 | 349.8924 | 3387.5545 | 3387.5545 | 330.6571 | 330.6571 | 1905.8932 | 1905.8932 | 582.6833 | 582.6833 | 568.3208 | 568.3208 | 163064400.7002 | 1439878090.725 | 128740917.882 | 20316590.6928 | 1752 | 62.5718 | 230203.656 | 13591.7369 | 17.0878 | 278.1292 | 250 | 1824 | 2767.1539 | 456 | 114 | 0.13485
3271 | 257.5271 | 950 | 600 | 2400 | 6 | 99.06% | 100 | 183.321 | 181.4682 | 181.4682 | 1 | 183.321 | 100 | 213.768 | 201.5662 | 201.5662 | 201.5662 | 12.2018 | 213.768 | 126.2442 | 112.3523 | 112.3523 | 112.3523 | 13.8919 | 126.2442 | 3239.0093 | 2984.2693 | 2984.2693 | 3031.0663 | 207.9431 | 3192.2124 | 46.7969 | 46.7969 | 3239.0093 | 378.5832 | 302.9384 | 302.9384 | 302.9384 | 75.6449 | 378.5832 | 3469.9513 | 3469.9513 | 413.2895 | 413.2895 | 1905.7464 | 1905.7464 | 582.6384 | 582.6384 | 568.277 | 568.277 | 176259663.888 | 1439878090.725 | 119416402.9046 | 16445842.4824 | 1752 | 63.5566 | 187369.5717 | 11062.7171 | 13.9082 | 347.6615 | 250 | 1824 | 2767.1539 | 456 | 114 | 0.12527
3272 | 309.0325 | 950 | 600 | 2400 | 6 | 99.25% | 100 | 187.3794 | 185.0479 | 185.0479 | 1 | 187.3794 | 100 | 244.3848 | 230.4345 | 230.4345 | 230.4345 | 13.9503 | 244.3848 | 126.236 | 112.3441 | 112.3441 | 112.3441 | 13.8919 | 126.236 | 3987.8764 | 3687.2217 | 3687.2217 | 3734.2708 | 253.6056 | 3940.8273 | 47.0491 | 47.0491 | 3987.8764 | 395.0107 | 315.8876 | 315.8876 | 315.8876 | 79.1231 | 395.0107 | 3552.3487 | 3552.3487 | 495.911 | 495.911 | 1905.6066 | 1905.6066 | 582.5957 | 582.5957 | 568.2354 | 568.2354 | 184522959.9618 | 1439878090.725 | 114533628.6835 | 13065320.6297 | 1752 | 64.4918 | 150389.398 | 8879.3252 | 11.1632 | 417.1938 | 250 | 1824 | 2767.1539 | 456 | 114 | 0.12026
3273 | 360.5379 | 950 | 600 | 2400 | 5 | 99.42% | 100 | 186.1697 | 184.0389 | 184.0389 | 1 | 186.1697 | 100 | 275.6317 | 259.8979 | 259.8979 | 259.8979 | 15.7338 | 275.6317 | 126.2374 | 112.3455 | 112.3455 | 112.3455 | 13.8919 | 126.2374 | 4197.7096 | 3885.7633 | 3885.7633 | 3931.2744 | 266.4352 | 4152.1986 | 45.511 | 45.511 | 4197.7096 | 405.6917 | 324.2136 | 324.2136 | 324.2136 | 81.4781 | 405.6917 | 3537.9457 | 3537.9457 | 578.5701 | 578.5701 | 1905.6306 | 1905.6306 | 485.5025 | 485.5025 | 568.2425 | 568.2425 | 190521078.6799 | 1439878090.725 | 111362567.5604 | 10238263.0347 | 1752 | 65.3851 | 113998.0932 | 6730.7015 | 8.4619 | 486.7262 | 250 | 1824 | 2767.1539 | 456 | 114 | 0.117
3274 | 412.0433 | 950 | 600 | 2400 | 5 | 99.51% | 100 | 190.3061 | 188.2523 | 188.2523 | 1 | 190.3061 | 100 | 307.4303 | 289.8801 | 289.8801 | 289.8801 | 17.5502 | 307.4303 | 126.2295 | 112.3376 | 112.3376 | 112.3376 | 13.8919 | 126.2295 | 5040.1956 | 4676.2294 | 4676.2294 | 4722.2669 | 317.9287 | 4994.1581 | 46.0376 | 46.0376 | 5040.1956 | 415.295 | 331.7609 | 331.7609 | 331.7609 | 83.5341 | 415.295 | 3620.3436 | 3620.3436 | 661.1764 | 661.1764 | 1905.4963 | 1905.4963 | 485.4683 | 485.4683 | 568.2025 | 568.2025 | 194943774.4797 | 1439878090.725 | 108644371.0269 | 8533763.7684 | 1752 | 66.2432 | 95714.2567 | 5651.183 | 7.1048 | 556.2585 | 250 | 1824 | 2767.1539 | 456 | 114 | 0.11421
3275 | 463.5487 | 950 | 600 | 2400 | 5 | 99.62% | 100 | 194.4565 | 191.3439 | 191.3439 | 1 | 194.4565 | 100 | 339.4838 | 320.1026 | 320.1026 | 320.1026 | 19.3812 | 339.4838 | 126.2219 | 112.3301 | 112.3301 | 112.3301 | 13.8919 | 126.2219 | 6104.3076 | 5675.5732 | 5675.5732 | 5721.1395 | 383.1681 | 6058.7413 | 45.5663 | 45.5663 | 6104.3076 | 422.5195 | 337.4362 | 337.4362 | 337.4362 | 85.0833 | 422.5195 | 3702.7419 | 3702.7419 | 743.7735 | 743.7735 | 1905.3684 | 1905.3684 | 485.4357 | 485.4357 | 568.1643 | 568.1643 | 198519619.4621 | 1439878090.725 | 106897208.5784 | 6705081.2344 | 1752 | 67.0587 | 73156.732 | 4319.3365 | 5.4303 | 625.7908 | 250 | 1824 | 2767.1539 | 456 | 114 | 0.11241
3276 | 515.0541 | 950 | 600 | 2400 | 5 | 99.68% | 100 | 198.6205 | 196.5532 | 196.5532 | 1 | 198.6205 | 100 | 371.6029 | 350.3867 | 350.3867 | 350.3867 | 21.2162 | 371.6029 | 126.2155 | 112.3235 | 112.3235 | 112.3235 | 13.892 | 126.2155 | 7534.0075 | 7018.0659 | 7018.0659 | 7063.1623 | 470.8452 | 7488.9111 | 45.0964 | 45.0964 | 7534.0075 | 428.1015 | 341.82 | 341.82 | 341.82 | 86.2815 | 428.1015 | 3785.1407 | 3785.1407 | 826.362 | 826.362 | 1905.2462 | 1905.2462 | 485.4046 | 485.4046 | 568.1279 | 568.1279 | 201254459.4961 | 1439863926.7652 | 105200049.735 | 5681564.0037 | 1752 | 67.8412 | 62405.3204 | 3684.5492 | 4.6323 | 695.3231 | 250 | 1824 | 2767.1539 | 456 | 114 | 0.11067
3277 | 566.5595 | 950 | 600 | 2400 | 5 | 99.72% | 100 | 202.8059 | 200.5063 | 200.5063 | 1 | 202.8059 | 100 | 404.1424 | 381.0671 | 381.0671 | 381.0671 | 23.0753 | 404.1424 | 126.2089 | 112.3169 | 112.3169 | 112.3169 | 13.892 | 126.2089 | 8770.111 | 8178.033 | 8178.033 | 8223.489 | 546.622 | 8724.655 | 45.456 | 45.456 | 8770.111 | 433.4409 | 346.0048 | 346.0048 | 346.0048 | 87.4361 | 433.4409 | 3867.54 | 3867.54 | 908.9426 | 908.9426 | 1905.1295 | 1905.1295 | 485.3749 | 485.3749 | 568.0931 | 568.0931 | 203370224.5598 | 1439867294.2489 | 103936774.1352 | 4825707.0561 | 1752 | 68.5881 | 54039.6462 | 3190.6211 | 4.0113 | 764.8554 | 250 | 1824 | 2767.1539 | 456 | 114 | 0.10937
3278 | 618.065 | 950 | 600 | 2400 | 5 | 99.75% | 100 | 207.0072 | 204.7406 | 204.7406 | 1 | 207.0072 | 100 | 437.0447 | 412.0894 | 412.0894 | 412.0894 | 24.9553 | 437.0447 | 126.2021 | 112.3101 | 112.3101 | 112.3101 | 13.892 | 126.2021 | 9855.1197 | 9196.3443 | 9196.3443 | 9242.0329 | 613.0868 | 9809.4311 | 45.6886 | 45.6886 | 9855.1197 | 438.1353 | 349.6972 | 349.6972 | 349.6972 | 88.4381 | 438.1353 | 3949.9397 | 3949.9397 | 991.5156 | 991.5156 | 1905.0178 | 1905.0178 | 485.3464 | 485.3464 | 568.0598 | 568.0598 | 205039574.6709 | 1439870766.7014 | 102793202.6862 | 4296455.9415 | 1752 | 69.303 | 48133.8885 | 2841.9321 | 3.5729 | 834.3877 | 250 | 1824 | 2767.1539 | 456 | 114 | 0.1082
3279 | 669.5704 | 950 | 600 | 2400 | 5 | 99.78% | 100 | 211.2132 | 208.7755 | 208.7755 | 1 | 211.2132 | 100 | 469.9878 | 443.15 | 443.15 | 443.15 | 26.8378 | 469.9878 | 126.1955 | 112.3035 | 112.3035 | 112.3035 | 13.8919 | 126.1955 | 10985.197 | 10256.5551 | 10256.5551 | 10302.8522 | 682.3448 | 10938.8999 | 46.2971 | 46.2971 | 10985.197 | 442.2247 | 352.9071 | 352.9071 | 352.9071 | 89.3175 | 442.2247 | 4032.3397 | 4032.3397 | 1074.0816 | 1074.0816 | 1904.911 | 1904.911 | 485.3192 | 485.3192 | 568.0279 | 568.0279 | 206489541.6024 | 1439874535.4075 | 101812835.8664 | 3823087.1237 | 1752 | 69.9864 | 43516.9827 | 2569.3396 | 3.2302 | 903.92 | 250 | 1824 | 2767.1539 | 456 | 114 | 0.10719
3280 | 721.0758 | 950 | 600 | 2400 | 5 | 99.81% | 100 | 215.4201 | 212.868 | 212.868 | 1 | 215.4201 | 100 | 502.9265 | 474.2064 | 474.2064 | 474.2064 | 28.7201 | 502.9265 | 126.1891 | 112.2972 | 112.2972 | 112.2972 | 13.8919 | 126.1891 | 12426.5439 | 11609.9348 | 11609.9348 | 11655.7981 | 770.7458 | 12380.6806 | 45.8633 | 45.8633 | 12426.5439 | 445.5751 | 355.5395 | 355.5395 | 355.5395 | 90.0356 | 445.5751 | 4114.7401 | 4114.7401 | 1156.6411 | 1156.6411 | 1904.8085 | 1904.8085 | 485.2931 | 485.2931 | 567.9974 | 567.9974 | 207730025.5403 | 1439878090.725 | 101031517.9657 | 3360365.769 | 1752 | 70.6401 | 37670.4245 | 2224.1458 | 2.7962 | 973.4523 | 250 | 1824 | 2767.1539 | 456 | 114 | 0.10639
3281 | 772.5812 | 950 | 600 | 2400 | 5 | 99.82% | 100 | 219.6383 | 217.0968 | 217.0968 | 1 | 219.6383 | 100 | 535.9739 | 505.3651 | 505.3651 | 505.3651 | 30.6088 | 535.9739 | 126.1832 | 112.2913 | 112.2913 | 112.2913 | 13.8919 | 126.1832 | 13506.063 | 12623.0635 | 12623.0635 | 12669.2021 | 836.8609 | 13459.9244 | 46.1386 | 46.1386 | 13506.063 | 448.9853 | 358.231 | 358.231 | 358.231 | 90.7543 | 448.9853 | 4197.1409 | 4197.1409 | 1239.1944 | 1239.1944 | 1904.7103 | 1904.7103 | 485.2681 | 485.2681 | 567.9681 | 567.9681 | 208809048.9959 | 1439878090.725 | 100221587.2848 | 3091272.9943 | 1752 | 71.2669 | 35372.8901 | 2088.4943 | 2.6257 | 1042.9846 | 250 | 1824 | 2767.1539 | 456 | 114 | 0.10556
3282 | 824.0866 | 950 | 600 | 2400 | 5 | 99.83% | 100 | 223.8595 | 221.4317 | 221.4317 | 1 | 223.8595 | 100 | 568.9533 | 536.4595 | 536.4595 | 536.4595 | 32.4938 | 568.9533 | 126.1776 | 112.2857 | 112.2857 | 112.2857 | 13.8919 | 126.1776 | 14495.7836 | 13551.4362 | 13551.4362 | 13598.3056 | 897.478 | 14448.9141 | 46.8694 | 46.8694 | 14495.7836 | 452.2675 | 360.8203 | 360.8203 | 360.8203 | 91.4472 | 452.2675 | 4279.5419 | 4279.5419 | 1321.7419 | 1321.7419 | 1904.616 | 1904.616 | 485.244 | 485.244 | 567.94 | 567.94 | 209779816.2362 | 1439878090.725 | 99449152.5506 | 2892940.4882 | 1752 | 71.8678 | 33629.8076 | 1985.5788 | 2.4963 | 1112.5169 | 250 | 1824 | 2767.1539 | 456 | 114 | 0.10476
3283 | 875.592 | 950 | 600 | 2400 | 5 | 99.86% | 100 | 228.0808 | 223.9167 | 223.9167 | 1 | 228.0808 | 100 | 601.8952 | 567.5185 | 567.5185 | 567.5185 | 34.3767 | 601.8952 | 126.1722 | 112.2804 | 112.2804 | 112.2804 | 13.8919 | 126.1722 | 15559.1958 | 14549.0895 | 14549.0895 | 14596.5331 | 962.6627 | 15511.7521 | 47.4437 | 47.4437 | 15559.1958 | 455.2253 | 363.1501 | 363.1501 | 363.1501 | 92.0752 | 455.2253 | 4361.9433 | 4361.9433 | 1404.284 | 1404.284 | 1904.5254 | 1904.5254 | 485.2209 | 485.2209 | 567.913 | 567.913 | 210652615.7564 | 1439878090.725 | 98976752.4976 | 2492541.0211 | 1752 | 72.4429 | 28441.0919 | 1679.2255 | 2.1111 | 1182.0492 | 250 | 1824 | 2767.1539 | 456 | 114 | 0.10428
3284 | 927.0974 | 950 | 600 | 2400 | 5 | 99.87% | 100 | 232.2989 | 229.0263 | 229.0263 | 1 | 232.2989 | 100 | 634.8845 | 598.6221 | 598.6221 | 598.6221 | 36.2624 | 634.8845 | 126.1671 | 112.2752 | 112.2752 | 112.2752 | 13.8919 | 126.1671 | 17194.8179 | 16084.9776 | 16084.9776 | 16131.8943 | 1062.9235 | 17147.9011 | 46.9168 | 46.9168 | 17194.8179 | 457.4278 | 364.8805 | 364.8805 | 364.8805 | 92.5473 | 457.4278 | 4444.3449 | 4444.3449 | 1486.8209 | 1486.8209 | 1904.4383 | 1904.4383 | 485.1988 | 485.1988 | 567.887 | 567.887 | 211377891.2978 | 1439878090.725 | 98395677.8218 | 2348340.1554 | 1752 | 72.9963 | 26521.9402 | 1565.9145 | 1.9687 | 1251.5815 | 250 | 1824 | 2767.1539 | 456 | 114 | 0.10368
3285 | 978.6028 | 950 | 600 | 2400 | 5 | 99.88% | 100 | 236.5177 | 233.4063 | 233.4063 | 1 | 236.5177 | 100 | 667.9131 | 629.7627 | 629.7627 | 629.7627 | 38.1505 | 667.9131 | 126.1622 | 112.2703 | 112.2703 | 112.2703 | 13.8919 | 126.1622 | 18703.0324 | 17502.4974 | 17502.4974 | 17547.601 | 1155.4314 | 18657.9288 | 45.1036 | 45.1036 | 18703.0324 | 459.5413 | 366.5406 | 366.5406 | 366.5406 | 93.0007 | 459.5413 | 4526.7468 | 4526.7468 | 1569.353 | 1569.353 | 1904.3545 | 1904.3545 | 485.1774 | 485.1774 | 567.862 | 567.862 | 212064314.1377 | 1439878090.725 | 97884293.0986 | 2173302.0387 | 1752 | 73.5278 | 23594.9633 | 1393.0992 | 1.7514 | 1321.1138 | 250 | 1824 | 2767.1539 | 456 | 114 | 0.10316
3286 | 1030.1083 | 950 | 600 | 2400 | 5 | 99.88% | 100 | 240.7415 | 237.5163 | 237.5163 | 1 | 240.7415 | 100 | 700.94 | 660.9015 | 660.9015 | 660.9015 | 40.0385 | 700.94 | 126.1574 | 112.2655 | 112.2655 | 112.2655 | 13.8919 | 126.1574 | 19902.322 | 18628.7104 | 18628.7104 | 18673.2908 | 1229.0312 | 19857.7416 | 44.5804 | 44.5804 | 19902.322 | 461.6973 | 368.236 | 368.236 | 368.236 | 93.4612 | 461.6973 | 4609.149 | 4609.149 | 1651.8805 | 1651.8805 | 1904.2737 | 1904.2737 | 485.1568 | 485.1568 | 567.8379 | 567.8379 | 212673434.7449 | 1439878090.725 | 97417115.5437 | 2031358.9864 | 1752 | 74.0389 | 22389.2303 | 1321.9101 | 1.6619 | 1390.6462 | 250 | 1824 | 2767.1539 | 456 | 114 | 0.10268
3287 | 20.6022 | 1003.2 | 600 | 2400 | 7 | 97.5% | 100 | 176.6157 | 175.6498 | 175.6498 | 1 | 176.6157 | 100 | 143.5416 | 135.3496 | 135.3496 | 135.3496 | 8.192 | 143.5416 | 132.4848 | 117.9084 | 117.9084 | 117.9084 | 14.5764 | 132.4848 | 1497.2358 | 1346.5478 | 1346.5478 | 1395.4436 | 101.7922 | 1448.34 | 48.8958 | 48.8958 | 1497.2358 | 197.8344 | 159.3394 | 159.3394 | 159.3394 | 38.495 | 197.8344 | 3294.1111 | 3294.1111 | 33.0688 | 33.0688 | 2012.8091 | 2012.8091 | 679.86 | 679.86 | 568.3733 | 568.3733 | 21559787.8425 | 1449107010.9216 | 237465579.9006 | 43867621.3354 | 1752 | 60.7417 | 525091.4084 | 31002.567 | 38.9769 | 27.8129 | 264 | 1824 | 2767.1539 | 456 | 114 | 0.24652
3288 | 51.5054 | 1003.2 | 600 | 2400 | 7 | 97.81% | 100 | 178.8906 | 177.8307 | 177.8307 | 1 | 178.8906 | 100 | 148.4149 | 139.9444 | 139.9444 | 139.9444 | 8.4705 | 148.4149 | 132.479 | 117.9026 | 117.9026 | 117.9026 | 14.5764 | 132.479 | 1701.3116 | 1538.803 | 1538.803 | 1587.0832 | 114.2285 | 1653.0315 | 48.2801 | 48.2801 | 1701.3116 | 219.4819 | 176.6972 | 176.6972 | 176.6972 | 42.7847 | 219.4819 | 3343.5487 | 3343.5487 | 82.6678 | 82.6678 | 2012.7094 | 2012.7094 | 679.8263 | 679.8263 | 568.3452 | 568.3452 | 52037763.8174 | 1449107010.9216 | 212523045.2605 | 38332180.0006 | 1752 | 61.3819 | 451466.1787 | 26655.5694 | 33.5118 | 69.5323 | 264 | 1824 | 2767.1539 | 456 | 114 | 0.2209
3289 | 154.5162 | 1003.2 | 600 | 2400 | 7 | 98.66% | 100 | 186.3205 | 184.4978 | 184.4978 | 1 | 186.3205 | 100 | 172.513 | 162.6657 | 162.6657 | 162.6657 | 9.8473 | 172.513 | 132.4587 | 117.8825 | 117.8825 | 117.8825 | 14.5762 | 132.4587 | 2699.416 | 2476.2633 | 2476.2633 | 2524.3124 | 175.1036 | 2651.3669 | 48.049 | 48.049 | 2699.416 | 308.33 | 247.0663 | 247.0663 | 247.0663 | 61.2637 | 308.33 | 3508.3423 | 3508.3423 | 247.9651 | 247.9651 | 2012.3985 | 2012.3985 | 679.7213 | 679.7213 | 568.2574 | 568.2574 | 133129541.1324 | 1449130133.5544 | 146325170.2827 | 23415155.0305 | 1752 | 63.3945 | 273603.5186 | 16154.1615 | 20.3093 | 208.5969 | 264 | 1824 | 2767.1539 | 456 | 114 | 0.15291
3290 | 206.0217 | 1003.2 | 600 | 2400 | 7 | 98.92% | 100 | 190.2627 | 188.3258 | 188.3258 | 1 | 190.2627 | 100 | 191.7078 | 180.7641 | 180.7641 | 180.7641 | 10.9437 | 191.7078 | 132.4503 | 117.8742 | 117.8742 | 117.8742 | 14.5762 | 132.4503 | 3317.5208 | 3058.4368 | 3058.4368 | 3104.6761 | 212.8446 | 3271.2814 | 46.2394 | 46.2394 | 3317.5208 | 357.9691 | 286.5515 | 286.5515 | 286.5515 | 71.4176 | 357.9691 | 3590.7399 | 3590.7399 | 330.5965 | 330.5965 | 2012.2543 | 2012.2543 | 679.6726 | 679.6726 | 568.2166 | 568.2166 | 158407930.5384 | 1449130133.5544 | 125564430.6832 | 18897505.224 | 1752 | 64.3394 | 214221.1993 | 12648.097 | 15.9014 | 278.1292 | 264 | 1824 | 2767.1539 | 456 | 114 | 0.13159
3291 | 257.5271 | 1003.2 | 600 | 2400 | 6 | 99.14% | 100 | 189.0384 | 187.02 | 187.02 | 1 | 189.0384 | 100 | 219.8629 | 207.3121 | 207.3121 | 207.3121 | 12.5508 | 219.8629 | 132.4517 | 117.8755 | 117.8755 | 117.8755 | 14.5762 | 132.4517 | 3517.4094 | 3245.9898 | 3245.9898 | 3292.5005 | 224.9088 | 3470.8987 | 46.5107 | 46.5107 | 3517.4094 | 387.8503 | 310.2738 | 310.2738 | 310.2738 | 77.5765 | 387.8503 | 3576.3369 | 3576.3369 | 413.2506 | 413.2506 | 2012.279 | 2012.279 | 582.5836 | 582.5836 | 568.2236 | 568.2236 | 171381200.6189 | 1449130133.5544 | 116457454.9581 | 15031210.8686 | 1752 | 65.2336 | 169043.5864 | 9980.7101 | 12.5479 | 347.6615 | 264 | 1824 | 2767.1539 | 456 | 114 | 0.12223
3292 | 309.0325 | 1003.2 | 600 | 2400 | 6 | 99.34% | 100 | 193.0806 | 189.8423 | 189.8423 | 1 | 193.0806 | 100 | 251.3893 | 237.038 | 237.038 | 237.038 | 14.3514 | 251.3893 | 132.4436 | 117.8674 | 117.8674 | 117.8674 | 14.5762 | 132.4436 | 4351.5424 | 4028.5461 | 4028.5461 | 4075.6638 | 275.8786 | 4304.4247 | 47.1177 | 47.1177 | 4351.5424 | 404.5306 | 323.3311 | 323.3311 | 323.3311 | 81.1995 | 404.5306 | 3658.735 | 3658.735 | 495.8666 | 495.8666 | 2012.1404 | 2012.1404 | 582.5435 | 582.5435 | 568.1845 | 568.1845 | 179398160.5012 | 1449130133.5544 | 111911357.1897 | 11560348.7547 | 1752 | 66.0855 | 129303.5064 | 7634.3672 | 9.5981 | 417.1938 | 264 | 1824 | 2767.1539 | 456 | 114 | 0.11756
3293 | 360.5379 | 1003.2 | 600 | 2400 | 5 | 99.46% | 100 | 191.9082 | 189.8086 | 189.8086 | 1 | 191.9082 | 100 | 283.6852 | 267.4902 | 267.4902 | 267.4902 | 16.1949 | 283.6852 | 132.4449 | 117.8688 | 117.8688 | 117.8688 | 14.5762 | 132.4449 | 4516.3267 | 4185.5191 | 4185.5191 | 4230.4462 | 285.8805 | 4471.3996 | 44.9271 | 44.9271 | 4516.3267 | 416.698 | 332.9225 | 332.9225 | 332.9225 | 83.7755 | 416.698 | 3644.3318 | 3644.3318 | 578.5179 | 578.5179 | 2012.1641 | 2012.1641 | 485.4587 | 485.4587 | 568.1912 | 568.1912 | 185092814.0463 | 1449130133.5544 | 108256904.9783 | 9520147.421 | 1752 | 66.9075 | 104296.7156 | 6157.9105 | 7.7418 | 486.7262 | 264 | 1824 | 2767.1539 | 456 | 114 | 0.11381
3294 | 412.0433 | 1003.2 | 600 | 2400 | 5 | 99.56% | 100 | 196.0523 | 193.6429 | 193.6429 | 1 | 196.0523 | 100 | 316.4614 | 298.3942 | 298.3942 | 298.3942 | 18.0672 | 316.4614 | 132.4376 | 117.8614 | 117.8614 | 117.8614 | 14.5762 | 132.4376 | 5431.9384 | 5044.5242 | 5044.5242 | 5090.0387 | 341.8997 | 5386.4238 | 45.5145 | 45.5145 | 5431.9384 | 426.7346 | 340.819 | 340.819 | 340.819 | 85.9155 | 426.7346 | 3726.7303 | 3726.7303 | 661.1195 | 661.1195 | 2012.0308 | 2012.0308 | 485.4265 | 485.4265 | 568.1535 | 568.1535 | 189381064.3332 | 1449130133.5544 | 105700587.4843 | 7788214.6281 | 1752 | 67.6925 | 85215.3723 | 5031.3055 | 6.3254 | 556.2585 | 264 | 1824 | 2767.1539 | 456 | 114 | 0.11119
3295 | 463.5487 | 1003.2 | 600 | 2400 | 5 | 99.65% | 100 | 200.2068 | 196.7581 | 196.7581 | 1 | 200.2068 | 100 | 349.4459 | 329.4944 | 329.4944 | 329.4944 | 19.9515 | 349.4459 | 132.431 | 117.8547 | 117.8547 | 117.8547 | 14.5763 | 132.431 | 6653.6062 | 6191.8104 | 6191.8104 | 6236.7947 | 416.8115 | 6608.6219 | 44.9843 | 44.9843 | 6653.6062 | 434.1515 | 346.6516 | 346.6516 | 346.6516 | 87.4999 | 434.1515 | 3809.1293 | 3809.1293 | 743.7124 | 743.7124 | 2011.9035 | 2011.9035 | 485.3958 | 485.3958 | 568.1176 | 568.1176 | 192858081.7848 | 1449118684.6762 | 103969358.2951 | 6053875.2439 | 1752 | 68.4415 | 64685.2276 | 3819.16 | 4.8015 | 625.7908 | 264 | 1824 | 2767.1539 | 456 | 114 | 0.10941
3296 | 515.0541 | 1003.2 | 600 | 2400 | 5 | 99.7% | 100 | 204.3792 | 202.433 | 202.433 | 1 | 204.3792 | 100 | 382.58 | 360.7354 | 360.7354 | 360.7354 | 21.8445 | 382.58 | 132.4231 | 117.8469 | 117.8469 | 117.8469 | 14.5762 | 132.4231 | 8096.4013 | 7546.3388 | 7546.3388 | 7591.1026 | 505.2987 | 8051.6375 | 44.7638 | 44.7638 | 8096.4013 | 440.4983 | 351.6436 | 351.6436 | 351.6436 | 88.8547 | 440.4983 | 3891.5287 | 3891.5287 | 826.2971 | 826.2971 | 2011.7819 | 2011.7819 | 485.3664 | 485.3664 | 568.0832 | 568.0832 | 195457605.4484 | 1449124040.3218 | 102106210.5469 | 5312143.683 | 1752 | 69.1622 | 58761.1257 | 3469.3878 | 4.3618 | 695.3231 | 264 | 1824 | 2767.1539 | 456 | 114 | 0.10749
3297 | 566.5595 | 1003.2 | 600 | 2400 | 5 | 99.74% | 100 | 208.5714 | 206.4458 | 206.4458 | 1 | 208.5714 | 100 | 416.1747 | 392.4107 | 392.4107 | 392.4107 | 23.764 | 416.1747 | 132.4159 | 117.8397 | 117.8397 | 117.8397 | 14.5762 | 132.4159 | 9440.953 | 8807.6631 | 8807.6631 | 8853.2957 | 587.6573 | 9395.3204 | 45.6327 | 45.6327 | 9440.953 | 446.0257 | 355.9877 | 355.9877 | 355.9877 | 90.0379 | 446.0257 | 3973.9285 | 3973.9285 | 908.8742 | 908.8742 | 2011.6655 | 2011.6655 | 485.3384 | 485.3384 | 568.0504 | 568.0504 | 197467218.5061 | 1449129395.1538 | 100888415.0343 | 4514971.3059 | 1752 | 69.8498 | 50886.4487 | 3004.4493 | 3.7772 | 764.8554 | 264 | 1824 | 2767.1539 | 456 | 114 | 0.10624
3298 | 618.065 | 1003.2 | 600 | 2400 | 5 | 99.77% | 100 | 212.7744 | 210.3424 | 210.3424 | 1 | 212.7744 | 100 | 450.0854 | 424.3837 | 424.3837 | 424.3837 | 25.7017 | 450.0854 | 132.4092 | 117.833 | 117.833 | 117.833 | 14.5762 | 132.4092 | 10573.2131 | 9870.3961 | 9870.3961 | 9916.2005 | 657.0127 | 10527.4088 | 45.8043 | 45.8043 | 10573.2131 | 450.9758 | 359.8823 | 359.8823 | 359.8823 | 91.0935 | 450.9758 | 4056.3286 | 4056.3286 | 991.4442 | 991.4442 | 2011.554 | 2011.554 | 485.3115 | 485.3115 | 568.0189 | 568.0189 | 199085316.7071 | 1449130133.5544 | 99809937.2621 | 3974612.4764 | 1752 | 70.5089 | 43902.212 | 2592.0844 | 3.2588 | 834.3877 | 264 | 1824 | 2767.1539 | 456 | 114 | 0.10514
3299 | 669.5704 | 1003.2 | 600 | 2400 | 5 | 99.81% | 100 | 216.9789 | 213.3349 | 213.3349 | 1 | 216.9789 | 100 | 484.0371 | 456.3953 | 456.3953 | 456.3953 | 27.6418 | 484.0371 | 132.4029 | 117.8268 | 117.8268 | 117.8268 | 14.5762 | 132.4029 | 11843.2608 | 11062.898 | 11062.898 | 11108.3897 | 734.8711 | 11797.7691 | 45.4917 | 45.4917 | 11843.2608 | 455.1286 | 363.1419 | 363.1419 | 363.1419 | 91.9867 | 455.1286 | 4138.7291 | 4138.7291 | 1074.0075 | 1074.0075 | 2011.4472 | 2011.4472 | 485.2857 | 485.2857 | 567.9887 | 567.9887 | 200533448.7887 | 1449130133.5544 | 98977502.6116 | 3358915.0454 | 1752 | 71.1395 | 36999.1247 | 2184.5108 | 2.7464 | 903.92 | 264 | 1824 | 2767.1539 | 456 | 114 | 0.10428
3300 | 721.0758 | 1003.2 | 600 | 2400 | 5 | 99.82% | 100 | 221.1891 | 218.5583 | 218.5583 | 1 | 221.1891 | 100 | 517.999 | 488.4163 | 488.4163 | 488.4163 | 29.5827 | 517.999 | 132.3969 | 117.8208 | 117.8208 | 117.8208 | 14.5762 | 132.3969 | 13364.6759 | 12490.9917 | 12490.9917 | 12536.574 | 828.1019 | 13319.0937 | 45.5823 | 45.5823 | 13364.6759 | 458.6468 | 365.9087 | 365.9087 | 365.9087 | 92.738 | 458.6468 | 4221.13 | 4221.13 | 1156.5645 | 1156.5645 | 2011.3447 | 2011.3447 | 485.261 | 485.261 | 567.9598 | 567.9598 | 201672189.6196 | 1449130133.5544 | 98084880.4359 | 3112796.3901 | 1752 | 71.7454 | 34942.6024 | 2063.0891 | 2.5937 | 973.4523 | 264 | 1824 | 2767.1539 | 456 | 114 | 0.10336
3301 | 772.5812 | 1003.2 | 600 | 2400 | 5 | 99.84% | 100 | 225.4076 | 222.9478 | 222.9478 | 1 | 225.4076 | 100 | 552.0173 | 520.4903 | 520.4903 | 520.4903 | 31.5269 | 552.0173 | 132.3912 | 117.815 | 117.815 | 117.815 | 14.5762 | 132.3912 | 14531.3223 | 13585.6121 | 13585.6121 | 13631.7919 | 899.5303 | 14485.1424 | 46.1799 | 46.1799 | 14531.3223 | 462.2213 | 368.7265 | 368.7265 | 368.7265 | 93.4949 | 462.2213 | 4303.5311 | 4303.5311 | 1239.1157 | 1239.1157 | 2011.2462 | 2011.2462 | 485.2372 | 485.2372 | 567.932 | 567.932 | 202730676.3639 | 1449130133.5544 | 97256621.8483 | 2882568.2334 | 1752 | 72.3266 | 33065.3684 | 1952.253 | 2.4544 | 1042.9846 | 264 | 1824 | 2767.1539 | 456 | 114 | 0.10251
3302 | 824.0866 | 1003.2 | 600 | 2400 | 5 | 99.84% | 100 | 229.6297 | 227.2254 | 227.2254 | 1 | 229.6297 | 100 | 585.9588 | 552.4919 | 552.4919 | 552.4919 | 33.4669 | 585.9588 | 132.3856 | 117.8095 | 117.8095 | 117.8095 | 14.5762 | 132.3856 | 15446.6838 | 14444.2858 | 14444.2858 | 14491.0412 | 955.6426 | 15399.9284 | 46.7554 | 46.7554 | 15446.6838 | 465.8243 | 371.569 | 371.569 | 371.569 | 94.2553 | 465.8243 | 4385.9326 | 4385.9326 | 1321.6612 | 1321.6612 | 2011.1517 | 2011.1517 | 485.2144 | 485.2144 | 567.9053 | 567.9053 | 203685664.0871 | 1449130133.5544 | 96467336.3217 | 2716866.0368 | 1752 | 72.8848 | 31288.5468 | 1847.3455 | 2.3225 | 1112.5169 | 264 | 1824 | 2767.1539 | 456 | 114 | 0.1017
3303 | 875.592 | 1003.2 | 600 | 2400 | 5 | 99.87% | 100 | 233.8472 | 230.525 | 230.525 | 1 | 233.8472 | 100 | 619.8706 | 584.4653 | 584.4653 | 584.4653 | 35.4053 | 619.8706 | 132.3807 | 117.8045 | 117.8045 | 117.8045 | 14.5762 | 132.3807 | 17157.3601 | 16050.77 | 16050.77 | 16096.8385 | 1060.5217 | 17111.2917 | 46.0685 | 46.0685 | 17157.3601 | 468.47 | 373.6524 | 373.6524 | 373.6524 | 94.8176 | 468.47 | 4468.3343 | 4468.3343 | 1404.2015 | 1404.2015 | 2011.0607 | 2011.0607 | 485.1925 | 485.1925 | 567.8796 | 567.8796 | 204519681.3499 | 1449115762.413 | 96016394.5718 | 2348161.6653 | 1752 | 73.4195 | 25946.641 | 1531.9475 | 1.926 | 1182.0492 | 264 | 1824 | 2767.1539 | 456 | 114 | 0.10124
3304 | 927.0974 | 1003.2 | 600 | 2400 | 5 | 99.87% | 100 | 238.0663 | 235.2389 | 235.2389 | 1 | 238.0663 | 100 | 653.8779 | 616.5287 | 616.5287 | 616.5287 | 37.3492 | 653.8779 | 132.3762 | 117.7999 | 117.7999 | 117.7999 | 14.5763 | 132.3762 | 18637.8422 | 17442.378 | 17442.378 | 17486.5447 | 1151.2975 | 18593.6755 | 44.1667 | 44.1667 | 18637.8422 | 470.9652 | 375.6171 | 375.6171 | 375.6171 | 95.3482 | 470.9652 | 4550.7363 | 4550.7363 | 1486.7369 | 1486.7369 | 2010.9732 | 2010.9732 | 485.1713 | 485.1713 | 567.8549 | 567.8549 | 205221723.0042 | 1449119501.0381 | 95450040.8886 | 2208735.0691 | 1752 | 73.9348 | 23498.0893 | 1387.3796 | 1.7442 | 1251.5815 | 264 | 1824 | 2767.1539 | 456 | 114 | 0.10066
3305 | 978.6028 | 1003.2 | 600 | 2400 | 5 | 99.88% | 100 | 242.2896 | 239.0118 | 239.0118 | 1 | 242.2896 | 100 | 687.8974 | 648.6035 | 648.6035 | 648.6035 | 39.2939 | 687.8974 | 132.3711 | 117.7949 | 117.7949 | 117.7949 | 14.5763 | 132.3711 | 19857.6117 | 18587.5912 | 18587.5912 | 18631.4288 | 1226.1829 | 19813.7741 | 43.8376 | 43.8376 | 19857.6117 | 473.4318 | 377.5565 | 377.5565 | 377.5565 | 95.8754 | 473.4318 | 4633.1385 | 4633.1385 | 1569.2676 | 1569.2676 | 2010.8888 | 2010.8888 | 485.151 | 485.151 | 567.8311 | 567.8311 | 205891334.5178 | 1449123239.6631 | 94953950.5755 | 2031475.2436 | 1752 | 74.4303 | 22097.1244 | 1304.6635 | 1.6402 | 1321.1138 | 264 | 1824 | 2767.1539 | 456 | 114 | 0.10015
3306 | 1030.1083 | 1003.2 | 600 | 2400 | 5 | 99.89% | 100 | 246.5148 | 243.0912 | 243.0912 | 1 | 246.5148 | 100 | 721.9015 | 680.6636 | 680.6636 | 680.6636 | 41.2379 | 721.9015 | 132.366 | 117.7898 | 117.7898 | 117.7898 | 14.5762 | 132.366 | 21213.0483 | 19859.2643 | 19859.2643 | 19903.7504 | 1309.298 | 21168.5623 | 44.486 | 44.486 | 21213.0483 | 475.6662 | 379.3125 | 379.3125 | 379.3125 | 96.3537 | 475.6662 | 4715.541 | 4715.541 | 1651.7939 | 1651.7939 | 2010.8076 | 2010.8076 | 485.1314 | 485.1314 | 567.8081 | 567.8081 | 206490702.1347 | 1449126978.2882 | 94493516.7827 | 1888802.7945 | 1752 | 74.9075 | 20864.1139 | 1231.8638 | 1.5487 | 1390.6462 | 264 | 1824 | 2767.1539 | 456 | 114 | 0.099675
3307 | 206.0217 | 22.8 | 800 | 3200 | 7 | 33.68% | 100 | 129.9184 | 131.0257 | 131.0257 | 1 | 129.9184 | 100 | 132.9694 | 125.4024 | 125.4024 | 125.4024 | 7.567 | 132.9694 | 43.7155 | 38.9187 | 38.9187 | 38.9187 | 4.7968 | 43.7155 | 107.2426 | 51.6026 | 51.6026 | 92.056 | 15.1866 | 66.7892 | 40.4534 | 40.4534 | 107.2426 | 271.0817 | 221.6354 | 221.6354 | 221.6354 | 49.4463 | 271.0817 | 1819.4901 | 1819.4901 | 331.6894 | 331.6894 | 45.8842 | 45.8842 | 681.9195 | 681.9195 | 759.997 | 759.997 | 233615345.9699 | 100080123.8448 | 256444405.7679 | 1161860124.4174 | 1752 | 0 | 11468936.3493 | 677151.5625 | 851.3261 | 278.1292 | 6 | 2432 | 3689.5386 | 608 | 152 | 0.19786
3308 | 257.5271 | 22.8 | 800 | 3200 | 7 | 40.66% | 100 | 130.7474 | 131.6385 | 131.6385 | 1 | 130.7474 | 100 | 134.1217 | 126.4869 | 126.4869 | 126.4869 | 7.6348 | 134.1217 | 43.7037 | 38.9069 | 38.9069 | 38.9069 | 4.7968 | 43.7037 | 113.4373 | 57.2776 | 57.2776 | 97.8744 | 15.5629 | 72.8405 | 40.5968 | 40.5968 | 113.4373 | 215.2987 | 176.0252 | 176.0252 | 176.0252 | 39.2734 | 215.2987 | 1901.8367 | 1901.8367 | 414.4862 | 414.4862 | 45.8704 | 45.8704 | 681.7131 | 681.7131 | 759.767 | 759.767 | 289521848.0825 | 100080123.8448 | 322781147.9133 | 1039616880.1594 | 1752 | 0 | 10297010.7305 | 607958.4621 | 764.3354 | 347.6615 | 6 | 2432 | 3689.5386 | 608 | 152 | 0.24904
3309 | 309.0325 | 22.8 | 800 | 3200 | 7 | 47.64% | 100 | 131.9961 | 132.6316 | 132.6316 | 1 | 131.9961 | 100 | 134.9007 | 127.2196 | 127.2196 | 127.2196 | 7.6811 | 134.9007 | 43.693 | 38.8963 | 38.8963 | 38.8963 | 4.7968 | 43.693 | 121.1864 | 64.3615 | 64.3615 | 105.1538 | 16.0326 | 80.3941 | 40.7923 | 40.7923 | 121.1864 | 180.4729 | 147.9024 | 147.9024 | 147.9024 | 32.5706 | 180.4729 | 1984.189 | 1984.189 | 497.2469 | 497.2469 | 45.8578 | 45.8578 | 681.5259 | 681.5259 | 759.5584 | 759.5584 | 345409690.0533 | 100080123.8448 | 389134529.1612 | 917375656.9407 | 1752 | 0 | 9133894.0864 | 539285.4633 | 677.9985 | 417.1938 | 6 | 2432 | 3689.5386 | 608 | 152 | 0.30023
3310 | 360.5379 | 22.8 | 800 | 3200 | 7 | 54.62% | 100 | 132.8382 | 133.1182 | 133.1182 | 1 | 132.8382 | 100 | 135.4593 | 127.7446 | 127.7446 | 127.7446 | 7.7147 | 135.4593 | 43.6833 | 38.8865 | 38.8865 | 38.8865 | 4.7968 | 43.6833 | 131.1364 | 73.4543 | 73.4543 | 114.5007 | 16.6357 | 90.0899 | 41.0464 | 41.0464 | 131.1364 | 154.16 | 126.3398 | 126.3398 | 126.3398 | 27.8202 | 154.16 | 2066.5463 | 2066.5463 | 579.9763 | 579.9763 | 45.8463 | 45.8463 | 681.3554 | 681.3554 | 759.3684 | 759.3684 | 401288780.993 | 100080123.8448 | 455607482.9118 | 795023612.2504 | 1752 | 0 | 7958166.2133 | 469867.8693 | 590.7256 | 486.7262 | 6 | 2432 | 3689.5386 | 608 | 152 | 0.35152
3311 | 412.0433 | 22.8 | 800 | 3200 | 7 | 61.6% | 100 | 133.6294 | 133.4262 | 133.4262 | 1 | 133.6294 | 100 | 135.7271 | 127.9954 | 127.9954 | 127.9954 | 7.7316 | 135.7271 | 43.6744 | 38.8776 | 38.8776 | 38.8776 | 4.7968 | 43.6744 | 144.2837 | 85.5708 | 85.5708 | 126.8418 | 17.4418 | 103.0126 | 41.2711 | 41.2711 | 144.2837 | 134.6252 | 110.332 | 110.332 | 110.332 | 24.2932 | 134.6252 | 2148.9081 | 2148.9081 | 662.6783 | 662.6783 | 45.8358 | 45.8358 | 681.1995 | 681.1995 | 759.1945 | 759.1945 | 457418844.6907 | 100080123.8448 | 521749266.7585 | 672751764.706 | 1752 | 3.7312e-17 | 6762349.2705 | 399264.172 | 501.9615 | 556.2585 | 6 | 2432 | 3689.5386 | 608 | 152 | 0.40255
3312 | 463.5487 | 22.8 | 800 | 3200 | 7 | 67.89% | 100 | 134.6622 | 133.9481 | 133.9481 | 1 | 134.6622 | 100 | 137.063 | 129.2537 | 129.2537 | 129.2537 | 7.8093 | 137.063 | 43.6662 | 38.8694 | 38.8694 | 38.8694 | 4.7968 | 43.6662 | 161.437 | 101.4381 | 101.4381 | 142.9493 | 18.4877 | 119.9259 | 41.5112 | 41.5112 | 161.437 | 120.1855 | 98.5466 | 98.5466 | 98.5466 | 21.6389 | 120.1855 | 2231.2736 | 2231.2736 | 745.3563 | 745.3563 | 45.8262 | 45.8262 | 681.0562 | 681.0562 | 759.0349 | 759.0349 | 507250022.4012 | 100080123.8448 | 582047033.2393 | 562622826.8517 | 1752 | 0.72243 | 5680046.9073 | 335362.6283 | 421.6234 | 625.7908 | 6 | 2432 | 3689.5386 | 608 | 152 | 0.44908
3313 | 515.0541 | 22.8 | 800 | 3200 | 7 | 72.86% | 100 | 135.9991 | 134.9491 | 134.9491 | 1 | 135.9991 | 100 | 140.2711 | 132.2776 | 132.2776 | 132.2776 | 7.9935 | 140.2711 | 43.6587 | 38.8619 | 38.8619 | 38.8619 | 4.7968 | 43.6587 | 180.9531 | 119.8635 | 119.8635 | 161.2624 | 19.6908 | 139.5543 | 41.3988 | 41.3988 | 180.9531 | 110.1167 | 90.2616 | 90.2616 | 90.2616 | 19.8551 | 110.1167 | 2313.6426 | 2313.6426 | 828.0132 | 828.0132 | 45.8173 | 45.8173 | 680.9243 | 680.9243 | 758.8878 | 758.8878 | 546457545.517 | 100080123.8448 | 630009955.8384 | 475452374.7998 | 1752 | 2.732 | 4774936.4671 | 281922.8908 | 354.4381 | 695.3231 | 6 | 2432 | 3689.5386 | 608 | 152 | 0.4861
3314 | 566.5595 | 22.8 | 800 | 3200 | 7 | 76.77% | 100 | 137.9649 | 136.668 | 136.668 | 1 | 137.9649 | 100 | 145.285 | 137.0043 | 137.0043 | 137.0043 | 8.2807 | 145.285 | 43.6517 | 38.855 | 38.855 | 38.855 | 4.7968 | 43.6517 | 202.1498 | 139.7255 | 139.7255 | 181.1621 | 20.9878 | 160.7133 | 41.4365 | 41.4365 | 202.1498 | 103.2328 | 84.5773 | 84.5773 | 84.5773 | 18.6555 | 103.2328 | 2396.0145 | 2396.0145 | 910.6513 | 910.6513 | 45.8091 | 45.8091 | 680.8023 | 680.8023 | 758.7518 | 758.7518 | 577502606.225 | 100080123.8448 | 667449499.8668 | 406967776.033 | 1752 | 5.6821 | 4105971.4848 | 242425.7073 | 304.7816 | 764.8554 | 6 | 2432 | 3689.5386 | 608 | 152 | 0.51522
3315 | 618.065 | 22.8 | 800 | 3200 | 7 | 79.83% | 100 | 140.3486 | 138.9498 | 138.9498 | 1 | 140.3486 | 100 | 151.4316 | 142.7993 | 142.7993 | 142.7993 | 8.6323 | 151.4316 | 43.6453 | 38.8485 | 38.8485 | 38.8485 | 4.7968 | 43.6453 | 224.9074 | 161.1122 | 161.1122 | 202.5285 | 22.379 | 183.4912 | 41.4163 | 41.4163 | 224.9074 | 98.2242 | 80.4326 | 80.4326 | 80.4326 | 17.7915 | 98.2242 | 2478.3891 | 2478.3891 | 993.2728 | 993.2728 | 45.8015 | 45.8015 | 680.6892 | 680.6892 | 758.6258 | 758.6258 | 602373481.4076 | 100080123.8448 | 696202450.5871 | 353343951.297 | 1752 | 9.2327 | 3554655.1415 | 209874.7617 | 263.858 | 834.3877 | 6 | 2432 | 3689.5386 | 608 | 152 | 0.53733
3316 | 669.5704 | 22.8 | 800 | 3200 | 7 | 82.61% | 100 | 143.0591 | 141.348 | 141.348 | 1 | 143.0591 | 100 | 157.8917 | 148.8898 | 148.8898 | 148.8898 | 9.0019 | 157.8917 | 43.6393 | 38.8425 | 38.8425 | 38.8425 | 4.7968 | 43.6393 | 250.7253 | 185.1243 | 185.1243 | 226.768 | 23.9573 | 209.0817 | 41.6437 | 41.6437 | 250.7253 | 94.4116 | 77.2742 | 77.2742 | 77.2742 | 17.1374 | 94.4116 | 2560.7662 | 2560.7662 | 1075.8792 | 1075.8792 | 45.7944 | 45.7944 | 680.584 | 680.584 | 758.5086 | 758.5086 | 625096401.1774 | 100080123.8448 | 722098665.7222 | 304724809.2556 | 1752 | 12.7563 | 3090025.5143 | 182441.993 | 229.3691 | 903.92 | 6 | 2432 | 3689.5386 | 608 | 152 | 0.55746
3317 | 721.0758 | 22.8 | 800 | 3200 | 7 | 84.78% | 100 | 145.9365 | 144.1861 | 144.1861 | 1 | 145.9365 | 100 | 164.6936 | 155.3026 | 155.3026 | 155.3026 | 9.391 | 164.6936 | 43.6337 | 38.8369 | 38.8369 | 38.8369 | 4.7968 | 43.6337 | 279.3462 | 212.0484 | 212.0484 | 253.6357 | 25.7105 | 237.7589 | 41.5872 | 41.5872 | 279.3462 | 91.399 | 74.7757 | 74.7757 | 74.7757 | 16.6233 | 91.399 | 2643.1453 | 2643.1453 | 1158.4723 | 1158.4723 | 45.7878 | 45.7878 | 680.4859 | 680.4859 | 758.3993 | 758.3993 | 643190239.3984 | 100080123.8448 | 742053471.1213 | 266676165.6355 | 1752 | 16.4713 | 2675863.9123 | 157988.969 | 198.6263 | 973.4523 | 6 | 2432 | 3689.5386 | 608 | 152 | 0.57279
3318 | 772.5812 | 22.8 | 800 | 3200 | 7 | 86.52% | 100 | 149.0552 | 147.3048 | 147.3048 | 1 | 149.0552 | 100 | 172.1343 | 162.3178 | 162.3178 | 162.3178 | 9.8165 | 172.1343 | 43.6285 | 38.8317 | 38.8317 | 38.8317 | 4.7968 | 43.6285 | 308.7647 | 239.837 | 239.837 | 281.2442 | 27.5205 | 267.3575 | 41.4072 | 41.4072 | 308.7647 | 89.0882 | 72.8521 | 72.8521 | 72.8521 | 16.2361 | 89.0882 | 2725.5264 | 2725.5264 | 1241.0532 | 1241.0532 | 45.7816 | 45.7816 | 680.3943 | 680.3943 | 758.2972 | 758.2972 | 658234590.0788 | 100080123.8448 | 757514163.7973 | 236171122.2792 | 1752 | 20.162 | 2378659.3487 | 140441.3492 | 176.5652 | 1042.9846 | 6 | 2432 | 3689.5386 | 608 | 152 | 0.58504
3319 | 824.0866 | 22.8 | 800 | 3200 | 7 | 87.98% | 100 | 152.4036 | 150.5973 | 150.5973 | 1 | 152.4036 | 100 | 179.8098 | 169.5544 | 169.5544 | 169.5544 | 10.2554 | 179.8098 | 43.6236 | 38.8268 | 38.8268 | 38.8268 | 4.7968 | 43.6236 | 339.6112 | 268.6794 | 268.6794 | 310.2082 | 29.403 | 298.0824 | 41.5288 | 41.5288 | 339.6112 | 87.3219 | 71.3756 | 71.3756 | 71.3756 | 15.9463 | 87.3219 | 2807.9093 | 2807.9093 | 1323.6232 | 1323.6232 | 45.7758 | 45.7758 | 680.3086 | 680.3086 | 758.2016 | 758.2016 | 671360290.1734 | 100080123.8448 | 769931749.2661 | 210627836.7157 | 1752 | 23.7322 | 2123991.9995 | 125405.2213 | 157.6615 | 1112.5169 | 6 | 2432 | 3689.5386 | 608 | 152 | 0.59474
3320 | 875.592 | 22.8 | 800 | 3200 | 7 | 89.2% | 100 | 155.8795 | 154.0966 | 154.0966 | 1 | 155.8795 | 100 | 187.6186 | 176.9166 | 176.9166 | 176.9166 | 10.702 | 187.6186 | 43.619 | 38.8222 | 38.8222 | 38.8222 | 4.7968 | 43.619 | 372.7629 | 299.6259 | 299.6259 | 341.3402 | 31.4227 | 331.0486 | 41.7143 | 41.7143 | 372.7629 | 85.8811 | 70.1689 | 70.1689 | 70.1689 | 15.7122 | 85.8811 | 2890.2937 | 2890.2937 | 1406.1833 | 1406.1833 | 45.7704 | 45.7704 | 680.2281 | 680.2281 | 758.1119 | 758.1119 | 682536451.4723 | 100080123.8448 | 780094582.9244 | 189288841.7585 | 1752 | 27.1378 | 1923813.8637 | 113586.2581 | 142.8025 | 1182.0492 | 6 | 2432 | 3689.5386 | 608 | 152 | 0.60257
3321 | 927.0974 | 22.8 | 800 | 3200 | 7 | 90.34% | 100 | 159.4459 | 157.4554 | 157.4554 | 1 | 159.4459 | 100 | 195.5627 | 184.4064 | 184.4064 | 184.4064 | 11.1563 | 195.5627 | 43.6146 | 38.8179 | 38.8179 | 38.8179 | 4.7968 | 43.6146 | 408.0684 | 332.723 | 332.723 | 374.4845 | 33.5839 | 366.3069 | 41.7615 | 41.7615 | 408.0684 | 84.6974 | 69.1778 | 69.1778 | 69.1778 | 15.5196 | 84.6974 | 2972.6796 | 2972.6796 | 1488.7343 | 1488.7343 | 45.7653 | 45.7653 | 680.1524 | 680.1524 | 758.0276 | 758.0276 | 693072912.5069 | 100080123.8448 | 789549407.6111 | 169297512.6663 | 1752 | 30.2967 | 1713556.182 | 101172.1759 | 127.1953 | 1251.5815 | 6 | 2432 | 3689.5386 | 608 | 152 | 0.60986
3322 | 978.6028 | 22.8 | 800 | 3200 | 7 | 91.35% | 100 | 163.0546 | 160.969 | 160.969 | 1 | 163.0546 | 100 | 203.4846 | 191.8752 | 191.8752 | 191.8752 | 11.6094 | 203.4846 | 43.6106 | 38.8138 | 38.8138 | 38.8138 | 4.7968 | 43.6106 | 448.2911 | 370.5038 | 370.5038 | 412.2325 | 36.0586 | 406.5624 | 41.7288 | 41.7288 | 448.2911 | 83.6329 | 68.2858 | 68.2858 | 68.2858 | 15.3471 | 83.6329 | 3055.0668 | 3055.0668 | 1571.277 | 1571.277 | 45.7605 | 45.7605 | 680.0811 | 680.0811 | 757.9481 | 757.9481 | 702667099.832 | 100080123.8448 | 797652043.8483 | 151600732.4749 | 1752 | 33.2551 | 1536316.0903 | 90707.5259 | 114.039 | 1321.1138 | 6 | 2432 | 3689.5386 | 608 | 152 | 0.6161
3323 | 1030.1083 | 22.8 | 800 | 3200 | 7 | 92.29% | 100 | 166.7259 | 164.4517 | 164.4517 | 1 | 166.7259 | 100 | 211.3984 | 199.3364 | 199.3364 | 199.3364 | 12.062 | 211.3984 | 43.6067 | 38.81 | 38.81 | 38.81 | 4.7968 | 43.6067 | 494.218 | 413.5411 | 413.5411 | 455.3451 | 38.8728 | 452.4139 | 41.804 | 41.804 | 494.218 | 82.6914 | 67.497 | 67.497 | 67.497 | 15.1944 | 82.6914 | 3137.4552 | 3137.4552 | 1653.8122 | 1653.8122 | 45.756 | 45.756 | 680.0138 | 680.0138 | 757.8731 | 757.8731 | 711441303.3944 | 100080123.8448 | 805400709.5526 | 135077863.2082 | 1752 | 36.0005 | 1371903.7026 | 81000.2521 | 101.8348 | 1390.6462 | 6 | 2432 | 3689.5386 | 608 | 152 | 0.62207
3324 | 154.5162 | 53.2 | 800 | 3200 | 7 | 34.45% | 100 | 128.4672 | 129.7239 | 129.7239 | 1 | 128.4672 | 100 | 122.2043 | 115.2504 | 115.2504 | 115.2504 | 6.9538 | 122.2043 | 43.7188 | 38.922 | 38.922 | 38.922 | 4.7968 | 43.7188 | 108.1685 | 52.4284 | 52.4284 | 92.9198 | 15.2487 | 67.6771 | 40.4914 | 40.4914 | 108.1685 | 386.8612 | 316.2894 | 316.2894 | 316.2894 | 70.5718 | 386.8612 | 1797.8988 | 1797.8988 | 248.7881 | 248.7881 | 107.0723 | 107.0723 | 681.9772 | 681.9772 | 760.0613 | 760.0613 | 190127127.7482 | 233520288.9712 | 179935368.2224 | 1148417215.0582 | 1752 | 2.8389e-18 | 11343086.2952 | 669721.0948 | 841.9844 | 208.5969 | 14 | 2432 | 3689.5386 | 608 | 152 | 0.1389
3325 | 206.0217 | 53.2 | 800 | 3200 | 7 | 41.4% | 100 | 129.3178 | 130.3663 | 130.3663 | 1 | 129.3178 | 100 | 125.7935 | 118.6333 | 118.6333 | 118.6333 | 7.1602 | 125.7935 | 43.7067 | 38.9099 | 38.9099 | 38.9099 | 4.7968 | 43.7067 | 114.5434 | 58.2599 | 58.2599 | 98.9159 | 15.6276 | 73.8874 | 40.656 | 40.656 | 114.5434 | 283.6781 | 231.9244 | 231.9244 | 231.9244 | 51.7537 | 283.6781 | 1880.2437 | 1880.2437 | 331.6143 | 331.6143 | 107.039 | 107.039 | 681.7653 | 681.7653 | 759.8251 | 759.8251 | 246418037.9928 | 233520288.9712 | 245314869.3239 | 1026746803.7121 | 1752 | 3.2445e-18 | 10183353.8512 | 601247.9067 | 755.8987 | 278.1292 | 14 | 2432 | 3689.5386 | 608 | 152 | 0.18933
3326 | 257.5271 | 53.2 | 800 | 3200 | 6 | 48.36% | 100 | 124.8906 | 125.81 | 125.81 | 1 | 124.8906 | 100 | 128.1586 | 120.8642 | 120.8642 | 120.8642 | 7.2944 | 128.1586 | 43.7087 | 38.9119 | 38.9119 | 38.9119 | 4.7968 | 43.7087 | 112.5839 | 56.2341 | 56.2341 | 97.0844 | 15.4994 | 71.7336 | 40.8503 | 40.8503 | 112.5839 | 223.5824 | 182.7998 | 182.7998 | 182.7998 | 40.7825 | 223.5824 | 1865.8494 | 1865.8494 | 414.5395 | 414.5395 | 107.0446 | 107.0446 | 584.4007 | 584.4007 | 759.8647 | 759.8647 | 302537522.277 | 233520288.9712 | 311211071.6595 | 904731117.0923 | 1752 | 3.0417e-18 | 9015204.2257 | 532277.7494 | 669.1883 | 347.6615 | 14 | 2432 | 3689.5386 | 608 | 152 | 0.24016
3327 | 309.0325 | 53.2 | 800 | 3200 | 6 | 55.34% | 100 | 126.1137 | 126.7555 | 126.7555 | 1 | 126.1137 | 100 | 129.7792 | 122.3905 | 122.3905 | 122.3905 | 7.3887 | 129.7792 | 43.6976 | 38.9008 | 38.9008 | 38.9008 | 4.7968 | 43.6976 | 121.4331 | 64.341 | 64.341 | 105.397 | 16.0361 | 80.3771 | 41.056 | 41.056 | 121.4331 | 186.3132 | 152.69 | 152.69 | 152.69 | 33.6231 | 186.3132 | 1948.1993 | 1948.1993 | 497.305 | 497.305 | 107.0139 | 107.0139 | 584.2333 | 584.2333 | 759.6471 | 759.6471 | 358574969.3681 | 233520288.9712 | 377388762.456 | 782515979.2047 | 1752 | 3.2445e-18 | 7837283.6793 | 462730.6951 | 581.7526 | 417.1938 | 14 | 2432 | 3689.5386 | 608 | 152 | 0.29121
3328 | 360.5379 | 53.2 | 800 | 3200 | 6 | 62.34% | 100 | 126.9346 | 127.1768 | 127.1768 | 1 | 126.9346 | 100 | 130.8707 | 123.4181 | 123.4181 | 123.4181 | 7.4526 | 130.8707 | 43.6874 | 38.8907 | 38.8907 | 38.8907 | 4.7968 | 43.6874 | 133.3594 | 75.2287 | 75.2287 | 116.5961 | 16.7632 | 91.9919 | 41.3675 | 41.3675 | 133.3594 | 158.4553 | 129.8609 | 129.8609 | 129.8609 | 28.5944 | 158.4553 | 2030.5546 | 2030.5546 | 580.0381 | 580.0381 | 106.9861 | 106.9861 | 584.0812 | 584.0812 | 759.4493 | 759.4493 | 414730652.6523 | 233520288.9712 | 443913954.4972 | 659835103.8793 | 1752 | 1.1356e-17 | 6654189.0118 | 392878.1492 | 493.9329 | 486.7262 | 14 | 2432 | 3689.5386 | 608 | 152 | 0.34252
3329 | 412.0433 | 53.2 | 800 | 3200 | 6 | 68.82% | 100 | 127.7884 | 127.5212 | 127.5212 | 1 | 127.7884 | 100 | 132.5061 | 124.9586 | 124.9586 | 124.9586 | 7.5475 | 132.5061 | 43.6782 | 38.8814 | 38.8814 | 38.8814 | 4.7968 | 43.6782 | 149.2991 | 89.9917 | 89.9917 | 131.5591 | 17.74 | 107.7317 | 41.5674 | 41.5674 | 149.2991 | 138.1114 | 113.1917 | 113.1917 | 113.1917 | 24.9197 | 138.1114 | 2112.9145 | 2112.9145 | 662.743 | 662.743 | 106.9606 | 106.9606 | 583.9423 | 583.9423 | 759.2686 | 759.2686 | 466274621.5641 | 233520288.9712 | 505926574.5938 | 546278514.8709 | 1752 | 0.44884 | 5524055.0765 | 326152.523 | 410.0443 | 556.2585 | 14 | 2432 | 3689.5386 | 608 | 152 | 0.3912
3330 | 463.5487 | 53.2 | 800 | 3200 | 6 | 74.19% | 100 | 129.174 | 128.4756 | 128.4756 | 1 | 129.174 | 100 | 135.8247 | 128.0866 | 128.0866 | 128.0866 | 7.7381 | 135.8247 | 43.6697 | 38.8729 | 38.8729 | 38.8729 | 4.7968 | 43.6697 | 168.4617 | 107.8362 | 107.8362 | 149.5503 | 18.9115 | 126.7477 | 41.7141 | 41.7141 | 168.4617 | 124.857 | 102.3485 | 102.3485 | 102.3485 | 22.5085 | 124.857 | 2195.2784 | 2195.2784 | 745.4232 | 745.4232 | 106.9373 | 106.9373 | 583.8149 | 583.8149 | 759.103 | 759.103 | 509154039.3492 | 233520288.9712 | 557210213.6589 | 452115458.0207 | 1752 | 2.1002 | 4572226.0005 | 269954.413 | 339.3911 | 625.7908 | 14 | 2432 | 3689.5386 | 608 | 152 | 0.43038
3331 | 515.0541 | 53.2 | 800 | 3200 | 6 | 78.21% | 100 | 130.9856 | 130.0643 | 130.0643 | 1 | 130.9856 | 100 | 140.994 | 132.9599 | 132.9599 | 132.9599 | 8.0341 | 140.994 | 43.6619 | 38.8651 | 38.8651 | 38.8651 | 4.7968 | 43.6619 | 189.8166 | 127.9434 | 127.9434 | 169.5973 | 20.2193 | 148.1627 | 41.6539 | 41.6539 | 189.8166 | 115.7041 | 94.7998 | 94.7998 | 94.7998 | 20.9042 | 115.7041 | 2277.6459 | 2277.6459 | 828.0818 | 828.0818 | 106.9158 | 106.9158 | 583.6977 | 583.6977 | 758.9507 | 758.9507 | 541299739.8934 | 233520288.9712 | 595421522.0534 | 381758449.8028 | 1752 | 5.0125 | 3861006.9089 | 227962.4528 | 286.5981 | 695.3231 | 14 | 2432 | 3689.5386 | 608 | 152 | 0.45966
3332 | 566.5595 | 53.2 | 800 | 3200 | 6 | 81.43% | 100 | 133.2949 | 132.2039 | 132.2039 | 1 | 133.2949 | 100 | 147.3984 | 138.9979 | 138.9979 | 138.9979 | 8.4005 | 147.3984 | 43.6547 | 38.8579 | 38.8579 | 38.8579 | 4.7968 | 43.6547 | 213.2461 | 149.9646 | 149.9646 | 191.5889 | 21.6572 | 171.6218 | 41.6243 | 41.6243 | 213.2461 | 109.328 | 89.5278 | 89.5278 | 89.5278 | 19.8002 | 109.328 | 2360.0166 | 2360.0166 | 910.7211 | 910.7211 | 106.896 | 106.896 | 583.5895 | 583.5895 | 758.81 | 758.81 | 567498900.9824 | 233520288.9712 | 625631142.7802 | 325349667.2662 | 1752 | 8.4668 | 3299307.5311 | 194798.4697 | 244.9038 | 764.8554 | 14 | 2432 | 3689.5386 | 608 | 152 | 0.48289
3333 | 618.065 | 53.2 | 800 | 3200 | 6 | 84.17% | 100 | 135.9876 | 134.6192 | 134.6192 | 1 | 135.9876 | 100 | 154.4218 | 145.6196 | 145.6196 | 145.6196 | 8.8022 | 154.4218 | 43.648 | 38.8513 | 38.8513 | 38.8513 | 4.7968 | 43.648 | 239.5071 | 174.4094 | 174.4094 | 216.2462 | 23.2608 | 197.6702 | 41.8368 | 41.8368 | 239.5071 | 104.6424 | 85.6443 | 85.6443 | 85.6443 | 18.9981 | 104.6424 | 2442.3901 | 2442.3901 | 993.3434 | 993.3434 | 106.8777 | 106.8777 | 583.4893 | 583.4893 | 758.6797 | 758.6797 | 589785155.4677 | 233520288.9712 | 651352439.5282 | 277342065.1962 | 1751.9999 | 12.061 | 2812550.9456 | 166059.2761 | 208.7725 | 834.3877 | 14 | 2432 | 3689.5386 | 608 | 152 | 0.50301
3334 | 669.5704 | 53.2 | 800 | 3200 | 6 | 86.22% | 100 | 138.8807 | 137.5622 | 137.5622 | 1 | 138.8807 | 100 | 161.9221 | 152.691 | 152.691 | 152.691 | 9.2311 | 161.9221 | 43.6418 | 38.8451 | 38.8451 | 38.8451 | 4.7968 | 43.6418 | 268.4392 | 201.692 | 201.692 | 243.4035 | 25.0358 | 226.7278 | 41.7115 | 41.7115 | 268.4392 | 101.0351 | 82.6511 | 82.6511 | 82.6511 | 18.3841 | 101.0351 | 2524.7661 | 2524.7661 | 1075.9504 | 1075.9504 | 106.8606 | 106.8606 | 583.3963 | 583.3963 | 758.5588 | 758.5588 | 607388892.9418 | 233520288.9712 | 669663283.9105 | 241427534.1765 | 1752 | 15.9011 | 2441289.2284 | 144139.1569 | 181.2141 | 903.92 | 14 | 2432 | 3689.5386 | 608 | 152 | 0.51764
3335 | 721.0758 | 53.2 | 800 | 3200 | 6 | 87.95% | 100 | 142.0367 | 140.6446 | 140.6446 | 1 | 142.0367 | 100 | 169.8632 | 160.178 | 160.178 | 160.178 | 9.6852 | 169.8632 | 43.6361 | 38.8393 | 38.8393 | 38.8393 | 4.7968 | 43.6361 | 299.1679 | 230.5883 | 230.5883 | 272.2493 | 26.9186 | 257.5069 | 41.6609 | 41.6609 | 299.1679 | 98.3425 | 80.409 | 80.409 | 80.409 | 17.9335 | 98.3425 | 2607.1444 | 2607.1444 | 1158.5438 | 1158.5438 | 106.8448 | 106.8448 | 583.3097 | 583.3097 | 758.4461 | 758.4461 | 622268270.5247 | 233520288.9712 | 685165710.4513 | 211045746.5039 | 1752 | 19.658 | 2137334.0174 | 126192.9638 | 158.6519 | 973.4523 | 14 | 2432 | 3689.5386 | 608 | 152 | 0.52958
3336 | 772.5812 | 53.2 | 800 | 3200 | 6 | 89.38% | 100 | 145.4069 | 143.9395 | 143.9395 | 1 | 145.4069 | 100 | 178.0727 | 167.9181 | 167.9181 | 167.9181 | 10.1546 | 178.0727 | 43.6307 | 38.8339 | 38.8339 | 38.8339 | 4.7968 | 43.6307 | 331.8408 | 261.0915 | 261.0915 | 302.9301 | 28.9107 | 290.0022 | 41.8386 | 41.8386 | 331.8408 | 96.2886 | 78.6924 | 78.6924 | 78.6924 | 17.5962 | 96.2886 | 2689.5246 | 2689.5246 | 1241.1249 | 1241.1249 | 106.8299 | 106.8299 | 583.2288 | 583.2288 | 758.341 | 758.341 | 635188704.6172 | 233520288.9712 | 697206072.7475 | 186084933.6641 | 1752 | 23.2975 | 1898445.3599 | 112088.445 | 140.9194 | 1042.9846 | 14 | 2432 | 3689.5386 | 608 | 152 | 0.53886
3337 | 824.0866 | 53.2 | 800 | 3200 | 6 | 90.59% | 100 | 148.8958 | 147.3529 | 147.3529 | 1 | 148.8958 | 100 | 186.4364 | 175.8036 | 175.8036 | 175.8036 | 10.6328 | 186.4364 | 43.6257 | 38.8289 | 38.8289 | 38.8289 | 4.7968 | 43.6257 | 367.2574 | 294.2297 | 294.2297 | 336.1877 | 31.0697 | 325.2994 | 41.958 | 41.958 | 367.2574 | 94.6324 | 77.3066 | 77.3066 | 77.3066 | 17.3259 | 94.6324 | 2771.9067 | 2771.9067 | 1323.6948 | 1323.6948 | 106.8161 | 106.8161 | 583.1532 | 583.1532 | 758.2426 | 758.2426 | 646362695.3228 | 233520288.9712 | 707279915.1049 | 164837100.7278 | 1752 | 26.7437 | 1680727.6482 | 99233.9061 | 124.7585 | 1112.5169 | 14 | 2432 | 3689.5386 | 608 | 152 | 0.54662
3338 | 875.592 | 53.2 | 800 | 3200 | 6 | 91.63% | 100 | 152.4812 | 150.8593 | 150.8593 | 1 | 152.4812 | 100 | 194.9396 | 183.8205 | 183.8205 | 183.8205 | 11.1191 | 194.9396 | 43.6209 | 38.8242 | 38.8242 | 38.8242 | 4.7968 | 43.6209 | 405.2651 | 329.8886 | 329.8886 | 371.863 | 33.4022 | 363.2908 | 41.9743 | 41.9743 | 405.2651 | 93.2832 | 76.1747 | 76.1747 | 76.1747 | 17.1085 | 93.2832 | 2854.2905 | 2854.2905 | 1406.2547 | 1406.2547 | 106.8031 | 106.8031 | 583.0823 | 583.0823 | 758.1504 | 758.1504 | 656328069.6973 | 233520288.9712 | 715507094.8362 | 146644546.4953 | 1752 | 29.9942 | 1495534.1132 | 88299.6671 | 111.0118 | 1182.0492 | 14 | 2432 | 3689.5386 | 608 | 152 | 0.55296
3339 | 927.0974 | 53.2 | 800 | 3200 | 6 | 92.68% | 100 | 156.1164 | 154.1659 | 154.1659 | 1 | 156.1164 | 100 | 203.3604 | 191.7598 | 191.7598 | 191.7598 | 11.6006 | 203.3604 | 43.6165 | 38.8197 | 38.8197 | 38.8197 | 4.7968 | 43.6165 | 450.9549 | 372.6562 | 372.6562 | 414.7473 | 36.2076 | 408.8638 | 42.0911 | 42.0911 | 450.9549 | 92.0476 | 75.141 | 75.141 | 75.141 | 16.9066 | 92.0476 | 2936.6758 | 2936.6758 | 1488.8054 | 1488.8054 | 106.7909 | 106.7909 | 583.0156 | 583.0156 | 758.0638 | 758.0638 | 666035528.8326 | 233520288.9712 | 724269827.555 | 128174354.6412 | 1752 | 32.953 | 1312187.0235 | 77474.4463 | 97.4021 | 1251.5815 | 14 | 2432 | 3689.5386 | 608 | 152 | 0.55971
3340 | 978.6028 | 53.2 | 800 | 3200 | 6 | 93.56% | 100 | 159.8198 | 157.7116 | 157.7116 | 1 | 159.8198 | 100 | 211.8369 | 199.7515 | 199.7515 | 199.7515 | 12.0854 | 211.8369 | 43.6123 | 38.8155 | 38.8155 | 38.8155 | 4.7968 | 43.6123 | 502.5371 | 420.9475 | 420.9475 | 463.1736 | 39.3635 | 460.311 | 42.2261 | 42.2261 | 502.5371 | 90.9977 | 74.2621 | 74.2621 | 74.2621 | 16.7357 | 90.9977 | 3019.0624 | 3019.0624 | 1571.3478 | 1571.3478 | 106.7794 | 106.7794 | 582.9529 | 582.9529 | 757.9823 | 757.9823 | 674359595.6621 | 233520288.9712 | 731229218.5814 | 112890896.7853 | 1752 | 35.7546 | 1153658.9398 | 68114.5949 | 85.6348 | 1321.1138 | 14 | 2432 | 3689.5386 | 608 | 152 | 0.56507
3341 | 1030.1083 | 53.2 | 800 | 3200 | 6 | 94.23% | 100 | 163.5874 | 161.6421 | 161.6421 | 1 | 163.5874 | 100 | 220.4163 | 207.8403 | 207.8403 | 207.8403 | 12.5761 | 220.4163 | 43.6084 | 38.8116 | 38.8116 | 38.8116 | 4.7968 | 43.6084 | 559.2196 | 474.0887 | 474.0887 | 516.3889 | 42.8307 | 516.9195 | 42.3001 | 42.3001 | 559.2196 | 90.123 | 73.5282 | 73.5282 | 73.5282 | 16.5949 | 90.123 | 3101.4503 | 3101.4503 | 1653.8826 | 1653.8826 | 106.7686 | 106.7686 | 582.8938 | 582.8938 | 757.9054 | 757.9054 | 681391055.2727 | 233520288.9712 | 736079823.4393 | 101008832.3168 | 1752 | 38.4113 | 1037353.0635 | 61247.6368 | 77.0015 | 1390.6462 | 14 | 2432 | 3689.5386 | 608 | 152 | 0.56881
3342 | 103.0108 | 102.6 | 800 | 3200 | 7 | 40.94% | 100 | 126.7194 | 127.6204 | 127.6204 | 1 | 126.7194 | 100 | 102.5836 | 96.7459 | 96.7459 | 96.7459 | 5.8377 | 102.5836 | 43.7163 | 38.9195 | 38.9195 | 38.9195 | 4.7968 | 43.7163 | 115.7318 | 58.4425 | 58.4425 | 99.8577 | 15.8742 | 74.3166 | 41.4152 | 41.4152 | 115.7318 | 590.0436 | 482.3842 | 482.3842 | 482.3842 | 107.6594 | 590.0436 | 1814.2769 | 1814.2769 | 165.848 | 165.848 | 206.4833 | 206.4833 | 681.9333 | 681.9333 | 760.0124 | 760.0124 | 150378567.7356 | 450360557.3016 | 116461315.5792 | 1034799559.3835 | 1752 | 2.6384e-05 | 10450061.3567 | 616994.9122 | 775.6961 | 139.0646 | 27 | 2432 | 3689.5386 | 608 | 152 | 0.090075
3343 | 154.5162 | 102.6 | 800 | 3200 | 6 | 47.4% | 100 | 122.249 | 123.3545 | 123.3545 | 1 | 122.249 | 100 | 111.0791 | 104.7583 | 104.7583 | 104.7583 | 6.3208 | 111.0791 | 43.7185 | 38.9217 | 38.9217 | 38.9217 | 4.7968 | 43.7185 | 112.7157 | 55.8782 | 55.8782 | 97.1112 | 15.6046 | 71.4828 | 41.233 | 41.233 | 112.7157 | 404.5213 | 330.7277 | 330.7277 | 330.7277 | 73.7936 | 404.5213 | 1799.8836 | 1799.8836 | 248.7861 | 248.7861 | 206.4949 | 206.4949 | 584.5473 | 584.5473 | 760.0553 | 760.0553 | 208601256.4463 | 450360557.3016 | 171532535.5601 | 921505650.692 | 1752 | -8.1112e-19 | 9277027.1134 | 547736.3562 | 688.6231 | 208.5969 | 27 | 2432 | 3689.5386 | 608 | 152 | 0.13254
3344 | 206.0217 | 102.6 | 800 | 3200 | 6 | 54.15% | 100 | 123.0436 | 123.9958 | 123.9958 | 1 | 123.0436 | 100 | 116.4262 | 109.7992 | 109.7992 | 109.7992 | 6.627 | 116.4262 | 43.7064 | 38.9096 | 38.9096 | 38.9096 | 4.7968 | 43.7064 | 120.856 | 63.5439 | 63.5439 | 104.7957 | 16.0602 | 79.6042 | 41.2518 | 41.2518 | 120.856 | 298.8234 | 244.3072 | 244.3072 | 244.3072 | 54.5162 | 298.8234 | 1882.2286 | 1882.2286 | 331.612 | 331.612 | 206.4309 | 206.4309 | 584.3661 | 584.3661 | 759.8197 | 759.8197 | 265608032.527 | 450360557.3016 | 232754112.8413 | 803277297.3301 | 1752 | -2.4334e-18 | 8078165.7422 | 476952.909 | 599.633 | 278.1292 | 27 | 2432 | 3689.5386 | 608 | 152 | 0.17976
3345 | 257.5271 | 102.6 | 800 | 3200 | 6 | 61.03% | 100 | 123.8931 | 124.5391 | 124.5391 | 1 | 123.8931 | 100 | 120.0252 | 113.1915 | 113.1915 | 113.1915 | 6.8337 | 120.0252 | 43.6955 | 38.8987 | 38.8987 | 38.8987 | 4.7968 | 43.6955 | 132.17 | 73.9068 | 73.9068 | 115.4466 | 16.7234 | 90.6302 | 41.5397 | 41.5397 | 132.17 | 234.6209 | 191.8185 | 191.8185 | 191.8185 | 42.8024 | 234.6209 | 1964.5797 | 1964.5797 | 414.3985 | 414.3985 | 206.3729 | 206.3729 | 584.2019 | 584.2019 | 759.6063 | 759.6063 | 322304275.213 | 450360557.3016 | 296633767.1573 | 682701400.3281 | 1752 | 0 | 6925972.8247 | 408924.8713 | 514.1071 | 347.6615 | 27 | 2432 | 3689.5386 | 608 | 152 | 0.22927
3346 | 309.0325 | 102.6 | 800 | 3200 | 6 | 67.75% | 100 | 125.126 | 125.3097 | 125.3097 | 1 | 125.126 | 100 | 122.8425 | 115.8467 | 115.8467 | 115.8467 | 6.9958 | 122.8425 | 43.6855 | 38.8888 | 38.8888 | 38.8888 | 4.7968 | 43.6855 | 147.7387 | 88.267 | 88.267 | 130.0822 | 17.6564 | 105.9234 | 41.8153 | 41.8153 | 147.7387 | 194.9116 | 159.7335 | 159.7335 | 159.7335 | 35.1781 | 194.9116 | 2046.9359 | 2046.9359 | 497.1511 | 497.1511 | 206.3202 | 206.3202 | 584.0526 | 584.0526 | 759.4121 | 759.4121 | 377214775.8513 | 450360557.3016 | 359465204.8504 | 564959461.9967 | 1752 | 0.10543 | 5759613.5069 | 340060.4177 | 427.5295 | 417.1938 | 27 | 2432 | 3689.5386 | 608 | 152 | 0.27863
3347 | 360.5379 | 102.6 | 800 | 3200 | 6 | 73.8% | 100 | 126.1779 | 125.8556 | 125.8556 | 1 | 126.1779 | 100 | 126.4043 | 119.2041 | 119.2041 | 119.2041 | 7.2002 | 126.4043 | 43.6765 | 38.8797 | 38.8797 | 38.8797 | 4.7968 | 43.6765 | 167.9798 | 107.0958 | 107.0958 | 149.0877 | 18.8921 | 125.9878 | 41.9919 | 41.9919 | 167.9798 | 167.762 | 137.4461 | 137.4461 | 137.4461 | 30.3159 | 167.762 | 2129.2966 | 2129.2966 | 579.8741 | 579.8741 | 206.2719 | 206.2719 | 583.916 | 583.916 | 759.2346 | 759.2346 | 426443973.1579 | 450360557.3016 | 416117507.3371 | 459077962.2035 | 1752 | 1.0428 | 4696777.9562 | 277308.2381 | 348.6365 | 486.7262 | 27 | 2432 | 3689.5386 | 608 | 152 | 0.32233
3348 | 412.0433 | 102.6 | 800 | 3200 | 6 | 78.64% | 100 | 127.6429 | 126.9112 | 126.9112 | 1 | 127.6429 | 100 | 131.3732 | 123.8885 | 123.8885 | 123.8885 | 7.4848 | 131.3732 | 43.6681 | 38.8713 | 38.8713 | 38.8713 | 4.7968 | 43.6681 | 193.5242 | 130.9786 | 130.9786 | 173.0783 | 20.446 | 151.4246 | 42.0997 | 42.0997 | 193.5242 | 149.6258 | 122.5434 | 122.5434 | 122.5434 | 27.0824 | 149.6258 | 2211.6613 | 2211.6613 | 662.5711 | 662.5711 | 206.2277 | 206.2277 | 583.7908 | 583.7908 | 759.0717 | 759.0717 | 465742113.841 | 450360557.3016 | 461757598.9696 | 374139729.8878 | 1752 | 3.1544 | 3828980.0604 | 226071.5163 | 284.2208 | 556.2585 | 27 | 2432 | 3689.5386 | 608 | 152 | 0.35744
3349 | 463.5487 | 102.6 | 800 | 3200 | 6 | 82.51% | 100 | 129.6188 | 128.5481 | 128.5481 | 1 | 129.6188 | 100 | 137.8864 | 130.0291 | 130.0291 | 130.0291 | 7.8573 | 137.8864 | 43.6604 | 38.8637 | 38.8637 | 38.8637 | 4.7968 | 43.6604 | 223.2492 | 158.9157 | 158.9157 | 200.9813 | 22.2679 | 181.1836 | 42.0655 | 42.0655 | 223.2492 | 137.7273 | 112.7357 | 112.7357 | 112.7357 | 24.9916 | 137.7273 | 2294.0295 | 2294.0295 | 745.2452 | 745.2452 | 206.187 | 206.187 | 583.6755 | 583.6755 | 758.9218 | 758.9218 | 497395550.6787 | 450360557.3016 | 497855760.3407 | 306388131.679 | 1752 | 6.1245 | 3136026.2454 | 185157.9787 | 232.7837 | 625.7908 | 27 | 2432 | 3689.5386 | 608 | 152 | 0.38533
3350 | 515.0541 | 102.6 | 800 | 3200 | 6 | 85.51% | 100 | 132.0935 | 130.8199 | 130.8199 | 1 | 132.0935 | 100 | 145.2795 | 136.9995 | 136.9995 | 136.9995 | 8.28 | 145.2795 | 43.6533 | 38.8566 | 38.8566 | 38.8566 | 4.7968 | 43.6533 | 258.1284 | 191.5424 | 191.5424 | 233.7332 | 24.3952 | 215.9376 | 42.1908 | 42.1908 | 258.1284 | 129.6499 | 106.0872 | 106.0872 | 106.0872 | 23.5628 | 129.6499 | 2376.4007 | 2376.4007 | 827.8991 | 827.8991 | 206.1493 | 206.1493 | 583.569 | 583.569 | 758.7833 | 758.7833 | 522283154.3499 | 450360557.3016 | 525491296.3171 | 253864992.0313 | 1752 | 9.6561 | 2592668.2679 | 153076.9127 | 192.4508 | 695.3231 | 27 | 2432 | 3689.5386 | 608 | 152 | 0.4068
3351 | 566.5595 | 102.6 | 800 | 3200 | 6 | 87.74% | 100 | 134.9292 | 133.5106 | 133.5106 | 1 | 134.9292 | 100 | 153.816 | 145.0481 | 145.0481 | 145.0481 | 8.7679 | 153.816 | 43.6468 | 38.85 | 38.85 | 38.85 | 4.7968 | 43.6468 | 294.6252 | 225.914 | 225.914 | 268.006 | 26.6192 | 252.5332 | 42.0921 | 42.0921 | 294.6252 | 124.0978 | 101.4804 | 101.4804 | 101.4804 | 22.6174 | 124.0978 | 2458.7748 | 2458.7748 | 910.535 | 910.535 | 206.1145 | 206.1145 | 583.4703 | 583.4703 | 758.655 | 758.655 | 541096466.995 | 450360557.3016 | 545663444.1163 | 214879531.5871 | 1752 | 13.5862 | 2181900.2334 | 128824.2525 | 161.96 | 764.8554 | 27 | 2432 | 3689.5386 | 608 | 152 | 0.42234
3352 | 618.065 | 102.6 | 800 | 3200 | 6 | 89.53% | 100 | 138.0727 | 136.5433 | 136.5433 | 1 | 138.0727 | 100 | 162.738 | 153.4601 | 153.4601 | 153.4601 | 9.2779 | 162.738 | 43.6407 | 38.8439 | 38.8439 | 38.8439 | 4.7968 | 43.6407 | 335.3832 | 264.2541 | 264.2541 | 306.2563 | 29.1269 | 293.381 | 42.0021 | 42.0021 | 335.3832 | 120.12 | 98.1971 | 98.1971 | 98.1971 | 21.9229 | 120.12 | 2541.1512 | 2541.1512 | 993.1548 | 993.1548 | 206.0821 | 206.0821 | 583.3786 | 583.3786 | 758.5357 | 758.5357 | 556936256.3292 | 450360557.3016 | 561293587.6892 | 183409598.68 | 1752 | 17.51 | 1877804.2766 | 110869.7495 | 139.3873 | 834.3877 | 27 | 2432 | 3689.5386 | 608 | 152 | 0.43438
3353 | 669.5704 | 102.6 | 800 | 3200 | 6 | 91.04% | 100 | 141.3967 | 139.7723 | 139.7723 | 1 | 141.3967 | 100 | 171.8507 | 162.0519 | 162.0519 | 162.0519 | 9.7988 | 171.8507 | 43.635 | 38.8382 | 38.8382 | 38.8382 | 4.7968 | 43.635 | 382.8259 | 308.4019 | 308.4019 | 350.8148 | 32.0112 | 340.4131 | 42.4128 | 42.4128 | 382.8259 | 116.8751 | 95.4967 | 95.4967 | 95.4967 | 21.3784 | 116.8751 | 2623.5299 | 2623.5299 | 1075.7602 | 1075.7602 | 206.0519 | 206.0519 | 583.2932 | 583.2932 | 758.4246 | 758.4246 | 570288836.2912 | 450360557.3016 | 574372996.2967 | 156977610.1105 | 1752 | 21.2828 | 1617861.4718 | 95522.147 | 120.092 | 903.92 | 27 | 2432 | 3689.5386 | 608 | 152 | 0.44446
3354 | 721.0758 | 102.6 | 800 | 3200 | 6 | 92.23% | 100 | 144.8752 | 143.1956 | 143.1956 | 1 | 144.8752 | 100 | 181.2757 | 170.9382 | 170.9382 | 170.9382 | 10.3375 | 181.2757 | 43.6297 | 38.8329 | 38.8329 | 38.8329 | 4.7968 | 43.6297 | 432.8493 | 355.2967 | 355.2967 | 397.7888 | 35.0605 | 390.3572 | 42.4921 | 42.4921 | 432.8493 | 114.5126 | 93.5257 | 93.5257 | 93.5257 | 20.9869 | 114.5126 | 2705.9105 | 2705.9105 | 1158.3525 | 1158.3525 | 206.0237 | 206.0237 | 583.2134 | 583.2134 | 758.3209 | 758.3209 | 581566642.1577 | 450360557.3016 | 583901780.1978 | 136171020.3429 | 1752 | 24.9236 | 1403165.3329 | 82846.0084 | 104.1554 | 973.4523 | 27 | 2432 | 3689.5386 | 608 | 152 | 0.4518
3355 | 772.5812 | 102.6 | 800 | 3200 | 6 | 93.25% | 100 | 148.4607 | 146.6999 | 146.6999 | 1 | 148.4607 | 100 | 190.7891 | 179.9078 | 179.9078 | 179.9078 | 10.8813 | 190.7891 | 43.6247 | 38.8279 | 38.8279 | 38.8279 | 4.7968 | 43.6247 | 489.3702 | 408.2754 | 408.2754 | 450.8483 | 38.5219 | 446.7973 | 42.5729 | 42.5729 | 489.3702 | 112.6043 | 91.9303 | 91.9303 | 91.9303 | 20.674 | 112.6043 | 2788.293 | 2788.293 | 1240.9331 | 1240.9331 | 205.9973 | 205.9973 | 583.1387 | 583.1387 | 758.2238 | 758.2238 | 591482102.3791 | 450360557.3016 | 591897655.6019 | 118259684.7174 | 1752 | 28.3358 | 1225640.1075 | 72364.5235 | 90.9779 | 1042.9846 | 27 | 2432 | 3689.5386 | 608 | 152 | 0.45796
3356 | 824.0866 | 102.6 | 800 | 3200 | 6 | 94.24% | 100 | 152.1023 | 149.9312 | 149.9312 | 1 | 152.1023 | 100 | 200.2365 | 188.815 | 188.815 | 188.815 | 11.4215 | 200.2365 | 43.62 | 38.8232 | 38.8232 | 38.8232 | 4.7968 | 43.62 | 556.3819 | 471.1292 | 471.1292 | 513.7401 | 42.6418 | 513.771 | 42.6109 | 42.6109 | 556.3819 | 110.9719 | 90.5597 | 90.5597 | 90.5597 | 20.4122 | 110.9719 | 2870.6771 | 2870.6771 | 1323.503 | 1323.503 | 205.9726 | 205.9726 | 583.0687 | 583.0687 | 758.1328 | 758.1328 | 601132524.2032 | 450360557.3016 | 599634830.1324 | 100872092.5588 | 1752 | 31.4679 | 1036392.5642 | 61190.9268 | 76.9302 | 1112.5169 | 27 | 2432 | 3689.5386 | 608 | 152 | 0.46392
3357 | 875.592 | 102.6 | 800 | 3200 | 6 | 95.05% | 100 | 155.8088 | 153.4849 | 153.4849 | 1 | 155.8088 | 100 | 209.7465 | 197.7813 | 197.7813 | 197.7813 | 11.9652 | 209.7465 | 43.6156 | 38.8189 | 38.8189 | 38.8189 | 4.7968 | 43.6156 | 635.9349 | 545.8563 | 545.8563 | 588.4048 | 47.5301 | 593.3864 | 42.5485 | 42.5485 | 635.9349 | 109.5728 | 89.3874 | 89.3874 | 89.3874 | 20.1854 | 109.5728 | 2953.0626 | 2953.0626 | 1406.0632 | 1406.0632 | 205.9493 | 205.9493 | 583.0029 | 583.0029 | 758.0472 | 758.0472 | 609020814.224 | 450360557.3016 | 605928079.9808 | 86690548.4936 | 1752 | 34.4192 | 893065.1787 | 52728.5585 | 66.2912 | 1182.0492 | 27 | 2432 | 3689.5386 | 608 | 152 | 0.46877
3358 | 927.0974 | 102.6 | 800 | 3200 | 6 | 95.69% | 100 | 159.6175 | 157.3142 | 157.3142 | 1 | 159.6175 | 100 | 219.4349 | 206.9158 | 206.9158 | 206.9158 | 12.5191 | 219.4349 | 43.6115 | 38.8147 | 38.8147 | 38.8147 | 4.7968 | 43.6115 | 723.5965 | 628.008 | 628.008 | 670.7071 | 52.8894 | 680.8974 | 42.6991 | 42.6991 | 723.5965 | 108.4852 | 88.4749 | 88.4749 | 88.4749 | 20.0103 | 108.4852 | 3035.4495 | 3035.4495 | 1488.6146 | 1488.6146 | 205.9275 | 205.9275 | 582.9409 | 582.9409 | 757.9666 | 757.9666 | 615780555.8615 | 450360557.3016 | 610353292.0102 | 75505598.8288 | 1752 | 37.2031 | 783676.7123 | 46270.0196 | 58.1714 | 1251.5815 | 27 | 2432 | 3689.5386 | 608 | 152 | 0.47218
3359 | 978.6028 | 102.6 | 800 | 3200 | 6 | 96.24% | 100 | 163.4847 | 161.1883 | 161.1883 | 1 | 163.4847 | 100 | 229.2319 | 216.1526 | 216.1526 | 216.1526 | 13.0793 | 229.2319 | 43.6076 | 38.8108 | 38.8108 | 38.8108 | 4.7968 | 43.6076 | 822.7128 | 720.8402 | 720.8402 | 763.76 | 58.9528 | 779.793 | 42.9198 | 42.9198 | 822.7128 | 107.5774 | 87.71 | 87.71 | 87.71 | 19.8674 | 107.5774 | 3117.8377 | 3117.8377 | 1571.1578 | 1571.1578 | 205.9068 | 205.9068 | 582.8824 | 582.8824 | 757.8906 | 757.8906 | 621576053.1819 | 450360557.3016 | 614176158.8132 | 65887230.7034 | 1752 | 39.7918 | 684036.9364 | 40387.0652 | 50.7753 | 1321.1138 | 27 | 2432 | 3689.5386 | 608 | 152 | 0.47513
3360 | 1030.1083 | 102.6 | 800 | 3200 | 6 | 96.69% | 100 | 167.4004 | 165.1465 | 165.1465 | 1 | 167.4004 | 100 | 239.154 | 225.5074 | 225.5074 | 225.5074 | 13.6466 | 239.154 | 43.604 | 38.8072 | 38.8072 | 38.8072 | 4.7968 | 43.604 | 929.8251 | 821.3462 | 821.3462 | 864.3185 | 65.5065 | 886.8528 | 42.9723 | 42.9723 | 929.8251 | 106.8546 | 87.0963 | 87.0963 | 87.0963 | 19.7583 | 106.8546 | 3200.2269 | 3200.2269 | 1653.6936 | 1653.6936 | 205.8873 | 205.8873 | 582.8272 | 582.8272 | 757.8188 | 757.8188 | 626774052.2756 | 450360557.3016 | 616915421.1197 | 57949969.3031 | 1752 | 42.2118 | 604200.5764 | 35673.3486 | 44.8491 | 1390.6462 | 27 | 2432 | 3689.5386 | 608 | 152 | 0.47724
3361 | 51.5054 | 152 | 800 | 3200 | 7 | 49.54% | 100 | 125.1534 | 124.9528 | 124.9528 | 1 | 125.1534 | 100 | 87.8859 | 82.8843 | 82.8843 | 82.8843 | 5.0016 | 87.8859 | 43.7138 | 38.917 | 38.917 | 38.917 | 4.7968 | 43.7138 | 130.768 | 68.7338 | 68.7338 | 113.3236 | 17.4444 | 86.1782 | 44.5898 | 44.5898 | 130.768 | 589.973 | 482.3099 | 482.3099 | 482.3099 | 107.6631 | 589.973 | 1830.6553 | 1830.6553 | 82.9188 | 82.9188 | 305.8818 | 305.8818 | 681.8903 | 681.8903 | 759.9644 | 759.9644 | 88192907.7469 | 667200825.632 | 112534472.054 | 884071794.5671 | 1752 | 1.2212e-05 | 9611468.6141 | 567482.5277 | 713.4484 | 69.5323 | 40 | 2432 | 3689.5386 | 608 | 152 | 0.087174
3362 | 154.5162 | 152 | 800 | 3200 | 6 | 60.9% | 100 | 121.3467 | 122.0119 | 122.0119 | 1 | 121.3467 | 100 | 102.818 | 96.9652 | 96.9652 | 96.9652 | 5.8528 | 102.818 | 43.7042 | 38.9074 | 38.9074 | 38.9074 | 4.7968 | 43.7042 | 135.2608 | 74.8624 | 74.8624 | 118.0089 | 17.2519 | 92.1143 | 43.1464 | 43.1464 | 135.2608 | 393.8052 | 321.95 | 321.95 | 321.95 | 71.8552 | 393.8052 | 1898.6081 | 1898.6081 | 248.6945 | 248.6945 | 305.8058 | 305.8058 | 584.3321 | 584.3321 | 759.7756 | 759.7756 | 224990014.2942 | 667200825.632 | 174724400.878 | 685084759.1958 | 1752 | 0.00024255 | 7203956.6347 | 425337.6549 | 534.7415 | 208.5969 | 40 | 2432 | 3689.5386 | 608 | 152 | 0.13513
3363 | 206.0217 | 152 | 800 | 3200 | 6 | 67.19% | 100 | 122.1047 | 122.6034 | 122.6034 | 1 | 122.1047 | 100 | 108.979 | 102.7739 | 102.7739 | 102.7739 | 6.2051 | 108.979 | 43.6934 | 38.8967 | 38.8967 | 38.8967 | 4.7968 | 43.6934 | 149.2402 | 88.3062 | 88.3062 | 131.2431 | 17.9971 | 106.3032 | 42.9369 | 42.9369 | 149.2402 | 303.6227 | 248.2266 | 248.2266 | 248.2266 | 55.3961 | 303.6227 | 1980.9602 | 1980.9602 | 331.5013 | 331.5013 | 305.7215 | 305.7215 | 584.1711 | 584.1711 | 759.5662 | 759.5662 | 282462191.7755 | 667200825.632 | 227522894.4705 | 574814088.122 | 1752 | 0.00027584 | 6016652.9338 | 355236.5983 | 446.6093 | 278.1292 | 40 | 2432 | 3689.5386 | 608 | 152 | 0.17725
3364 | 257.5271 | 152 | 800 | 3200 | 6 | 73.22% | 100 | 123.5087 | 123.6696 | 123.6696 | 1 | 123.5087 | 100 | 114.3579 | 107.845 | 107.845 | 107.845 | 6.5129 | 114.3579 | 43.6837 | 38.8869 | 38.8869 | 38.8869 | 4.7968 | 43.6837 | 168.8445 | 106.641 | 106.641 | 149.6983 | 19.1462 | 125.7872 | 43.0573 | 43.0573 | 168.8445 | 250.0183 | 204.8159 | 204.8159 | 204.8159 | 45.2024 | 250.0183 | 2063.3173 | 2063.3173 | 414.2726 | 414.2726 | 305.6448 | 305.6448 | 584.0244 | 584.0244 | 759.3755 | 759.3755 | 336231364.3262 | 667200825.632 | 279413925.9366 | 469153884.1051 | 1752 | 0.69942 | 4932906.5811 | 291249.7984 | 366.164 | 347.6615 | 40 | 2432 | 3689.5386 | 608 | 152 | 0.21719
3365 | 309.0325 | 152 | 800 | 3200 | 6 | 78.43% | 100 | 124.768 | 124.4317 | 124.4317 | 1 | 124.768 | 100 | 120.7525 | 113.874 | 113.874 | 113.874 | 6.8786 | 120.7525 | 43.6747 | 38.878 | 38.878 | 38.878 | 4.7968 | 43.6747 | 194.9063 | 131.1909 | 131.1909 | 174.2117 | 20.6946 | 151.8856 | 43.0207 | 43.0207 | 194.9063 | 212.2669 | 173.8206 | 173.8206 | 173.8206 | 38.4463 | 212.2669 | 2145.6789 | 2145.6789 | 497.013 | 497.013 | 305.5746 | 305.5746 | 583.8903 | 583.8903 | 759.2011 | 759.2011 | 380723428.8827 | 667200825.632 | 326162150.1823 | 377913595.3031 | 1752 | 2.2814 | 3950712.2441 | 233258.8557 | 293.2569 | 417.1938 | 40 | 2432 | 3689.5386 | 608 | 152 | 0.25329
3366 | 360.5379 | 152 | 800 | 3200 | 6 | 82.84% | 100 | 126.5233 | 125.7437 | 125.7437 | 1 | 126.5233 | 100 | 127.6787 | 120.4042 | 120.4042 | 120.4042 | 7.2746 | 127.6787 | 43.6665 | 38.8698 | 38.8698 | 38.8698 | 4.7968 | 43.6665 | 229.4004 | 163.2394 | 163.2394 | 206.6259 | 22.7745 | 186.0139 | 43.3865 | 43.3865 | 229.4004 | 188.0314 | 153.8961 | 153.8961 | 153.8961 | 34.1353 | 188.0314 | 2228.0443 | 2228.0443 | 579.7262 | 579.7262 | 305.5101 | 305.5101 | 583.7671 | 583.7671 | 759.0409 | 759.0409 | 418254753.6826 | 667200825.632 | 365953507.2708 | 300590916.7681 | 1752 | 4.6667 | 3177270.0593 | 187593.1054 | 235.8451 | 486.7262 | 40 | 2432 | 3689.5386 | 608 | 152 | 0.28413
3367 | 412.0433 | 152 | 800 | 3200 | 6 | 86.3% | 100 | 128.6509 | 127.4993 | 127.4993 | 1 | 128.6509 | 100 | 135.7695 | 128.0325 | 128.0325 | 128.0325 | 7.7369 | 135.7695 | 43.659 | 38.8622 | 38.8622 | 38.8622 | 4.7968 | 43.659 | 271.6787 | 203.032 | 203.032 | 246.3282 | 25.3506 | 228.3826 | 43.2961 | 43.2961 | 271.6787 | 171.9423 | 140.6385 | 140.6385 | 140.6385 | 31.3038 | 171.9423 | 2310.4131 | 2310.4131 | 662.4154 | 662.4154 | 305.4507 | 305.4507 | 583.6536 | 583.6536 | 758.8934 | 758.8934 | 448067400.3117 | 667200825.632 | 396753915.1777 | 239977858.8786 | 1752 | 7.8478 | 2522070.9679 | 148908.6908 | 187.2105 | 556.2585 | 40 | 2432 | 3689.5386 | 608 | 152 | 0.30785
3368 | 463.5487 | 152 | 800 | 3200 | 6 | 89.04% | 100 | 131.1943 | 129.6912 | 129.6912 | 1 | 131.1943 | 100 | 144.6542 | 136.4095 | 136.4095 | 136.4095 | 8.2446 | 144.6542 | 43.652 | 38.8552 | 38.8552 | 38.8552 | 4.7968 | 43.652 | 323.0824 | 251.3979 | 251.3979 | 294.5914 | 28.4911 | 279.889 | 43.1935 | 43.1935 | 323.0824 | 161.0497 | 131.6383 | 131.6383 | 131.6383 | 29.4114 | 161.0497 | 2392.785 | 2392.785 | 745.0834 | 745.0834 | 305.3958 | 305.3958 | 583.5488 | 583.5488 | 758.757 | 758.757 | 471243496.2545 | 667200825.632 | 421532671.7414 | 192023006.3721 | 1752 | 11.4361 | 1994017.3039 | 117731.2256 | 148.0136 | 625.7908 | 40 | 2432 | 3689.5386 | 608 | 152 | 0.32694
3369 | 515.0541 | 152 | 800 | 3200 | 6 | 90.8% | 100 | 134.1672 | 132.7702 | 132.7702 | 1 | 134.1672 | 100 | 154.841 | 146.0144 | 146.0144 | 146.0144 | 8.8266 | 154.841 | 43.6455 | 38.8487 | 38.8487 | 38.8487 | 4.7968 | 43.6455 | 377.7889 | 303.0824 | 303.0824 | 345.9874 | 31.8015 | 334.8838 | 42.905 | 42.905 | 377.7889 | 153.9166 | 125.723 | 125.723 | 125.723 | 28.1936 | 153.9166 | 2475.1595 | 2475.1595 | 827.7325 | 827.7325 | 305.3449 | 305.3449 | 583.4515 | 583.4515 | 758.6305 | 758.6305 | 487383251.8572 | 667200825.632 | 436279755.5906 | 161136166.9202 | 1752 | 15.532 | 1680812.7755 | 99238.9322 | 124.7648 | 695.3231 | 40 | 2432 | 3689.5386 | 608 | 152 | 0.3383
3370 | 566.5595 | 152 | 800 | 3200 | 6 | 92.3% | 100 | 137.4946 | 135.8211 | 135.8211 | 1 | 137.4946 | 100 | 165.411 | 155.9804 | 155.9804 | 155.9804 | 9.4306 | 165.411 | 43.6395 | 38.8427 | 38.8427 | 38.8427 | 4.7968 | 43.6395 | 436.8902 | 358.3838 | 358.3838 | 401.4803 | 35.41 | 393.7938 | 43.0965 | 43.0965 | 436.8902 | 149.2611 | 121.8523 | 121.8523 | 121.8523 | 27.4089 | 149.2611 | 2557.5364 | 2557.5364 | 910.3647 | 910.3647 | 305.2976 | 305.2976 | 583.3611 | 583.3611 | 758.513 | 758.513 | 501381100.7201 | 667200825.632 | 448429369.0719 | 134988704.6631 | 1752 | 19.4844 | 1416976.1588 | 83661.4304 | 105.1805 | 764.8554 | 40 | 2432 | 3689.5386 | 608 | 152 | 0.34766
3371 | 618.065 | 152 | 800 | 3200 | 6 | 93.55% | 100 | 140.9036 | 139.1219 | 139.1219 | 1 | 140.9036 | 100 | 176.0545 | 166.0158 | 166.0158 | 166.0158 | 10.0387 | 176.0545 | 43.6339 | 38.8371 | 38.8371 | 38.8371 | 4.7968 | 43.6339 | 510.4401 | 427.4934 | 427.4934 | 470.5427 | 39.8974 | 467.3908 | 43.0493 | 43.0493 | 510.4401 | 145.2486 | 118.5171 | 118.5171 | 118.5171 | 26.7315 | 145.2486 | 2639.9155 | 2639.9155 | 992.9817 | 992.9817 | 305.2535 | 305.2535 | 583.2769 | 583.2769 | 758.4034 | 758.4034 | 513249013.7307 | 667200825.632 | 458589410.9535 | 112960749.6838 | 1752 | 23.2237 | 1170853.9 | 69129.8237 | 86.9111 | 834.3877 | 40 | 2432 | 3689.5386 | 608 | 152 | 0.35549
3372 | 669.5704 | 152 | 800 | 3200 | 6 | 94.55% | 100 | 144.4867 | 142.5663 | 142.5663 | 1 | 144.4867 | 100 | 186.8758 | 176.2187 | 176.2187 | 176.2187 | 10.6571 | 186.8758 | 43.6287 | 38.8319 | 38.8319 | 38.8319 | 4.7968 | 43.6287 | 591.4284 | 503.5537 | 503.5537 | 546.5941 | 44.8343 | 548.388 | 43.0404 | 43.0404 | 591.4284 | 142.4465 | 116.1792 | 116.1792 | 116.1792 | 26.2673 | 142.4465 | 2722.2965 | 2722.2965 | 1075.585 | 1075.585 | 305.2123 | 305.2123 | 583.1981 | 583.1981 | 758.3011 | 758.3011 | 523399345.7225 | 667200825.632 | 465879423.2549 | 95520405.3906 | 1752 | 26.794 | 999365.2005 | 59004.7487 | 74.1817 | 903.92 | 40 | 2432 | 3689.5386 | 608 | 152 | 0.36111
3373 | 721.0758 | 152 | 800 | 3200 | 6 | 95.38% | 100 | 148.1944 | 146.1364 | 146.1364 | 1 | 148.1944 | 100 | 197.7515 | 186.4728 | 186.4728 | 186.4728 | 11.2787 | 197.7515 | 43.6237 | 38.827 | 38.827 | 38.827 | 4.7968 | 43.6237 | 685.8763 | 591.7919 | 591.7919 | 635.2793 | 50.5971 | 642.3889 | 43.4874 | 43.4874 | 685.8763 | 140.2674 | 114.3551 | 114.3551 | 114.3551 | 25.9124 | 140.2674 | 2804.6793 | 2804.6793 | 1158.1759 | 1158.1759 | 305.1738 | 305.1738 | 583.1244 | 583.1244 | 758.2053 | 758.2053 | 532157832.2273 | 667200825.632 | 471681032.61 | 80960318.1405 | 1752 | 30.1453 | 860098.6778 | 50782.1428 | 63.8441 | 973.4523 | 40 | 2432 | 3689.5386 | 608 | 152 | 0.36558
3374 | 772.5812 | 152 | 800 | 3200 | 6 | 96.19% | 100 | 151.9416 | 149.2922 | 149.2922 | 1 | 151.9416 | 100 | 208.665 | 196.7625 | 196.7625 | 196.7625 | 11.9025 | 208.665 | 43.6191 | 38.8224 | 38.8224 | 38.8224 | 4.7968 | 43.6191 | 804.0826 | 702.4879 | 702.4879 | 746.2512 | 57.8315 | 760.3194 | 43.7633 | 43.7633 | 804.0826 | 138.3126 | 112.7183 | 112.7183 | 112.7183 | 25.5943 | 138.3126 | 2887.0637 | 2887.0637 | 1240.7555 | 1240.7555 | 305.1376 | 305.1376 | 583.0553 | 583.0553 | 758.1153 | 758.1153 | 539943237.0553 | 667200825.632 | 478121822.3313 | 66734114.9814 | 1752 | 33.1957 | 703453.1522 | 41533.4419 | 52.2165 | 1042.9846 | 40 | 2432 | 3689.5386 | 608 | 152 | 0.37054
3375 | 824.0866 | 152 | 800 | 3200 | 6 | 96.69% | 100 | 155.7519 | 153.7378 | 153.7378 | 1 | 155.7519 | 100 | 219.8247 | 207.2843 | 207.2843 | 207.2843 | 12.5404 | 219.8247 | 43.6148 | 38.818 | 38.818 | 38.818 | 4.7968 | 43.6148 | 938.4824 | 828.9661 | 828.9661 | 872.4485 | 66.0339 | 895 | 43.4823 | 43.4823 | 938.4824 | 136.7612 | 111.4167 | 111.4167 | 111.4167 | 25.3445 | 136.7612 | 2969.4495 | 2969.4495 | 1323.325 | 1323.325 | 305.1035 | 305.1035 | 582.9902 | 582.9902 | 758.0308 | 758.0308 | 545780227.5436 | 667200825.632 | 480949020.4971 | 58069926.3273 | 1752 | 36.1396 | 611646.5569 | 36112.9759 | 45.4018 | 1112.5169 | 40 | 2432 | 3689.5386 | 608 | 152 | 0.37272
3376 | 875.592 | 152 | 800 | 3200 | 6 | 97.19% | 100 | 159.6503 | 157.2317 | 157.2317 | 1 | 159.6503 | 100 | 231.1531 | 217.9652 | 217.9652 | 217.9652 | 13.1879 | 231.1531 | 43.6107 | 38.8139 | 38.8139 | 38.8139 | 4.7968 | 43.6107 | 1081.6142 | 963.5447 | 963.5447 | 1006.818 | 74.7962 | 1038.3409 | 43.2733 | 43.2733 | 1081.6142 | 135.6616 | 110.4845 | 110.4845 | 110.4845 | 25.1772 | 135.6616 | 3051.8367 | 3051.8367 | 1405.8851 | 1405.8851 | 305.0715 | 305.0715 | 582.929 | 582.929 | 757.9511 | 757.9511 | 551340468.7859 | 667200825.632 | 484239634.3768 | 49219071.2053 | 1752 | 38.8332 | 511459.6512 | 30197.7177 | 37.9651 | 1182.0492 | 40 | 2432 | 3689.5386 | 608 | 152 | 0.37526
3377 | 927.0974 | 152 | 800 | 3200 | 6 | 97.59% | 100 | 163.5919 | 161.1233 | 161.1233 | 1 | 163.5919 | 100 | 242.4758 | 228.6406 | 228.6406 | 228.6406 | 13.8352 | 242.4758 | 43.6069 | 38.8101 | 38.8101 | 38.8101 | 4.7968 | 43.6069 | 1250.5314 | 1122.2892 | 1122.2892 | 1165.3545 | 85.1769 | 1207.4661 | 43.0653 | 43.0653 | 1250.5314 | 134.7636 | 109.7196 | 109.7196 | 109.7196 | 25.044 | 134.7636 | 3134.2251 | 3134.2251 | 1488.4366 | 1488.4366 | 305.0412 | 305.0412 | 582.8712 | 582.8712 | 757.876 | 757.876 | 556172435.9648 | 667200825.632 | 486417678.8917 | 42209059.5115 | 1752 | 41.3485 | 437922.6486 | 25855.9292 | 32.5065 | 1251.5815 | 40 | 2432 | 3689.5386 | 608 | 152 | 0.37694
3378 | 978.6028 | 152 | 800 | 3200 | 6 | 97.94% | 100 | 167.5759 | 165.0976 | 165.0976 | 1 | 167.5759 | 100 | 253.8631 | 239.3769 | 239.3769 | 239.3769 | 14.4862 | 253.8631 | 43.6032 | 38.8065 | 38.8065 | 38.8065 | 4.7968 | 43.6032 | 1452.7197 | 1312.09 | 1312.09 | 1355.1545 | 97.5652 | 1409.6552 | 43.0645 | 43.0645 | 1452.7197 | 133.9943 | 109.065 | 109.065 | 109.065 | 24.9293 | 133.9943 | 3216.6145 | 3216.6145 | 1570.9803 | 1570.9803 | 305.0127 | 305.0127 | 582.8166 | 582.8166 | 757.805 | 757.805 | 560318168.7093 | 667200825.632 | 488357309.0051 | 36123696.6536 | 1752 | 43.6815 | 377347.7783 | 22279.4538 | 28.0101 | 1321.1138 | 40 | 2432 | 3689.5386 | 608 | 152 | 0.37843
3379 | 1030.1083 | 152 | 800 | 3200 | 6 | 98.21% | 100 | 171.6178 | 169.0792 | 169.0792 | 1 | 171.6178 | 100 | 265.356 | 250.2127 | 250.2127 | 250.2127 | 15.1433 | 265.356 | 43.5998 | 38.803 | 38.803 | 38.803 | 4.7968 | 43.5998 | 1664.0928 | 1510.0899 | 1510.0899 | 1553.5943 | 110.4985 | 1620.5885 | 43.5044 | 43.5044 | 1664.0928 | 133.4829 | 108.6215 | 108.6215 | 108.6215 | 24.8614 | 133.4829 | 3299.005 | 3299.005 | 1653.5168 | 1653.5168 | 304.9856 | 304.9856 | 582.7649 | 582.7649 | 757.7378 | 757.7378 | 564092064.3677 | 667200825.632 | 489382134.8531 | 31324975.8631 | 1752 | 45.864 | 333216.8024 | 19673.8626 | 24.7343 | 1390.6462 | 40 | 2432 | 3689.5386 | 608 | 152 | 0.37922
3380 | 20.6022 | 201.4 | 800 | 3200 | 7 | 61.44% | 100 | 124.0325 | 123.8147 | 123.8147 | 1 | 124.0325 | 100 | 85.4734 | 80.6082 | 80.6082 | 80.6082 | 4.8651 | 85.4734 | 43.7067 | 38.9099 | 38.9099 | 38.9099 | 4.7968 | 43.7067 | 161.2611 | 90.159 | 90.159 | 140.7639 | 20.4971 | 110.6562 | 50.6049 | 50.6049 | 161.2611 | 424.5456 | 347.077 | 347.077 | 347.077 | 77.4686 | 424.5456 | 1879.9727 | 1879.9727 | 33.1615 | 33.1615 | 405.2195 | 405.2195 | 681.7659 | 681.7659 | 759.8258 | 759.8258 | 36320761.8372 | 884041093.9624 | 155989305.6838 | 675648841.9205 | 1752 | 6.9235e-09 | 8342656.1334 | 492569.0111 | 619.2658 | 27.8129 | 53 | 2432 | 3689.5386 | 608 | 152 | 0.12079
3381 | 51.5054 | 201.4 | 800 | 3200 | 6 | 64.1% | 100 | 119.1229 | 118.8688 | 118.8688 | 1 | 119.1229 | 100 | 86.8217 | 81.8806 | 81.8806 | 81.8806 | 4.9411 | 86.8217 | 43.7135 | 38.9168 | 38.9168 | 38.9168 | 4.7968 | 43.7135 | 151.8484 | 82.7231 | 82.7231 | 132.2198 | 19.6286 | 102.3516 | 49.4968 | 49.4968 | 151.8484 | 443.4646 | 362.5624 | 362.5624 | 362.5624 | 80.9022 | 443.4646 | 1832.6402 | 1832.6402 | 82.9182 | 82.9182 | 405.2904 | 405.2904 | 584.473 | 584.473 | 759.9587 | 759.9587 | 89318942.2513 | 884041093.9624 | 149592286.6534 | 629047699.2744 | 1752 | 1.2212e-05 | 7591757.4191 | 448234.2775 | 563.5275 | 69.5323 | 53 | 2432 | 3689.5386 | 608 | 152 | 0.11594
3382 | 154.5162 | 201.4 | 800 | 3200 | 6 | 74% | 100 | 120.6236 | 120.6317 | 120.6317 | 1 | 120.6236 | 100 | 98.2146 | 92.6222 | 92.6222 | 92.6222 | 5.5924 | 98.2146 | 43.6914 | 38.8946 | 38.8946 | 38.8946 | 4.7968 | 43.6914 | 180.1578 | 112.2246 | 112.2246 | 159.4596 | 20.6981 | 132.9228 | 47.235 | 47.235 | 180.1578 | 380.4505 | 310.8501 | 310.8501 | 310.8501 | 69.6004 | 380.4505 | 1997.3409 | 1997.3409 | 248.6131 | 248.6131 | 405.0601 | 405.0601 | 584.1409 | 584.1409 | 759.5269 | 759.5269 | 234767393.4115 | 884041093.9624 | 177689022.451 | 455502492.585 | 1752 | 0.66671 | 5232171.6339 | 308919.074 | 388.3781 | 208.5969 | 53 | 2432 | 3689.5386 | 608 | 152 | 0.13922
3383 | 206.0217 | 201.4 | 800 | 3200 | 6 | 78.75% | 100 | 121.7036 | 121.5449 | 121.5449 | 1 | 121.7036 | 100 | 106.5058 | 100.4398 | 100.4398 | 100.4398 | 6.066 | 106.5058 | 43.6818 | 38.885 | 38.885 | 38.885 | 4.7968 | 43.6818 | 204.5343 | 136.1311 | 136.1311 | 182.5256 | 22.0087 | 158.1398 | 46.3945 | 46.3945 | 204.5343 | 324.6013 | 265.0735 | 265.0735 | 265.0735 | 59.5278 | 324.6013 | 2079.699 | 2079.699 | 331.4024 | 331.4024 | 404.9602 | 404.9602 | 583.9968 | 583.9968 | 759.3396 | 759.3396 | 287517846.5283 | 884041093.9624 | 208115040.7963 | 372326020.136 | 1752 | 2.003 | 4212328.2063 | 248705.2452 | 312.6763 | 278.1292 | 53 | 2432 | 3689.5386 | 608 | 152 | 0.16276
3384 | 257.5271 | 201.4 | 800 | 3200 | 6 | 82.99% | 100 | 123.3638 | 122.9928 | 122.9928 | 1 | 123.3638 | 100 | 115.8273 | 109.229 | 109.229 | 109.229 | 6.5983 | 115.8273 | 43.6731 | 38.8763 | 38.8763 | 38.8763 | 4.7968 | 43.6731 | 237.8767 | 167.6544 | 167.6544 | 213.9558 | 23.9209 | 191.5753 | 46.3014 | 46.3014 | 237.8767 | 281.9237 | 230.1048 | 230.1048 | 230.1048 | 51.8189 | 281.9237 | 2162.0614 | 2162.0614 | 414.1595 | 414.1595 | 404.8687 | 404.8687 | 583.865 | 583.865 | 759.1681 | 759.1681 | 329290861.2143 | 884041093.9624 | 240586341.4756 | 298081719.3429 | 1752 | 4.1147 | 3342480.3335 | 197347.4882 | 248.1085 | 347.6615 | 53 | 2432 | 3689.5386 | 608 | 152 | 0.18778
3385 | 309.0325 | 201.4 | 800 | 3200 | 6 | 86.66% | 100 | 125.7 | 124.9159 | 124.9159 | 1 | 125.7 | 100 | 125.3634 | 118.2205 | 118.2205 | 118.2205 | 7.1429 | 125.3634 | 43.665 | 38.8682 | 38.8682 | 38.8682 | 4.7968 | 43.665 | 283.9493 | 211.0006 | 211.0006 | 257.2581 | 26.6912 | 237.6918 | 46.2574 | 46.2574 | 283.9493 | 252.681 | 206.5743 | 206.5743 | 206.5743 | 46.1067 | 252.681 | 2244.4275 | 2244.4275 | 496.8883 | 496.8883 | 404.7847 | 404.7847 | 583.7438 | 583.7438 | 759.0106 | 759.0106 | 364254087.5017 | 884041093.9624 | 269914265.4584 | 233790553.7091 | 1752 | 6.9012 | 2630483.2046 | 155309.5909 | 195.2578 | 417.1938 | 53 | 2432 | 3689.5386 | 608 | 152 | 0.21037
3386 | 360.5379 | 201.4 | 800 | 3200 | 6 | 89.52% | 100 | 128.0632 | 126.9225 | 126.9225 | 1 | 128.0632 | 100 | 135.9069 | 128.1619 | 128.1619 | 128.1619 | 7.745 | 135.9069 | 43.6575 | 38.8608 | 38.8608 | 38.8608 | 4.7968 | 43.6575 | 342.8176 | 266.4325 | 266.4325 | 312.5726 | 30.245 | 296.6776 | 46.14 | 46.14 | 342.8176 | 230.589 | 188.3837 | 188.3837 | 188.3837 | 42.2053 | 230.589 | 2326.7969 | 2326.7969 | 579.5921 | 579.5921 | 404.7073 | 404.7073 | 583.6321 | 583.6321 | 758.8654 | 758.8654 | 390618306.2043 | 884041093.9624 | 293644043.0942 | 183696558.5143 | 1752 | 10.2943 | 2063121.8875 | 121811.3142 | 153.1432 | 486.7262 | 53 | 2432 | 3689.5386 | 608 | 152 | 0.22865
3387 | 412.0433 | 201.4 | 800 | 3200 | 6 | 91.79% | 100 | 130.784 | 129.2811 | 129.2811 | 1 | 130.784 | 100 | 147.0851 | 138.7016 | 138.7016 | 138.7016 | 8.3835 | 147.0851 | 43.6507 | 38.8539 | 38.8539 | 38.8539 | 4.7968 | 43.6507 | 417.9148 | 337.1716 | 337.1716 | 383.1131 | 34.8017 | 371.9733 | 45.9415 | 45.9415 | 417.9148 | 215.2169 | 175.7092 | 175.7092 | 175.7092 | 39.5077 | 215.2169 | 2409.1693 | 2409.1693 | 662.2738 | 662.2738 | 404.6357 | 404.6357 | 583.5288 | 583.5288 | 758.7311 | 758.7311 | 411493530.0922 | 884041093.9624 | 312665601.4987 | 143799774.4467 | 1752 | 13.9504 | 1595312.8909 | 94190.8285 | 118.4183 | 556.2585 | 53 | 2432 | 3689.5386 | 608 | 152 | 0.2433
3388 | 463.5487 | 201.4 | 800 | 3200 | 6 | 93.27% | 100 | 133.9268 | 132.4854 | 132.4854 | 1 | 133.9268 | 100 | 159.0875 | 150.0185 | 150.0185 | 150.0185 | 9.069 | 159.0875 | 43.6443 | 38.8475 | 38.8475 | 38.8475 | 4.7968 | 43.6443 | 500.2821 | 414.7103 | 414.7103 | 460.5089 | 39.7732 | 454.4835 | 45.7986 | 45.7986 | 500.2821 | 206.0632 | 168.1263 | 168.1263 | 168.1263 | 37.9369 | 206.0632 | 2491.5443 | 2491.5443 | 744.9356 | 744.9356 | 404.5692 | 404.5692 | 583.433 | 583.433 | 758.6065 | 758.6065 | 426521694.143 | 884041093.9624 | 323454039.8464 | 117983172.0481 | 1752 | 17.9734 | 1315724.576 | 77683.3113 | 97.6647 | 625.7908 | 53 | 2432 | 3689.5386 | 608 | 152 | 0.25162
3389 | 515.0541 | 201.4 | 800 | 3200 | 6 | 94.44% | 100 | 137.3492 | 135.7113 | 135.7113 | 1 | 137.3492 | 100 | 171.6562 | 161.8693 | 161.8693 | 161.8693 | 9.7869 | 171.6562 | 43.6384 | 38.8416 | 38.8416 | 38.8416 | 4.7968 | 43.6384 | 590.5978 | 499.5871 | 499.5871 | 545.3399 | 45.2579 | 544.845 | 45.7528 | 45.7528 | 590.5978 | 199.9843 | 163.0723 | 163.0723 | 163.0723 | 36.912 | 199.9843 | 2573.9217 | 2573.9217 | 827.5798 | 827.5798 | 404.5074 | 404.5074 | 583.3439 | 583.3439 | 758.4906 | 758.4906 | 438705341.5533 | 884041093.9624 | 331874572.5586 | 97378991.9257 | 1752 | 21.862 | 1078502.8023 | 63677.2091 | 80.056 | 695.3231 | 53 | 2432 | 3689.5386 | 608 | 152 | 0.25811
3390 | 566.5595 | 201.4 | 800 | 3200 | 6 | 95.41% | 100 | 140.9073 | 139.0586 | 139.0586 | 1 | 140.9073 | 100 | 184.2516 | 173.7452 | 173.7452 | 173.7452 | 10.5064 | 184.2516 | 43.6328 | 38.836 | 38.836 | 38.836 | 4.7968 | 43.6328 | 698.4782 | 600.9958 | 600.9958 | 646.6398 | 51.8384 | 652.8342 | 45.644 | 45.644 | 698.4782 | 195.4252 | 159.2723 | 159.2723 | 159.2723 | 36.1529 | 195.4252 | 2656.3012 | 2656.3012 | 910.2081 | 910.2081 | 404.4498 | 404.4498 | 583.2608 | 583.2608 | 758.3825 | 758.3825 | 449223504.158 | 884041093.9624 | 338314880.5048 | 80420521.3747 | 1752 | 25.5458 | 889978.2494 | 52546.2993 | 66.0621 | 764.8554 | 53 | 2432 | 3689.5386 | 608 | 152 | 0.26307
3391 | 618.065 | 201.4 | 800 | 3200 | 6 | 96.27% | 100 | 144.5742 | 142.273 | 142.273 | 1 | 144.5742 | 100 | 196.8737 | 185.6461 | 185.6461 | 185.6461 | 11.2276 | 196.8737 | 43.6277 | 38.8309 | 38.8309 | 38.8309 | 4.7968 | 43.6277 | 834.0872 | 728.2077 | 728.2077 | 773.9463 | 60.1409 | 788.3486 | 45.7386 | 45.7386 | 834.0872 | 191.6955 | 156.1654 | 156.1654 | 156.1654 | 35.5301 | 191.6955 | 2738.6826 | 2738.6826 | 992.822 | 992.822 | 404.3959 | 404.3959 | 583.1831 | 583.1831 | 758.2815 | 758.2815 | 458178795.3168 | 884041093.9624 | 344497069.7113 | 65283041.0095 | 1752 | 28.9496 | 722085.2834 | 42633.5244 | 53.5996 | 834.3877 | 53 | 2432 | 3689.5386 | 608 | 152 | 0.26783
3392 | 669.5704 | 201.4 | 800 | 3200 | 6 | 96.88% | 100 | 148.3109 | 146.329 | 146.329 | 1 | 148.3109 | 100 | 209.7562 | 197.7925 | 197.7925 | 197.7925 | 11.9637 | 209.7562 | 43.6228 | 38.826 | 38.826 | 38.826 | 4.7968 | 43.6228 | 999.4281 | 883.8604 | 883.8604 | 929.2356 | 70.1925 | 954.0529 | 45.3752 | 45.3752 | 999.4281 | 188.5826 | 153.5682 | 153.5682 | 153.5682 | 35.0144 | 188.5826 | 2821.0657 | 2821.0657 | 1075.423 | 1075.423 | 404.3455 | 404.3455 | 583.1103 | 583.1103 | 758.1869 | 758.1869 | 465051360.7855 | 884041093.9624 | 348303679.6876 | 54603865.5645 | 1752 | 32.1894 | 598548.2781 | 35339.6243 | 44.4296 | 903.92 | 53 | 2432 | 3689.5386 | 608 | 152 | 0.27076
3393 | 721.0758 | 201.4 | 800 | 3200 | 6 | 97.33% | 100 | 152.1945 | 150.3423 | 150.3423 | 1 | 152.1945 | 100 | 222.9347 | 210.218 | 210.218 | 210.218 | 12.7167 | 222.9347 | 43.6183 | 38.8215 | 38.8215 | 38.8215 | 4.7968 | 43.6183 | 1162.9004 | 1037.3791 | 1037.3791 | 1082.7451 | 80.1552 | 1117.5343 | 45.366 | 45.366 | 1162.9004 | 186.8272 | 152.0793 | 152.0793 | 152.0793 | 34.7479 | 186.8272 | 2903.4504 | 2903.4504 | 1158.0122 | 1158.0122 | 404.2981 | 404.2981 | 583.042 | 583.042 | 758.0981 | 758.0981 | 470855530.2727 | 884041093.9624 | 350303952.5696 | 46799427.7676 | 1752 | 35.2364 | 516744.1257 | 30509.7248 | 38.3573 | 973.4523 | 53 | 2432 | 3689.5386 | 608 | 152 | 0.27231
3394 | 772.5812 | 201.4 | 800 | 3200 | 6 | 97.79% | 100 | 156.1184 | 153.8085 | 153.8085 | 1 | 156.1184 | 100 | 236.0832 | 222.6151 | 222.6151 | 222.6151 | 13.4681 | 236.0832 | 43.614 | 38.8172 | 38.8172 | 38.8172 | 4.7968 | 43.614 | 1369.3491 | 1231.1412 | 1231.1412 | 1276.5553 | 92.7938 | 1323.935 | 45.4141 | 45.4141 | 1369.3491 | 185.2541 | 150.7491 | 150.7491 | 150.7491 | 34.505 | 185.2541 | 2985.8365 | 2985.8365 | 1240.5906 | 1240.5906 | 404.2535 | 404.2535 | 582.9778 | 582.9778 | 758.0146 | 758.0146 | 476146215.2664 | 884041093.9624 | 353031224.6014 | 38781466.1697 | 1752 | 38.0115 | 421847.6729 | 24906.8268 | 31.3133 | 1042.9846 | 53 | 2432 | 3689.5386 | 608 | 152 | 0.27441
3395 | 824.0866 | 201.4 | 800 | 3200 | 6 | 98.1% | 100 | 160.0998 | 157.8725 | 157.8725 | 1 | 160.0998 | 100 | 249.3247 | 235.0998 | 235.0998 | 235.0998 | 14.2249 | 249.3247 | 43.6099 | 38.8132 | 38.8132 | 38.8132 | 4.7968 | 43.6099 | 1595.003 | 1443.0668 | 1443.0668 | 1488.4275 | 106.5755 | 1549.6423 | 45.3607 | 45.3607 | 1595.003 | 184.213 | 149.857 | 149.857 | 149.857 | 34.3561 | 184.213 | 3068.2239 | 3068.2239 | 1323.1592 | 1323.1592 | 404.2116 | 404.2116 | 582.9172 | 582.9172 | 757.9359 | 757.9359 | 480651062.6614 | 884041093.9624 | 354096428.2088 | 33211415.1674 | 1752 | 40.6186 | 365485.6378 | 21579.0866 | 27.1296 | 1112.5169 | 53 | 2432 | 3689.5386 | 608 | 152 | 0.27523
3396 | 875.592 | 201.4 | 800 | 3200 | 6 | 98.43% | 100 | 164.0958 | 161.5665 | 161.5665 | 1 | 164.0958 | 100 | 262.6286 | 247.6433 | 247.6433 | 247.6433 | 14.9853 | 262.6286 | 43.6061 | 38.8094 | 38.8094 | 38.8094 | 4.7968 | 43.6061 | 1890.6434 | 1720.6988 | 1720.6988 | 1766.0004 | 124.643 | 1845.3418 | 45.3016 | 45.3016 | 1890.6434 | 183.0845 | 148.8953 | 148.8953 | 148.8953 | 34.1892 | 183.0845 | 3150.6125 | 3150.6125 | 1405.7189 | 1405.7189 | 404.1719 | 404.1719 | 582.8601 | 582.8601 | 757.8616 | 757.8616 | 484386637.8169 | 884041093.9624 | 356003666.5959 | 27568601.6248 | 1752 | 43.0068 | 299466.5755 | 17681.174 | 22.2291 | 1182.0492 | 53 | 2432 | 3689.5386 | 608 | 152 | 0.2767
3397 | 927.0974 | 201.4 | 800 | 3200 | 6 | 98.65% | 100 | 168.1429 | 165.5929 | 165.5929 | 1 | 168.1429 | 100 | 276.1096 | 260.3536 | 260.3536 | 260.3536 | 15.7559 | 276.1096 | 43.6025 | 38.8058 | 38.8058 | 38.8058 | 4.7968 | 43.6025 | 2199.3325 | 2010.8038 | 2010.8038 | 2055.8907 | 143.4419 | 2154.2457 | 45.0869 | 45.0869 | 2199.3325 | 182.3788 | 148.2835 | 148.2835 | 148.2835 | 34.0953 | 182.3788 | 3233.0022 | 3233.0022 | 1488.2703 | 1488.2703 | 404.1345 | 404.1345 | 582.8061 | 582.8061 | 757.7913 | 757.7913 | 487573124.0409 | 884041093.9624 | 356798528.356 | 23587253.6407 | 1752 | 45.2476 | 254884.8031 | 15048.9668 | 18.9198 | 1251.5815 | 53 | 2432 | 3689.5386 | 608 | 152 | 0.27731
3398 | 978.6028 | 201.4 | 800 | 3200 | 5 | 98.8% | 100 | 166.9661 | 165.3333 | 165.3333 | 1 | 166.9661 | 100 | 289.7277 | 273.1949 | 273.1949 | 273.1949 | 16.5328 | 289.7277 | 43.6032 | 38.8064 | 38.8064 | 38.8064 | 4.7968 | 43.6032 | 2100.2537 | 1918.1979 | 1918.1979 | 1962.9154 | 137.3383 | 2055.5362 | 44.7175 | 44.7175 | 2100.2537 | 182.011 | 147.9525 | 147.9525 | 147.9525 | 34.0585 | 182.011 | 3218.6005 | 3218.6005 | 1570.9769 | 1570.9769 | 404.1409 | 404.1409 | 485.6794 | 485.6794 | 757.8033 | 757.8033 | 490197731.682 | 884041093.9624 | 356733394.3314 | 21027780.0242 | 1752 | 47.346 | 221742.3155 | 13092.1605 | 16.4597 | 1321.1138 | 53 | 2432 | 3689.5386 | 608 | 152 | 0.27726
3399 | 1030.1083 | 201.4 | 800 | 3200 | 6 | 98.95% | 100 | 176.3251 | 174.2705 | 174.2705 | 1 | 176.3251 | 100 | 303.3284 | 286.0165 | 286.0165 | 286.0165 | 17.3119 | 303.3284 | 43.5959 | 38.7991 | 38.7991 | 38.7991 | 4.7968 | 43.5959 | 2865.9938 | 2638.2845 | 2638.2845 | 2681.754 | 184.2398 | 2822.5243 | 43.4695 | 43.4695 | 2865.9938 | 181.6699 | 147.6423 | 147.6423 | 147.6423 | 34.0276 | 181.6699 | 3397.7845 | 3397.7845 | 1653.3509 | 1653.3509 | 404.0654 | 404.0654 | 582.7064 | 582.7064 | 757.6618 | 757.6618 | 492716984.8824 | 884041093.9624 | 356929630.2144 | 18312290.9408 | 1752 | 49.2851 | 187219.4764 | 11053.8551 | 13.8971 | 1390.6462 | 53 | 2432 | 3689.5386 | 608 | 152 | 0.27742
3400 | 20.6022 | 250.8 | 800 | 3200 | 7 | 73.25% | 100 | 123.1712 | 123.0186 | 123.0186 | 1 | 123.1712 | 100 | 86.7806 | 81.8395 | 81.8395 | 81.8395 | 4.9411 | 86.7806 | 45.6289 | 40.6197 | 40.6197 | 40.6197 | 5.0092 | 45.6289 | 209.6984 | 129.8976 | 129.8976 | 185.3163 | 24.3822 | 154.2797 | 55.4187 | 55.4187 | 209.6984 | 341.3522 | 278.7681 | 278.7681 | 278.7681 | 62.5842 | 341.3522 | 1978.7041 | 1978.7041 | 33.1504 | 33.1504 | 504.4442 | 504.4442 | 681.5379 | 681.5379 | 759.5717 | 759.5717 | 35625453.7738 | 1054196535.308 | 193518906.7653 | 468659104.1528 | 1752 | 0.30777 | 6350647.7096 | 374956.3943 | 471.4013 | 27.8129 | 66 | 2432 | 3689.5386 | 608 | 152 | 0.15163
3401 | 51.5054 | 250.8 | 800 | 3200 | 6 | 75.48% | 100 | 118.3555 | 118.0585 | 118.0585 | 1 | 118.3555 | 100 | 89.033 | 83.9644 | 83.9644 | 83.9644 | 5.0686 | 89.033 | 45.6326 | 40.6237 | 40.6237 | 40.6237 | 5.0089 | 45.6326 | 198.3299 | 121.0011 | 121.0011 | 175.0088 | 23.3211 | 144.3222 | 54.0077 | 54.0077 | 198.3299 | 363.0449 | 296.3076 | 296.3076 | 296.3076 | 66.7373 | 363.0449 | 1931.3676 | 1931.3676 | 82.8888 | 82.8888 | 504.5227 | 504.5227 | 584.2662 | 584.2662 | 759.6899 | 759.6899 | 86894126.8576 | 1054268242.4251 | 181195565.856 | 429642064.8613 | 1752 | 0.74385 | 5670255.0906 | 334784.4977 | 420.8966 | 69.5323 | 66 | 2432 | 3689.5386 | 608 | 152 | 0.14219
3402 | 154.5162 | 250.8 | 800 | 3200 | 6 | 83.01% | 100 | 120.7399 | 120.215 | 120.215 | 1 | 120.7399 | 100 | 101.7916 | 95.9938 | 95.9938 | 95.9938 | 5.7977 | 101.7916 | 45.6185 | 40.6088 | 40.6088 | 40.6088 | 5.0097 | 45.6185 | 247.9858 | 171.283 | 171.283 | 222.3946 | 25.5912 | 196.8742 | 51.1115 | 51.1115 | 247.9858 | 377.8677 | 307.6805 | 307.6805 | 307.6805 | 70.1873 | 377.8677 | 2096.0808 | 2096.0808 | 248.5403 | 248.5403 | 504.2666 | 504.2666 | 583.9697 | 583.9697 | 759.3043 | 759.3043 | 226467716.0954 | 1054078806.5183 | 173733849.6309 | 297719601.6483 | 1752 | 3.9928 | 3699906.1577 | 218450.7054 | 274.6398 | 208.5969 | 66 | 2432 | 3689.5386 | 608 | 152 | 0.13645
3403 | 206.0217 | 250.8 | 800 | 3200 | 6 | 86.42% | 100 | 122.4668 | 121.8778 | 121.8778 | 1 | 122.4668 | 100 | 111.8469 | 105.4751 | 105.4751 | 105.4751 | 6.3718 | 111.8469 | 45.606 | 40.5968 | 40.5968 | 40.5968 | 5.0093 | 45.606 | 290.2127 | 211.9321 | 211.9321 | 262.2854 | 27.9273 | 239.8594 | 50.3533 | 50.3533 | 290.2127 | 352.5648 | 286.771 | 286.771 | 286.771 | 65.7938 | 352.5648 | 2178.444 | 2178.444 | 331.3135 | 331.3135 | 504.1547 | 504.1547 | 583.8401 | 583.8401 | 759.1357 | 759.1357 | 272980875.4462 | 1054265632.2934 | 186810565.8882 | 237942895.4488 | 1752 | 6.4822 | 2915328.4441 | 172127.4886 | 216.4015 | 278.1292 | 66 | 2432 | 3689.5386 | 608 | 152 | 0.14652
3404 | 257.5271 | 250.8 | 800 | 3200 | 6 | 89.34% | 100 | 124.5896 | 123.7619 | 123.7619 | 1 | 124.5896 | 100 | 123.6231 | 116.5791 | 116.5791 | 116.5791 | 7.044 | 123.6231 | 45.594 | 40.5852 | 40.5852 | 40.5852 | 5.0089 | 45.594 | 348.4126 | 267.1056 | 267.1056 | 317.0333 | 31.3793 | 298.4849 | 49.9277 | 49.9277 | 348.4126 | 322.9592 | 262.3966 | 262.3966 | 262.3966 | 60.5625 | 322.9592 | 2260.8108 | 2260.8108 | 414.0573 | 414.0573 | 504.0518 | 504.0518 | 583.7209 | 583.7209 | 758.9808 | 758.9808 | 307648178.3862 | 1054278508.821 | 203381614.4569 | 186691713.2827 | 1752 | 9.5634 | 2266461.5047 | 133816.9384 | 168.2369 | 347.6615 | 66 | 2432 | 3689.5386 | 608 | 152 | 0.15929
3405 | 309.0325 | 250.8 | 800 | 3200 | 6 | 91.7% | 100 | 127.1363 | 126.0466 | 126.0466 | 1 | 127.1363 | 100 | 136.3436 | 128.5734 | 128.5734 | 128.5734 | 7.7702 | 136.3436 | 45.585 | 40.5763 | 40.5763 | 40.5763 | 5.0087 | 45.585 | 425.2616 | 339.5954 | 339.5954 | 389.2568 | 36.0048 | 375.6002 | 49.6614 | 49.6614 | 425.2616 | 299.0957 | 242.7969 | 242.7969 | 242.7969 | 56.2989 | 299.0957 | 2343.1808 | 2343.1808 | 496.7752 | 496.7752 | 503.9568 | 503.9568 | 583.6109 | 583.6109 | 758.8378 | 758.8378 | 333352746.6205 | 1054322915.1546 | 218849246.3734 | 145475141.4255 | 1752 | 13.0442 | 1751297.6613 | 103400.517 | 129.9968 | 417.1938 | 66 | 2432 | 3689.5386 | 608 | 152 | 0.1712
3406 | 360.5379 | 250.8 | 800 | 3200 | 6 | 93.46% | 100 | 130.0952 | 128.7511 | 128.7511 | 1 | 130.0952 | 100 | 149.9988 | 141.449 | 141.449 | 141.449 | 8.5498 | 149.9988 | 45.5741 | 40.5658 | 40.5658 | 40.5658 | 5.0083 | 45.5741 | 520.302 | 428.7838 | 428.7838 | 478.5745 | 41.7275 | 470.5113 | 49.7907 | 49.7907 | 520.302 | 282.2675 | 228.9577 | 228.9577 | 228.9577 | 53.3098 | 282.2675 | 2425.5538 | 2425.5538 | 579.47 | 579.47 | 503.869 | 503.869 | 583.5092 | 583.5092 | 758.7056 | 758.7056 | 352767077.7294 | 1054396570.0984 | 230281132.7635 | 114555219.4088 | 1752 | 16.8247 | 1382434.5516 | 81622.0169 | 102.6165 | 486.7262 | 66 | 2432 | 3689.5386 | 608 | 152 | 0.18001
3407 | 412.0433 | 250.8 | 800 | 3200 | 6 | 94.88% | 100 | 133.2742 | 131.6568 | 131.6568 | 1 | 133.2742 | 100 | 163.9218 | 154.5769 | 154.5769 | 154.5769 | 9.3448 | 163.9218 | 45.5672 | 40.5589 | 40.5589 | 40.5589 | 5.0083 | 45.5672 | 641.0441 | 542.8269 | 542.8269 | 591.9252 | 49.1189 | 591.9458 | 49.0983 | 49.0983 | 641.0441 | 270.082 | 218.9459 | 218.9459 | 218.9459 | 51.1361 | 270.082 | 2507.9293 | 2507.9293 | 662.1443 | 662.1443 | 503.7874 | 503.7874 | 583.4148 | 583.4148 | 758.5828 | 758.5828 | 367973520.3393 | 1054412075.9058 | 239917288.499 | 89697178.7876 | 1752.0001 | 20.5572 | 1063789.5165 | 62808.5039 | 78.9639 | 556.2585 | 66 | 2432 | 3689.5386 | 608 | 152 | 0.18743
3408 | 463.5487 | 250.8 | 800 | 3200 | 6 | 95.89% | 100 | 136.7461 | 134.9472 | 134.9472 | 1 | 136.7461 | 100 | 178.389 | 168.2179 | 168.2179 | 168.2179 | 10.171 | 178.389 | 45.5613 | 40.553 | 40.553 | 40.553 | 5.0083 | 45.5613 | 780.0486 | 673.174 | 673.174 | 722.4782 | 57.5704 | 730.7444 | 49.3042 | 49.3042 | 780.0486 | 262.248 | 212.4507 | 212.4507 | 212.4507 | 49.7973 | 262.248 | 2590.3071 | 2590.3071 | 744.8001 | 744.8001 | 503.7115 | 503.7115 | 583.3269 | 583.3269 | 758.4685 | 758.4685 | 379727849.8246 | 1054425940.1402 | 245824703.1063 | 72021446.5489 | 1751.9999 | 24.2688 | 857503.2959 | 50628.9057 | 63.6515 | 625.7908 | 66 | 2432 | 3689.5386 | 608 | 152 | 0.19198
3409 | 515.0541 | 250.8 | 800 | 3200 | 6 | 96.67% | 100 | 140.767 | 138.7607 | 138.7607 | 1 | 140.767 | 100 | 193.1423 | 182.1286 | 182.1286 | 182.1286 | 11.0137 | 193.1423 | 45.5548 | 40.5466 | 40.5466 | 40.5466 | 5.0082 | 45.5548 | 941.4536 | 824.6288 | 824.6288 | 874.0752 | 67.3784 | 892.0072 | 49.4464 | 49.4464 | 941.4536 | 259.6516 | 210.737 | 210.737 | 210.737 | 48.9145 | 259.6516 | 2672.687 | 2672.687 | 827.4394 | 827.4394 | 503.6408 | 503.6408 | 583.2449 | 583.2449 | 758.3619 | 758.3619 | 389329975.8499 | 1054394510.4099 | 249848452.2782 | 58427061.4621 | 1752 | 27.8134 | 695320.5014 | 41053.272 | 51.6128 | 695.3231 | 66 | 2432 | 3689.5386 | 608 | 152 | 0.19508
3410 | 566.5595 | 250.8 | 800 | 3200 | 6 | 97.31% | 100 | 144.4874 | 142.3248 | 142.3248 | 1 | 144.4874 | 100 | 208.0647 | 196.1987 | 196.1987 | 196.1987 | 11.8661 | 208.0647 | 45.5492 | 40.541 | 40.541 | 40.541 | 5.0082 | 45.5492 | 1145.7792 | 1016.7419 | 1016.7419 | 1065.926 | 79.8532 | 1096.5952 | 49.1841 | 49.1841 | 1145.7792 | 255.1431 | 206.9752 | 206.9752 | 206.9752 | 48.1678 | 255.1431 | 2755.0687 | 2755.0687 | 910.0637 | 910.0637 | 503.5746 | 503.5746 | 583.1682 | 583.1682 | 758.2622 | 758.2622 | 396899190.3434 | 1054430637.8942 | 253479278.0091 | 47190893.7533 | 1752 | 31.1139 | 557982.0196 | 32944.502 | 41.4184 | 764.8554 | 66 | 2432 | 3689.5386 | 608 | 152 | 0.19788
3411 | 618.065 | 250.8 | 800 | 3200 | 5 | 97.76% | 100 | 143.0639 | 141.4116 | 141.4116 | 1 | 143.0639 | 100 | 223.3512 | 210.6136 | 210.6136 | 210.6136 | 12.7376 | 223.3512 | 45.5497 | 40.5416 | 40.5416 | 40.5416 | 5.0081 | 45.5497 | 1154.1563 | 1024.9136 | 1024.9136 | 1073.8514 | 80.3049 | 1105.2185 | 48.9379 | 48.9379 | 1154.1563 | 252.2043 | 204.5033 | 204.5033 | 204.5033 | 47.7009 | 252.2043 | 2740.6684 | 2740.6684 | 992.819 | 992.819 | 503.5858 | 503.5858 | 485.9844 | 485.9844 | 758.2792 | 758.2792 | 402925658.2718 | 1054428192.8077 | 255376567.5524 | 39269581.3681 | 1752 | 34.2289 | 465641.4719 | 27492.5103 | 34.564 | 834.3877 | 66 | 2432 | 3689.5386 | 608 | 152 | 0.19934
3412 | 669.5704 | 250.8 | 800 | 3200 | 6 | 98.1% | 100 | 152.257 | 150.354 | 150.354 | 1 | 152.257 | 100 | 238.8032 | 225.1811 | 225.1811 | 225.1811 | 13.6222 | 238.8032 | 45.5388 | 40.5307 | 40.5307 | 40.5307 | 5.0081 | 45.5388 | 1615.9119 | 1458.8246 | 1458.8246 | 1507.4372 | 108.4747 | 1567.2993 | 48.6126 | 48.6126 | 1615.9119 | 250.3191 | 202.8893 | 202.8893 | 202.8893 | 47.4298 | 250.3191 | 2919.8371 | 2919.8371 | 1075.2729 | 1075.2729 | 503.4542 | 503.4542 | 583.0289 | 583.0289 | 758.0811 | 758.0811 | 407932955.0574 | 1054425739.9803 | 256333839.0245 | 33307465.9378 | 1752 | 37.1279 | 388555.1635 | 22941.1628 | 28.842 | 903.92 | 66 | 2432 | 3689.5386 | 608 | 152 | 0.20008
3413 | 721.0758 | 250.8 | 800 | 3200 | 5 | 98.43% | 100 | 150.9641 | 148.9507 | 148.9507 | 1 | 150.9641 | 100 | 254.3827 | 239.8721 | 239.8721 | 239.8721 | 14.5106 | 254.3827 | 45.5393 | 40.5313 | 40.5313 | 40.5313 | 5.0081 | 45.5393 | 1596.2494 | 1441.0184 | 1441.0184 | 1489.0335 | 107.216 | 1548.2343 | 48.0151 | 48.0151 | 1596.2494 | 248.8576 | 201.6351 | 201.6351 | 201.6351 | 47.2225 | 248.8576 | 2905.4362 | 2905.4362 | 1158.009 | 1158.009 | 503.4642 | 503.4642 | 485.867 | 485.867 | 758.096 | 758.096 | 412278933.9929 | 1054427515.79 | 257781399.7928 | 27512156.0039 | 1752 | 39.788 | 316161.3821 | 18666.8726 | 23.4683 | 973.4523 | 66 | 2432 | 3689.5386 | 608 | 152 | 0.20119
3414 | 772.5812 | 250.8 | 800 | 3200 | 5 | 98.68% | 100 | 154.9728 | 153.162 | 153.162 | 1 | 154.9728 | 100 | 269.9154 | 254.5172 | 254.5172 | 254.5172 | 15.3982 | 269.9154 | 45.5348 | 40.5268 | 40.5268 | 40.5268 | 5.0081 | 45.5348 | 1900.8121 | 1727.3227 | 1727.3227 | 1774.9794 | 125.8327 | 1853.1553 | 47.6567 | 47.6567 | 1900.8121 | 247.5319 | 200.4986 | 200.4986 | 200.4986 | 47.0332 | 247.5319 | 2987.8224 | 2987.8224 | 1240.5874 | 1240.5874 | 503.4088 | 503.4088 | 485.8136 | 485.8136 | 758.0126 | 758.0126 | 416032532.3306 | 1054424514.5343 | 258351335.3005 | 23191617.8346 | 1752 | 42.2741 | 265612.8402 | 15682.374 | 19.7161 | 1042.9846 | 66 | 2432 | 3689.5386 | 608 | 152 | 0.20163
3415 | 824.0866 | 250.8 | 800 | 3200 | 5 | 98.91% | 100 | 159.0333 | 156.6363 | 156.6363 | 1 | 159.0333 | 100 | 285.5279 | 269.2374 | 269.2374 | 269.2374 | 16.2905 | 285.5279 | 45.5302 | 40.5222 | 40.5222 | 40.5222 | 5.008 | 45.5302 | 2231.8686 | 2037.9098 | 2037.9098 | 2085.752 | 146.1166 | 2184.0264 | 47.8422 | 47.8422 | 2231.8686 | 246.8211 | 199.8629 | 199.8629 | 199.8629 | 46.9582 | 246.8211 | 3070.2098 | 3070.2098 | 1323.156 | 1323.156 | 503.3566 | 503.3566 | 485.7632 | 485.7632 | 757.934 | 757.934 | 419332899.4968 | 1054448336.446 | 259067604.3501 | 19151159.7071 | 1752 | 44.5675 | 220525.6717 | 13020.3271 | 16.3694 | 1112.5169 | 66 | 2432 | 3689.5386 | 608 | 152 | 0.20218
3416 | 875.592 | 250.8 | 800 | 3200 | 5 | 99.04% | 100 | 163.1204 | 161.3275 | 161.3275 | 1 | 163.1204 | 100 | 301.1853 | 283.9999 | 283.9999 | 283.9999 | 17.1854 | 301.1853 | 45.526 | 40.518 | 40.518 | 40.518 | 5.008 | 45.526 | 2602.588 | 2386.0046 | 2386.0046 | 2433.8106 | 168.7774 | 2554.782 | 47.806 | 47.806 | 2602.588 | 246.4354 | 199.4975 | 199.4975 | 199.4975 | 46.9379 | 246.4354 | 3152.5984 | 3152.5984 | 1405.7157 | 1405.7157 | 503.3073 | 503.3073 | 485.7156 | 485.7156 | 757.8598 | 757.8598 | 422109617.3915 | 1054448336.446 | 258622649.0168 | 16819397.1458 | 1752 | 46.7164 | 193438.6286 | 11421.0477 | 14.3587 | 1182.0492 | 66 | 2432 | 3689.5386 | 608 | 152 | 0.20184
3417 | 927.0974 | 250.8 | 800 | 3200 | 5 | 99.18% | 100 | 167.2308 | 165.1725 | 165.1725 | 1 | 167.2308 | 100 | 316.9586 | 298.8716 | 298.8716 | 298.8716 | 18.087 | 316.9586 | 45.5221 | 40.5141 | 40.5141 | 40.5141 | 5.008 | 45.5221 | 2987.0854 | 2747.4168 | 2747.4168 | 2794.8446 | 192.2408 | 2939.6576 | 47.4278 | 47.4278 | 2987.0854 | 246.3082 | 199.3438 | 199.3438 | 199.3438 | 46.9644 | 246.3082 | 3234.9881 | 3234.9881 | 1488.2671 | 1488.2671 | 503.2607 | 503.2607 | 485.6707 | 485.6707 | 757.7897 | 757.7897 | 424450562.0368 | 1054448336.446 | 258659486.2239 | 14441615.2933 | 1752 | 48.7045 | 162821.5945 | 9613.3498 | 12.0861 | 1251.5815 | 66 | 2432 | 3689.5386 | 608 | 152 | 0.20187
3418 | 978.6028 | 250.8 | 800 | 3200 | 5 | 99.28% | 100 | 171.3553 | 169.2608 | 169.2608 | 1 | 171.3553 | 100 | 332.8398 | 313.845 | 313.845 | 313.845 | 18.9948 | 332.8398 | 45.5185 | 40.5105 | 40.5105 | 40.5105 | 5.008 | 45.5185 | 3394.6692 | 3131.0468 | 3131.0468 | 3177.5403 | 217.1288 | 3348.1756 | 46.4936 | 46.4936 | 3394.6692 | 246.2663 | 199.2614 | 199.2614 | 199.2614 | 47.0049 | 246.2663 | 3317.3789 | 3317.3789 | 1570.8109 | 1570.8109 | 503.2166 | 503.2166 | 485.6281 | 485.6281 | 757.7233 | 757.7233 | 426440943.5811 | 1054448336.446 | 258454738.1197 | 12655981.8533 | 1752 | 50.5572 | 137838.5238 | 8138.2936 | 10.2316 | 1321.1138 | 66 | 2432 | 3689.5386 | 608 | 152 | 0.20171
3419 | 1030.1083 | 250.8 | 800 | 3200 | 4 | 99.35% | 100 | 170.23 | 169.0027 | 169.0027 | 1 | 170.23 | 100 | 348.8213 | 328.9147 | 328.9147 | 328.9147 | 19.9066 | 348.8213 | 45.5191 | 40.5111 | 40.5111 | 40.5111 | 5.008 | 45.5191 | 3068.6262 | 2826.2662 | 2826.2662 | 2871.5807 | 197.0455 | 3023.3117 | 45.3145 | 45.3145 | 3068.6262 | 246.3298 | 199.2701 | 199.2701 | 199.2701 | 47.0597 | 246.3298 | 3302.977 | 3302.977 | 1653.5099 | 1653.5099 | 503.2242 | 503.2242 | 388.5083 | 388.5083 | 757.7346 | 757.7346 | 428231908.579 | 1054448336.446 | 257847743.1964 | 11472011.7787 | 1752 | 52.2934 | 125170.8601 | 7390.3665 | 9.2913 | 1390.6462 | 66 | 2432 | 3689.5386 | 608 | 152 | 0.20124
3420 | 20.6022 | 300.2 | 800 | 3200 | 7 | 79.69% | 100 | 123.5662 | 123.4225 | 123.4225 | 1 | 123.5662 | 100 | 90.4082 | 85.2591 | 85.2591 | 85.2591 | 5.1491 | 90.4082 | 50.5651 | 45.0125 | 45.0125 | 45.0125 | 5.5526 | 50.5651 | 253.716 | 171.0204 | 171.0204 | 226.6564 | 27.0596 | 198.08 | 55.636 | 55.636 | 253.716 | 292.1255 | 237.9376 | 237.9376 | 237.9376 | 54.1879 | 292.1255 | 2077.4427 | 2077.4427 | 33.1405 | 33.1405 | 603.6238 | 603.6238 | 681.334 | 681.334 | 759.3445 | 759.3445 | 34292150.6018 | 1138347663.5196 | 223442592.3711 | 355917593.5075 | 1752 | 3.4477 | 4831668.9839 | 285272.505 | 358.6493 | 27.8129 | 79 | 2432 | 3689.5386 | 608 | 152 | 0.17474
3421 | 51.5054 | 300.2 | 800 | 3200 | 6 | 81.6% | 100 | 119.0887 | 118.7653 | 118.7653 | 1 | 119.0887 | 100 | 92.6817 | 87.4038 | 87.4038 | 87.4038 | 5.2779 | 92.6817 | 50.5702 | 45.0178 | 45.0178 | 45.0178 | 5.5525 | 50.5702 | 241.5167 | 161.2203 | 161.2203 | 215.5095 | 26.0072 | 187.2275 | 54.2892 | 54.2892 | 241.5167 | 312.49 | 254.3586 | 254.3586 | 254.3586 | 58.1314 | 312.49 | 2030.1029 | 2030.1029 | 82.8627 | 82.8627 | 603.7079 | 603.7079 | 584.082 | 584.082 | 759.4503 | 759.4503 | 83554452.9207 | 1138374867.2243 | 207741154.4447 | 322329525.4103 | 1752 | 4.6116 | 4269737.6166 | 252094.8247 | 316.9378 | 69.5323 | 79 | 2432 | 3689.5386 | 608 | 152 | 0.16265
3422 | 154.5162 | 300.2 | 800 | 3200 | 6 | 87.72% | 100 | 122.5428 | 121.7657 | 121.7657 | 1 | 122.5428 | 100 | 105.9297 | 99.8948 | 99.8948 | 99.8948 | 6.0349 | 105.9297 | 50.5513 | 44.9986 | 44.9986 | 44.9986 | 5.5527 | 50.5513 | 317.9594 | 236.5513 | 236.5513 | 288.0116 | 29.9479 | 266.4992 | 51.4603 | 51.4603 | 317.9594 | 355.3522 | 288.4654 | 288.4654 | 288.4654 | 66.8868 | 355.3522 | 2194.8267 | 2194.8267 | 248.4747 | 248.4747 | 603.4325 | 603.4325 | 583.8156 | 583.8156 | 759.1039 | 759.1039 | 217423275.8389 | 1138341033.1711 | 181062647.0119 | 215173110.8055 | 1752.0001 | 9.6528 | 2697661.6734 | 159275.9574 | 200.2443 | 208.5969 | 79 | 2432 | 3689.5386 | 608 | 152 | 0.1421
3423 | 206.0217 | 300.2 | 800 | 3200 | 6 | 90.35% | 100 | 124.7886 | 123.8609 | 123.8609 | 1 | 124.7886 | 100 | 116.5285 | 109.8885 | 109.8885 | 109.8885 | 6.64 | 116.5285 | 50.5435 | 44.9907 | 44.9907 | 44.9907 | 5.5528 | 50.5435 | 381.9885 | 297.2654 | 297.2654 | 348.3318 | 33.6567 | 330.9221 | 51.0664 | 51.0664 | 381.9885 | 352.3502 | 285.6101 | 285.6101 | 285.6101 | 66.7401 | 352.3502 | 2277.1942 | 2277.1942 | 331.2331 | 331.2331 | 603.3114 | 603.3114 | 583.6983 | 583.6983 | 758.9515 | 758.9515 | 262008780.5576 | 1138263425.8022 | 182700346.1284 | 169027449.2166 | 1752 | 12.7215 | 2085687.1894 | 123143.62 | 154.8182 | 278.1292 | 79 | 2432 | 3689.5386 | 608 | 152 | 0.14336
3424 | 257.5271 | 300.2 | 800 | 3200 | 6 | 92.59% | 100 | 127.3314 | 126.2156 | 126.2156 | 1 | 127.3314 | 100 | 129.9068 | 122.5032 | 122.5032 | 122.5032 | 7.4036 | 129.9068 | 50.5288 | 44.9767 | 44.9767 | 44.9767 | 5.5521 | 50.5288 | 472.0307 | 382.4359 | 382.4359 | 432.9929 | 39.0378 | 421.4738 | 50.5569 | 50.5569 | 472.0307 | 335.8425 | 271.907 | 271.907 | 271.907 | 63.9355 | 335.8425 | 2359.5649 | 2359.5649 | 413.9645 | 413.9645 | 603.1995 | 603.1995 | 583.5901 | 583.5901 | 758.8107 | 758.8107 | 292115848.0394 | 1138394517.6556 | 191594421.9963 | 129895213.7934 | 1752 | 16.0379 | 1596798.5872 | 94278.5473 | 118.5285 | 347.6615 | 79 | 2432 | 3689.5386 | 608 | 152 | 0.15021
3425 | 309.0325 | 300.2 | 800 | 3200 | 6 | 94.25% | 100 | 130.2996 | 128.8722 | 128.8722 | 1 | 130.2996 | 100 | 145.0137 | 136.7478 | 136.7478 | 136.7478 | 8.2659 | 145.0137 | 50.5208 | 44.9688 | 44.9688 | 44.9688 | 5.5521 | 50.5208 | 582.1603 | 486.447 | 486.447 | 536.5227 | 45.6376 | 532.0846 | 50.0757 | 50.0757 | 582.1603 | 321.3913 | 259.9485 | 259.9485 | 259.9485 | 61.4427 | 321.3913 | 2441.9383 | 2441.9383 | 496.6721 | 496.6721 | 603.0959 | 603.0959 | 583.4899 | 583.4899 | 758.6804 | 758.6804 | 313036443.6128 | 1138396608.785 | 199798953.3852 | 100767994.217 | 1752 | 19.5841 | 1217225.7956 | 71867.7238 | 90.3533 | 417.1938 | 79 | 2432 | 3689.5386 | 608 | 152 | 0.15653
3426 | 360.5379 | 300.2 | 800 | 3200 | 6 | 95.54% | 100 | 133.5254 | 131.895 | 131.895 | 1 | 133.5254 | 100 | 160.5024 | 151.3522 | 151.3522 | 151.3522 | 9.1502 | 160.5024 | 50.5128 | 44.9608 | 44.9608 | 44.9608 | 5.552 | 50.5128 | 729.75 | 625.4861 | 625.4861 | 675.1792 | 54.5708 | 680.0568 | 49.6932 | 49.6932 | 729.75 | 309.1031 | 249.8176 | 249.8176 | 249.8176 | 59.2854 | 309.1031 | 2524.3143 | 2524.3143 | 579.3584 | 579.3584 | 602.9997 | 602.9997 | 583.3968 | 583.3968 | 758.5594 | 758.5594 | 329188138.3153 | 1138485560.2701 | 206231326.0353 | 78094975.3793 | 1752 | 23.15 | 928413.5282 | 54815.6038 | 68.9151 | 486.7262 | 79 | 2432 | 3689.5386 | 608 | 152 | 0.16148
3427 | 412.0433 | 300.2 | 800 | 3200 | 6 | 96.52% | 100 | 136.9961 | 135.0295 | 135.0295 | 1 | 136.9961 | 100 | 176.4603 | 166.399 | 166.399 | 166.399 | 10.0613 | 176.4603 | 50.5048 | 44.953 | 44.953 | 44.953 | 5.5518 | 50.5048 | 904.5268 | 790.1901 | 790.1901 | 839.3614 | 65.1654 | 855.3555 | 49.1714 | 49.1714 | 904.5268 | 301.4241 | 243.4307 | 243.4307 | 243.4307 | 57.9934 | 301.4241 | 2606.6925 | 2606.6925 | 662.0255 | 662.0255 | 602.9101 | 602.9101 | 583.3101 | 583.3101 | 758.4467 | 758.4467 | 341404789.5848 | 1138533356.6288 | 211011246.4543 | 61050607.3321 | 1752 | 26.6488 | 726115.6549 | 42871.4865 | 53.8987 | 556.2585 | 79 | 2432 | 3689.5386 | 608 | 152 | 0.16517
3428 | 463.5487 | 300.2 | 800 | 3200 | 6 | 97.15% | 100 | 140.6778 | 138.9774 | 138.9774 | 1 | 140.6778 | 100 | 192.9697 | 181.9656 | 181.9656 | 181.9656 | 11.0041 | 192.9697 | 50.4978 | 44.9461 | 44.9461 | 44.9461 | 5.5518 | 50.4978 | 1106.231 | 979.6132 | 979.6132 | 1028.8103 | 77.4207 | 1057.0339 | 49.1971 | 49.1971 | 1106.231 | 296.2575 | 239.1047 | 239.1047 | 239.1047 | 57.1528 | 296.2575 | 2689.0728 | 2689.0728 | 744.6755 | 744.6755 | 602.8265 | 602.8265 | 583.2293 | 583.2293 | 758.3416 | 758.3416 | 350503275.5998 | 1138506021.7292 | 213054773.7183 | 49935928.9526 | 1752 | 30.0681 | 596198.0721 | 35200.8629 | 44.2551 | 625.7908 | 79 | 2432 | 3689.5386 | 608 | 152 | 0.16674
3429 | 515.0541 | 300.2 | 800 | 3200 | 5 | 97.74% | 100 | 139.2025 | 137.2621 | 137.2621 | 1 | 139.2025 | 100 | 209.7605 | 197.7991 | 197.7991 | 197.7991 | 11.9613 | 209.7605 | 50.4997 | 44.9479 | 44.9479 | 44.9479 | 5.5518 | 50.4997 | 1129.9031 | 1001.9232 | 1001.9232 | 1051.0185 | 78.8845 | 1080.8077 | 49.0953 | 49.0953 | 1129.9031 | 292.5363 | 235.9594 | 235.9594 | 235.9594 | 56.5769 | 292.5363 | 2674.6727 | 2674.6727 | 827.4367 | 827.4367 | 602.8407 | 602.8407 | 486.0358 | 486.0358 | 758.3594 | 758.3594 | 358073948.0413 | 1138519184.4383 | 215803141.9374 | 39603725.5829 | 1752 | 33.2079 | 464667.8275 | 27435.0241 | 34.4918 | 695.3231 | 79 | 2432 | 3689.5386 | 608 | 152 | 0.16886
3430 | 566.5595 | 300.2 | 800 | 3200 | 5 | 98.14% | 100 | 143.0661 | 141.2588 | 141.2588 | 1 | 143.0661 | 100 | 226.693 | 213.7645 | 213.7645 | 213.7645 | 12.9285 | 226.693 | 50.4934 | 44.9416 | 44.9416 | 44.9416 | 5.5518 | 50.4934 | 1372.1553 | 1230.0861 | 1230.0861 | 1278.4694 | 93.6858 | 1323.7719 | 48.3833 | 48.3833 | 1372.1553 | 289.5991 | 233.4791 | 233.4791 | 233.4791 | 56.12 | 289.5991 | 2757.0545 | 2757.0545 | 910.0609 | 910.0609 | 602.7616 | 602.7616 | 485.972 | 485.972 | 758.2599 | 758.2599 | 363942192.6492 | 1138514599.7201 | 217002324.7693 | 32540882.8613 | 1752 | 36.1641 | 382736.3264 | 22597.6057 | 28.4101 | 764.8554 | 79 | 2432 | 3689.5386 | 608 | 152 | 0.16978
3431 | 618.065 | 300.2 | 800 | 3200 | 5 | 98.47% | 100 | 147.0238 | 144.9573 | 144.9573 | 1 | 147.0238 | 100 | 243.8091 | 229.9029 | 229.9029 | 229.9029 | 13.9062 | 243.8091 | 50.4871 | 44.9354 | 44.9354 | 44.9354 | 5.5517 | 50.4871 | 1639.3724 | 1480.9767 | 1480.9767 | 1529.4057 | 109.9667 | 1590.9434 | 48.429 | 48.429 | 1639.3724 | 287.9353 | 232.0307 | 232.0307 | 232.0307 | 55.9046 | 287.9353 | 2839.438 | 2839.438 | 992.6716 | 992.6716 | 602.6875 | 602.6875 | 485.9123 | 485.9123 | 758.1666 | 758.1666 | 368803705.3724 | 1138536321.6032 | 217933010.0703 | 26726962.9541 | 1752 | 38.902 | 311105.2951 | 18368.35 | 23.093 | 834.3877 | 79 | 2432 | 3689.5386 | 608 | 152 | 0.1705
3432 | 669.5704 | 300.2 | 800 | 3200 | 5 | 98.71% | 100 | 151.0433 | 148.86 | 148.86 | 1 | 151.0433 | 100 | 261.1364 | 246.2402 | 246.2402 | 246.2402 | 14.8962 | 261.1364 | 50.4817 | 44.93 | 44.93 | 44.93 | 5.5517 | 50.4817 | 1924.7181 | 1748.7413 | 1748.7413 | 1797.3731 | 127.345 | 1876.0863 | 48.6318 | 48.6318 | 1924.7181 | 286.9994 | 231.1802 | 231.1802 | 231.1802 | 55.8192 | 286.9994 | 2921.823 | 2921.823 | 1075.27 | 1075.27 | 602.6178 | 602.6178 | 485.8561 | 485.8561 | 758.079 | 758.079 | 372770122.0355 | 1138538934.5238 | 218156399.3009 | 22534544.1397 | 1752 | 41.4595 | 266360.396 | 15726.5114 | 19.7716 | 903.92 | 79 | 2432 | 3689.5386 | 608 | 152 | 0.17067
3433 | 721.0758 | 300.2 | 800 | 3200 | 5 | 98.97% | 100 | 155.0839 | 152.0189 | 152.0189 | 1 | 155.0839 | 100 | 278.3872 | 262.5054 | 262.5054 | 262.5054 | 15.8819 | 278.3872 | 50.4767 | 44.925 | 44.925 | 44.925 | 5.5517 | 50.4767 | 2297.775 | 2099.307 | 2099.307 | 2147.5644 | 150.2106 | 2249.5176 | 48.2574 | 48.2574 | 2297.775 | 286.0935 | 230.3784 | 230.3784 | 230.3784 | 55.7151 | 286.0935 | 3004.2094 | 3004.2094 | 1157.8571 | 1157.8571 | 602.5523 | 602.5523 | 485.8033 | 485.8033 | 757.9966 | 757.9966 | 376582833.2837 | 1138545009.6357 | 218845606.9923 | 18026550.0883 | 1752 | 43.8053 | 205452.1216 | 12130.3511 | 15.2505 | 973.4523 | 79 | 2432 | 3689.5386 | 608 | 152 | 0.1712
3434 | 772.5812 | 300.2 | 800 | 3200 | 5 | 99.15% | 100 | 159.1354 | 156.3507 | 156.3507 | 1 | 159.1354 | 100 | 295.5797 | 278.7154 | 278.7154 | 278.7154 | 16.8643 | 295.5797 | 50.4721 | 44.9204 | 44.9204 | 44.9204 | 5.5517 | 50.4721 | 2795.694 | 2567.5965 | 2567.5965 | 2615.0545 | 180.6396 | 2748.2361 | 47.458 | 47.458 | 2795.694 | 285.211 | 229.5979 | 229.5979 | 229.5979 | 55.6131 | 285.211 | 3086.5971 | 3086.5971 | 1240.4341 | 1240.4341 | 602.4906 | 602.4906 | 485.7535 | 485.7535 | 757.9189 | 757.9189 | 379707123.2265 | 1138545009.6357 | 218786400.5528 | 14961466.585 | 1752 | 45.997 | 169945.2004 | 10033.9434 | 12.6148 | 1042.9846 | 79 | 2432 | 3689.5386 | 608 | 152 | 0.17116
3435 | 824.0866 | 300.2 | 800 | 3200 | 5 | 99.25% | 100 | 163.2332 | 161.3703 | 161.3703 | 1 | 163.2332 | 100 | 312.9843 | 295.1254 | 295.1254 | 295.1254 | 17.859 | 312.9843 | 50.4677 | 44.916 | 44.916 | 44.916 | 5.5517 | 50.4677 | 3294.5595 | 3036.3863 | 3036.3863 | 3083.5161 | 211.0434 | 3247.4297 | 47.1298 | 47.1298 | 3294.5595 | 285.0183 | 229.372 | 229.372 | 229.372 | 55.6462 | 285.0183 | 3168.9859 | 3168.9859 | 1323.0016 | 1323.0016 | 602.4323 | 602.4323 | 485.7065 | 485.7065 | 757.8456 | 757.8456 | 382120730.1943 | 1138545009.6357 | 218133291.2456 | 13200920.1008 | 1752 | 48.0505 | 150640.6926 | 8894.1622 | 11.1819 | 1112.5169 | 79 | 2432 | 3689.5386 | 608 | 152 | 0.17065
3436 | 875.592 | 300.2 | 800 | 3200 | 5 | 99.34% | 100 | 167.3635 | 165.4902 | 165.4902 | 1 | 167.3635 | 100 | 330.5512 | 311.6882 | 311.6882 | 311.6882 | 18.8629 | 330.5512 | 50.4636 | 44.9119 | 44.9119 | 44.9119 | 5.5517 | 50.4636 | 3732.2957 | 3448.4315 | 3448.4315 | 3494.5094 | 237.7863 | 3686.2178 | 46.078 | 46.078 | 3732.2957 | 285.4199 | 229.6325 | 229.6325 | 229.6325 | 55.7874 | 285.4199 | 3251.3758 | 3251.3758 | 1405.5605 | 1405.5605 | 602.3771 | 602.3771 | 485.662 | 485.662 | 757.7762 | 757.7762 | 384251524.6719 | 1138542009.2475 | 217587548.3991 | 11618917.6814 | 1752 | 49.9546 | 126174.2595 | 7449.6095 | 9.3658 | 1182.0492 | 79 | 2432 | 3689.5386 | 608 | 152 | 0.17023
3437 | 927.0974 | 300.2 | 800 | 3200 | 4 | 99.4% | 100 | 166.2519 | 164.8366 | 164.8366 | 1 | 166.2519 | 100 | 348.2753 | 328.4012 | 328.4012 | 328.4012 | 19.8741 | 348.2753 | 50.4643 | 44.9126 | 44.9126 | 44.9126 | 5.5517 | 50.4643 | 3308.9443 | 3052.1485 | 3052.1485 | 3097.147 | 211.7973 | 3263.9458 | 44.9985 | 44.9985 | 3308.9443 | 286.0472 | 230.0839 | 230.0839 | 230.0839 | 55.9633 | 286.0472 | 3236.9741 | 3236.9741 | 1488.2638 | 1488.2638 | 602.3865 | 602.3865 | 388.5357 | 388.5357 | 757.788 | 757.788 | 386015096.4043 | 1138545009.6357 | 216907011.9321 | 10532882.0279 | 1752 | 51.733 | 112214.5628 | 6625.3979 | 8.3296 | 1251.5815 | 79 | 2432 | 3689.5386 | 608 | 152 | 0.16971
3438 | 978.6028 | 300.2 | 800 | 3200 | 4 | 99.46% | 100 | 170.4154 | 169.0882 | 169.0882 | 1 | 170.4154 | 100 | 366.0175 | 345.1293 | 345.1293 | 345.1293 | 20.8883 | 366.0175 | 50.4604 | 44.9087 | 44.9087 | 44.9087 | 5.5517 | 50.4604 | 3663.9925 | 3386.5114 | 3386.5114 | 3430.5458 | 233.4467 | 3619.9581 | 44.0344 | 44.0344 | 3663.9925 | 286.505 | 230.4043 | 230.4043 | 230.4043 | 56.1007 | 286.505 | 3319.3648 | 3319.3648 | 1570.8077 | 1570.8077 | 602.3338 | 602.3338 | 388.5017 | 388.5017 | 757.7217 | 757.7217 | 387563164.6018 | 1138545009.6357 | 216353037.6492 | 9538788.1134 | 1752 | 53.3916 | 101324.5062 | 5982.4247 | 7.5212 | 1321.1138 | 79 | 2432 | 3689.5386 | 608 | 152 | 0.16928
3439 | 1030.1083 | 300.2 | 800 | 3200 | 4 | 99.5% | 100 | 174.5957 | 173.4348 | 173.4348 | 1 | 174.5957 | 100 | 383.7745 | 361.8711 | 361.8711 | 361.8711 | 21.9033 | 383.7745 | 50.4566 | 44.9049 | 44.9049 | 44.9049 | 5.5517 | 50.4566 | 4005.8052 | 3707.6337 | 3707.6337 | 3751.5195 | 254.2857 | 3961.9194 | 43.8858 | 43.8858 | 4005.8052 | 287.0806 | 230.8245 | 230.8245 | 230.8245 | 56.2562 | 287.0806 | 3401.7565 | 3401.7565 | 1653.3445 | 1653.3445 | 602.2838 | 602.2838 | 388.4694 | 388.4694 | 757.6588 | 757.6588 | 389041728.0369 | 1138545009.6357 | 215624852.4914 | 8788409.836 | 1752 | 54.9445 | 95287.7882 | 5626.0034 | 7.0731 | 1390.6462 | 79 | 2432 | 3689.5386 | 608 | 152 | 0.16872
3440 | 20.6022 | 353.4 | 800 | 3200 | 7 | 84.44% | 100 | 125.923 | 125.7993 | 125.7993 | 1 | 125.923 | 100 | 94.4955 | 89.1121 | 89.1121 | 89.1121 | 5.3834 | 94.4955 | 56.5352 | 50.3254 | 50.3254 | 50.3254 | 6.2098 | 56.5352 | 308.8497 | 223.2477 | 223.2477 | 278.568 | 30.2817 | 253.5294 | 55.3203 | 55.3203 | 308.8497 | 263.211 | 214.4372 | 214.4372 | 214.4372 | 48.7738 | 263.211 | 2183.7836 | 2183.7836 | 33.1309 | 33.1309 | 710.39 | 710.39 | 681.1374 | 681.1374 | 759.1253 | 759.1253 | 32805714.2876 | 1198261254.9289 | 248333404.6638 | 272599635.6874 | 1752 | 9.043 | 3683427.6521 | 217477.7777 | 273.4166 | 27.8129 | 93 | 2432 | 3689.5386 | 608 | 152 | 0.19392
3441 | 51.5054 | 353.4 | 800 | 3200 | 6 | 86.05% | 100 | 121.3086 | 120.9918 | 120.9918 | 1 | 121.3086 | 100 | 97.1075 | 91.576 | 91.576 | 91.576 | 5.5315 | 97.1075 | 56.542 | 50.3322 | 50.3322 | 50.3322 | 6.2099 | 56.542 | 295.5675 | 212.5257 | 212.5257 | 266.4028 | 29.1647 | 241.6904 | 53.8771 | 53.8771 | 295.5675 | 279.7918 | 227.2072 | 227.2072 | 227.2072 | 52.5846 | 279.7918 | 2136.4407 | 2136.4407 | 82.8376 | 82.8376 | 710.4785 | 710.4785 | 583.9048 | 583.9048 | 759.2199 | 759.2199 | 79738390.0742 | 1198234701.2482 | 229667958.9542 | 244358949.7234 | 1752 | 10.5685 | 3208490.6392 | 189436.438 | 238.1626 | 69.5323 | 93 | 2432 | 3689.5386 | 608 | 152 | 0.17954
3442 | 154.5162 | 353.4 | 800 | 3200 | 6 | 91.07% | 100 | 125.664 | 124.6798 | 124.6798 | 1 | 125.664 | 100 | 110.2873 | 104.0026 | 104.0026 | 104.0026 | 6.2847 | 110.2873 | 56.52 | 50.3103 | 50.3103 | 50.3103 | 6.2097 | 56.52 | 409.9185 | 323.4596 | 323.4596 | 374.4999 | 35.4186 | 358.8783 | 51.0402 | 51.0402 | 409.9185 | 337.1996 | 273.054 | 273.054 | 273.054 | 64.1456 | 337.1996 | 2301.1742 | 2301.1742 | 248.411 | 248.411 | 710.1879 | 710.1879 | 583.6659 | 583.6659 | 758.9093 | 758.9093 | 208805136.5374 | 1198281964.6416 | 188432080.4463 | 156480818.3747 | 1752 | 16.3645 | 1937808.9919 | 114412.5616 | 143.8414 | 208.5969 | 93 | 2432 | 3689.5386 | 608 | 152 | 0.14777
3443 | 206.0217 | 353.4 | 800 | 3200 | 6 | 93.06% | 100 | 128.326 | 127.1183 | 127.1183 | 1 | 128.326 | 100 | 121.8029 | 114.8608 | 114.8608 | 114.8608 | 6.9421 | 121.8029 | 56.5112 | 50.3015 | 50.3015 | 50.3015 | 6.2097 | 56.5112 | 503.0395 | 411.6246 | 411.6246 | 462.1337 | 40.9059 | 452.5305 | 50.509 | 50.509 | 503.0395 | 348.6829 | 281.9319 | 281.9319 | 281.9319 | 66.751 | 348.6829 | 2383.5457 | 2383.5457 | 331.1546 | 331.1546 | 710.0591 | 710.0591 | 583.5601 | 583.5601 | 758.7718 | 758.7718 | 250502979.1248 | 1198290409.7039 | 181673690.7345 | 121532920.4368 | 1752 | 19.6216 | 1494322.7464 | 88228.1453 | 110.9219 | 278.1292 | 93 | 2432 | 3689.5386 | 608 | 152 | 0.14257
3444 | 257.5271 | 353.4 | 800 | 3200 | 6 | 94.67% | 100 | 131.2407 | 129.912 | 129.912 | 1 | 131.2407 | 100 | 136.8773 | 129.0748 | 129.0748 | 129.0748 | 7.8025 | 136.8773 | 56.5009 | 50.2913 | 50.2913 | 50.2913 | 6.2095 | 56.5009 | 629.0089 | 530.9746 | 530.9746 | 580.5529 | 48.456 | 579.4305 | 49.5783 | 49.5783 | 629.0089 | 344.7594 | 278.3775 | 278.3775 | 278.3775 | 66.3818 | 344.7594 | 2465.9199 | 2465.9199 | 413.8737 | 413.8737 | 709.9398 | 709.9398 | 583.4621 | 583.4621 | 758.6443 | 758.6443 | 276642062.9269 | 1198338675.7991 | 183693922.1408 | 93325352.9243 | 1752 | 22.9161 | 1118523.2679 | 66040.1066 | 83.0267 | 347.6615 | 93 | 2432 | 3689.5386 | 608 | 152 | 0.14412
3445 | 309.0325 | 353.4 | 800 | 3200 | 6 | 95.92% | 100 | 134.5141 | 132.7721 | 132.7721 | 1 | 134.5141 | 100 | 153.6336 | 144.8747 | 144.8747 | 144.8747 | 8.759 | 153.6336 | 56.49 | 50.2808 | 50.2808 | 50.2808 | 6.2092 | 56.49 | 787.946 | 680.6756 | 680.6756 | 729.8966 | 58.0494 | 738.725 | 49.221 | 49.221 | 787.946 | 338.0952 | 272.7061 | 272.7061 | 272.7061 | 65.3891 | 338.0952 | 2548.2966 | 2548.2966 | 496.5709 | 496.5709 | 709.829 | 709.829 | 583.3709 | 583.3709 | 758.5258 | 758.5258 | 295058077.4989 | 1198393081.8328 | 187026431.3667 | 71522409.3017 | 1752 | 26.2504 | 852835.9525 | 50353.3353 | 63.305 | 417.1938 | 93 | 2432 | 3689.5386 | 608 | 152 | 0.14669
3446 | 360.5379 | 353.4 | 800 | 3200 | 5 | 96.82% | 100 | 132.7358 | 131.2754 | 131.2754 | 1 | 132.7358 | 100 | 171.0322 | 161.2816 | 161.2816 | 161.2816 | 9.7506 | 171.0322 | 56.4903 | 50.2812 | 50.2812 | 50.2812 | 6.2091 | 56.4903 | 836.4019 | 726.8358 | 726.8358 | 775.4805 | 60.9213 | 787.7571 | 48.6447 | 48.6447 | 836.4019 | 331.9138 | 267.5046 | 267.5046 | 267.5046 | 64.4092 | 331.9138 | 2533.8971 | 2533.8971 | 579.3481 | 579.3481 | 709.8478 | 709.8478 | 486.1553 | 486.1553 | 758.5459 | 758.5459 | 308269277.2218 | 1198417707.6179 | 189516352.9061 | 55796662.2542 | 1752 | 29.529 | 653918.6673 | 38608.8155 | 48.5396 | 486.7262 | 93 | 2432 | 3689.5386 | 608 | 152 | 0.14861
3447 | 412.0433 | 353.4 | 800 | 3200 | 5 | 97.48% | 100 | 136.4098 | 134.7157 | 134.7157 | 1 | 136.4098 | 100 | 189.1941 | 178.4065 | 178.4065 | 178.4065 | 10.7876 | 189.1941 | 56.483 | 50.2739 | 50.2739 | 50.2739 | 6.2091 | 56.483 | 1029.8009 | 909.2749 | 909.2749 | 957.1813 | 72.6196 | 981.8945 | 47.9064 | 47.9064 | 1029.8009 | 327.4942 | 263.7407 | 263.7407 | 263.7407 | 63.7535 | 327.4942 | 2616.2755 | 2616.2755 | 662.0145 | 662.0145 | 709.7432 | 709.7432 | 486.0837 | 486.0837 | 758.4341 | 758.4341 | 318003247.2385 | 1198403129.8715 | 191435278.6847 | 44158344.2053 | 1752 | 32.6594 | 512279.3158 | 30246.1125 | 38.0259 | 556.2585 | 93 | 2432 | 3689.5386 | 608 | 152 | 0.15009
3448 | 463.5487 | 353.4 | 800 | 3200 | 5 | 97.93% | 100 | 140.2397 | 138.5934 | 138.5934 | 1 | 140.2397 | 100 | 207.6896 | 195.846 | 195.846 | 195.846 | 11.8437 | 207.6896 | 56.4754 | 50.2664 | 50.2664 | 50.2664 | 6.209 | 56.4754 | 1247.2585 | 1113.8274 | 1113.8274 | 1161.3981 | 85.8604 | 1199.6878 | 47.5707 | 47.5707 | 1247.2585 | 324.9569 | 261.5337 | 261.5337 | 261.5337 | 63.4232 | 324.9569 | 2698.656 | 2698.656 | 744.6639 | 744.6639 | 709.6455 | 709.6455 | 486.0168 | 486.0168 | 758.3298 | 758.3298 | 325352103.2991 | 1198420655.4943 | 192015579.1132 | 36211663.6834 | 1752 | 35.6432 | 418345.9954 | 24700.0799 | 31.0533 | 625.7908 | 93 | 2432 | 3689.5386 | 608 | 152 | 0.15053
3449 | 515.0541 | 353.4 | 800 | 3200 | 5 | 98.35% | 100 | 144.1457 | 142.0219 | 142.0219 | 1 | 144.1457 | 100 | 226.1989 | 213.2981 | 213.2981 | 213.2981 | 12.9008 | 226.1989 | 56.469 | 50.26 | 50.26 | 50.26 | 6.209 | 56.469 | 1517.2455 | 1367.3669 | 1367.3669 | 1414.8387 | 102.4067 | 1469.7737 | 47.4718 | 47.4718 | 1517.2455 | 322.9477 | 259.7753 | 259.7753 | 259.7753 | 63.1725 | 322.9477 | 2781.0383 | 2781.0383 | 827.2978 | 827.2978 | 709.5542 | 709.5542 | 485.9542 | 485.9542 | 758.2321 | 758.2321 | 331682784.4868 | 1198423682.7581 | 193037792.8454 | 28855739.9096 | 1752 | 38.3921 | 329860.4333 | 19475.6951 | 24.4852 | 695.3231 | 93 | 2432 | 3689.5386 | 608 | 152 | 0.15132
3450 | 566.5595 | 353.4 | 800 | 3200 | 5 | 98.64% | 100 | 148.1299 | 145.9804 | 145.9804 | 1 | 148.1299 | 100 | 244.8497 | 230.8837 | 230.8837 | 230.8837 | 13.9661 | 244.8497 | 56.4622 | 50.2532 | 50.2532 | 50.2532 | 6.2089 | 56.4622 | 1830.4828 | 1661.2923 | 1661.2923 | 1708.9741 | 121.5087 | 1782.8009 | 47.6818 | 47.6818 | 1830.4828 | 321.8734 | 258.8022 | 258.8022 | 258.8022 | 63.0712 | 321.8734 | 2863.4223 | 2863.4223 | 909.9177 | 909.9177 | 709.4685 | 709.4685 | 485.8956 | 485.8956 | 758.1406 | 758.1406 | 336740999.1299 | 1198429237.9966 | 193066806.506 | 23762956.3676 | 1752 | 40.9718 | 274871.3776 | 16229.0187 | 20.4034 | 764.8554 | 93 | 2432 | 3689.5386 | 608 | 152 | 0.15134
3451 | 618.065 | 353.4 | 800 | 3200 | 5 | 98.85% | 100 | 152.1645 | 150.1609 | 150.1609 | 1 | 152.1645 | 100 | 263.7173 | 248.6734 | 248.6734 | 248.6734 | 15.0439 | 263.7173 | 56.4563 | 50.2474 | 50.2474 | 50.2474 | 6.2089 | 56.4563 | 2170.7503 | 1980.7716 | 1980.7716 | 2028.496 | 142.2543 | 2123.0259 | 47.7244 | 47.7244 | 2170.7503 | 321.4458 | 258.3583 | 258.3583 | 258.3583 | 63.0875 | 321.4458 | 2945.8077 | 2945.8077 | 992.5248 | 992.5248 | 709.3879 | 709.3879 | 485.8404 | 485.8404 | 758.0545 | 758.0545 | 340693321.3801 | 1198442436.8255 | 192774945.4795 | 20089296.3148 | 1752 | 43.3773 | 231644.8843 | 13676.8302 | 17.1947 | 834.3877 | 93 | 2432 | 3689.5386 | 608 | 152 | 0.15112
3452 | 669.5704 | 353.4 | 800 | 3200 | 5 | 99.06% | 100 | 156.2235 | 153.7937 | 153.7937 | 1 | 156.2235 | 100 | 282.6567 | 266.5308 | 266.5308 | 266.5308 | 16.1259 | 282.6567 | 56.4501 | 50.2412 | 50.2412 | 50.2412 | 6.2088 | 56.4501 | 2585.7794 | 2370.9694 | 2370.9694 | 2418.0978 | 167.6816 | 2538.651 | 47.1284 | 47.1284 | 2585.7794 | 321.0402 | 257.9483 | 257.9483 | 257.9483 | 63.0919 | 321.0402 | 3028.1945 | 3028.1945 | 1075.1203 | 1075.1203 | 709.3121 | 709.3121 | 485.7885 | 485.7885 | 757.9735 | 757.9735 | 344229146.3137 | 1198457266.9997 | 192845106.6336 | 16468480.053 | 1752 | 45.5919 | 187328.7778 | 11060.3085 | 13.9052 | 903.92 | 93 | 2432 | 3689.5386 | 608 | 152 | 0.15117
3453 | 721.0758 | 353.4 | 800 | 3200 | 5 | 99.23% | 100 | 160.3067 | 157.7627 | 157.7627 | 1 | 160.3067 | 100 | 301.4966 | 284.2942 | 284.2942 | 284.2942 | 17.2024 | 301.4966 | 56.445 | 50.2361 | 50.2361 | 50.2361 | 6.2088 | 56.445 | 3122.0918 | 2874.424 | 2874.424 | 2921.6013 | 200.4906 | 3074.9146 | 47.1773 | 47.1773 | 3122.0918 | 320.7283 | 257.6183 | 257.6183 | 257.6183 | 63.11 | 320.7283 | 3110.5825 | 3110.5825 | 1157.7052 | 1157.7052 | 709.2407 | 709.2407 | 485.7395 | 485.7395 | 757.8971 | 757.8971 | 347397843.0516 | 1198449699.5756 | 192624901.8011 | 13527555.5717 | 1752 | 47.6571 | 156425.3973 | 9235.7041 | 11.6113 | 973.4523 | 93 | 2432 | 3689.5386 | 608 | 152 | 0.151
3454 | 772.5812 | 353.4 | 800 | 3200 | 5 | 99.37% | 100 | 164.4153 | 161.1279 | 161.1279 | 1 | 164.4153 | 100 | 320.403 | 302.1203 | 302.1203 | 302.1203 | 18.2827 | 320.403 | 56.4403 | 50.2315 | 50.2315 | 50.2315 | 6.2088 | 56.4403 | 3713.5581 | 3429.9745 | 3429.9745 | 3476.7525 | 236.8055 | 3666.78 | 46.7781 | 46.7781 | 3713.5581 | 320.9318 | 257.7056 | 257.7056 | 257.7056 | 63.2262 | 320.9318 | 3192.9717 | 3192.9717 | 1240.2803 | 1240.2803 | 709.1731 | 709.1731 | 485.6933 | 485.6933 | 757.825 | 757.825 | 350142517.2684 | 1198457266.9997 | 192438058.2076 | 10962157.5244 | 1752 | 49.5729 | 117778.1524 | 6953.8846 | 8.7425 | 1042.9846 | 93 | 2432 | 3689.5386 | 608 | 152 | 0.15086
3455 | 824.0866 | 353.4 | 800 | 3200 | 5 | 99.43% | 100 | 168.543 | 166.6984 | 166.6984 | 1 | 168.543 | 100 | 339.4839 | 320.1108 | 320.1108 | 320.1108 | 19.3732 | 339.4839 | 56.4355 | 50.2267 | 50.2267 | 50.2267 | 6.2088 | 56.4355 | 4350.7354 | 4030.1039 | 4030.1039 | 4075.009 | 275.7264 | 4305.8303 | 44.9052 | 44.9052 | 4350.7354 | 321.3557 | 257.9876 | 257.9876 | 257.9876 | 63.368 | 321.3557 | 3275.3619 | 3275.3619 | 1322.8465 | 1322.8465 | 709.1092 | 709.1092 | 485.6495 | 485.6495 | 757.7567 | 757.7567 | 352130607.7536 | 1198457266.9997 | 191447195.9133 | 9964929.3334 | 1752 | 51.3802 | 107326.9372 | 6336.8216 | 7.9668 | 1112.5169 | 93 | 2432 | 3689.5386 | 608 | 152 | 0.1501
3456 | 875.592 | 353.4 | 800 | 3200 | 4 | 99.47% | 100 | 167.4494 | 166.4638 | 166.4638 | 1 | 167.4494 | 100 | 358.8297 | 338.3529 | 338.3529 | 338.3529 | 20.4769 | 358.8297 | 56.4361 | 50.2273 | 50.2273 | 50.2273 | 6.2088 | 56.4361 | 3845.8714 | 3556.9596 | 3556.9596 | 3601.2552 | 244.6162 | 3801.5758 | 44.2956 | 44.2956 | 3845.8714 | 322.5091 | 258.8659 | 258.8659 | 258.8659 | 63.6432 | 322.5091 | 3260.9601 | 3260.9601 | 1405.546 | 1405.546 | 709.1202 | 709.1202 | 388.5256 | 388.5256 | 757.7684 | 757.7684 | 353785260.1156 | 1198457266.9997 | 190494727.4133 | 9262745.4714 | 1752 | 53.0677 | 100122.0554 | 5911.4293 | 7.4319 | 1182.0492 | 93 | 2432 | 3689.5386 | 608 | 152 | 0.14936
3457 | 927.0974 | 353.4 | 800 | 3200 | 4 | 99.51% | 100 | 171.6377 | 170.7012 | 170.7012 | 1 | 171.6377 | 100 | 378.2561 | 356.6689 | 356.6689 | 356.6689 | 21.5872 | 378.2561 | 56.4318 | 50.223 | 50.223 | 50.223 | 6.2088 | 56.4318 | 4118.6594 | 3812.9526 | 3812.9526 | 3857.3952 | 261.2641 | 4074.2167 | 44.4426 | 44.4426 | 4118.6594 | 323.7439 | 259.8056 | 259.8056 | 259.8056 | 63.9383 | 323.7439 | 3343.3512 | 3343.3512 | 1488.0969 | 1488.0969 | 709.059 | 709.059 | 388.4921 | 388.4921 | 757.703 | 757.703 | 355244233.0159 | 1198457266.9997 | 189637925.6004 | 8660574.3839 | 1752 | 54.644 | 94516.3324 | 5580.4549 | 7.0158 | 1251.5815 | 93 | 2432 | 3689.5386 | 608 | 152 | 0.1487
3458 | 978.6028 | 353.4 | 800 | 3200 | 4 | 99.56% | 100 | 175.8267 | 174.1729 | 174.1729 | 1 | 175.8267 | 100 | 397.675 | 374.9778 | 374.9778 | 374.9778 | 22.6972 | 397.675 | 56.4279 | 50.2191 | 50.2191 | 50.2191 | 6.2088 | 56.4279 | 4473.8551 | 4146.0108 | 4146.0108 | 4190.8615 | 282.9937 | 4429.0045 | 44.8507 | 44.8507 | 4473.8551 | 324.6194 | 260.4601 | 260.4601 | 260.4601 | 64.1594 | 324.6194 | 3425.7431 | 3425.7431 | 1570.6406 | 1570.6406 | 709.0011 | 709.0011 | 388.4604 | 388.4604 | 757.6411 | 757.6411 | 356625853.131 | 1198453561.6283 | 189261532.5513 | 7659052.6894 | 1752 | 56.1116 | 83635.8779 | 4938.0486 | 6.2082 | 1321.1138 | 93 | 2432 | 3689.5386 | 608 | 152 | 0.14841
3459 | 1030.1083 | 353.4 | 800 | 3200 | 4 | 99.6% | 100 | 180.018 | 178.2634 | 178.2634 | 1 | 180.018 | 100 | 417.0707 | 393.2648 | 393.2648 | 393.2648 | 23.8059 | 417.0707 | 56.4239 | 50.2151 | 50.2151 | 50.2151 | 6.2088 | 56.4239 | 4912.429 | 4557.3385 | 4557.3385 | 4602.6361 | 309.793 | 4867.1315 | 45.2975 | 45.2975 | 4912.429 | 325.313 | 260.9745 | 260.9745 | 260.9745 | 64.3384 | 325.313 | 3508.1359 | 3508.1359 | 1653.1774 | 1653.1774 | 708.946 | 708.946 | 388.4302 | 388.4302 | 757.5822 | 757.5822 | 357887341.5447 | 1198457266.9997 | 188726804.7148 | 6928586.7408 | 1752 | 57.4908 | 75320.4063 | 4447.0847 | 5.5909 | 1390.6462 | 93 | 2432 | 3689.5386 | 608 | 152 | 0.148
3460 | 20.6022 | 402.8 | 800 | 3200 | 7 | 87.69% | 100 | 128.5989 | 128.4398 | 128.4398 | 1 | 128.5989 | 100 | 98.4958 | 92.8832 | 92.8832 | 92.8832 | 5.6125 | 98.4958 | 62.2491 | 55.4102 | 55.4102 | 55.4102 | 6.8389 | 62.2491 | 369.3578 | 281.1675 | 281.1675 | 335.6003 | 33.7575 | 314.9249 | 54.4328 | 54.4328 | 369.3578 | 245.7937 | 199.901 | 199.901 | 199.901 | 45.8927 | 245.7937 | 2282.5341 | 2282.5341 | 33.1229 | 33.1229 | 809.4963 | 809.4963 | 680.9729 | 680.9729 | 758.942 | 758.942 | 31471716.4327 | 1240136670.3971 | 264697145.1823 | 215694467.9879 | 1752 | 14.8746 | 2866978.54 | 169272.8025 | 212.8125 | 27.8129 | 106 | 2432 | 3689.5386 | 608 | 152 | 0.20652
3461 | 51.5054 | 402.8 | 800 | 3200 | 6 | 89.08% | 100 | 124.2249 | 123.8721 | 123.8721 | 1 | 124.2249 | 100 | 101.1081 | 95.3473 | 95.3473 | 95.3473 | 5.7608 | 101.1081 | 62.2548 | 55.416 | 55.416 | 55.416 | 6.8388 | 62.2548 | 355.9138 | 270.3492 | 270.3492 | 323.2373 | 32.6765 | 303.0257 | 52.8881 | 52.8881 | 355.9138 | 262.265 | 212.6297 | 212.6297 | 212.6297 | 49.6352 | 262.265 | 2235.1888 | 2235.1888 | 82.8166 | 82.8166 | 809.5876 | 809.5876 | 583.7569 | 583.7569 | 759.0276 | 759.0276 | 76561380.8052 | 1240161606.5228 | 243934495.9157 | 191342531.9459 | 1752 | 16.5638 | 2470371.7353 | 145856.2529 | 183.3729 | 69.5323 | 106 | 2432 | 3689.5386 | 608 | 152 | 0.19053
3462 | 154.5162 | 402.8 | 800 | 3200 | 6 | 93.08% | 100 | 129.3841 | 128.2486 | 128.2486 | 1 | 129.3841 | 100 | 114.805 | 108.2615 | 108.2615 | 108.2615 | 6.5435 | 114.805 | 62.2321 | 55.3935 | 55.3935 | 55.3935 | 6.8386 | 62.2321 | 508.6591 | 416.7785 | 416.7785 | 467.3213 | 41.3378 | 458.1164 | 50.5427 | 50.5427 | 508.6591 | 330.7635 | 267.3739 | 267.3739 | 267.3739 | 63.3895 | 330.7635 | 2399.93 | 2399.93 | 248.3574 | 248.3574 | 809.2869 | 809.2869 | 583.54 | 583.54 | 758.7456 | 758.7456 | 200665509.4382 | 1240173664.61 | 189994973.6853 | 121165852.2666 | 1752 | 22.6643 | 1493530.0233 | 88181.3412 | 110.863 | 208.5969 | 106 | 2432 | 3689.5386 | 608 | 152 | 0.14898
3463 | 206.0217 | 402.8 | 800 | 3200 | 6 | 94.67% | 100 | 132.2707 | 130.9897 | 130.9897 | 1 | 132.2707 | 100 | 126.7536 | 119.5279 | 119.5279 | 119.5279 | 7.2256 | 126.7536 | 62.2237 | 55.385 | 55.385 | 55.385 | 6.8387 | 62.2237 | 634.0626 | 535.9478 | 535.9478 | 585.2474 | 48.8152 | 584.7631 | 49.2996 | 49.2996 | 634.0626 | 351.5495 | 283.7296 | 283.7296 | 283.7296 | 67.82 | 351.5495 | 2482.3047 | 2482.3047 | 331.0884 | 331.0884 | 809.1529 | 809.1529 | 583.4434 | 583.4434 | 758.62 | 758.62 | 240232965.9955 | 1240158792.8677 | 178187875.4871 | 93420334.5925 | 1752 | 25.7716 | 1115051.7376 | 65835.1397 | 82.769 | 278.1292 | 106 | 2432 | 3689.5386 | 608 | 152 | 0.13988
3464 | 257.5271 | 402.8 | 800 | 3200 | 5 | 95.93% | 100 | 130.215 | 128.9834 | 128.9834 | 1 | 130.215 | 100 | 143.4852 | 135.306 | 135.306 | 135.306 | 8.1792 | 143.4852 | 62.2228 | 55.3844 | 55.3844 | 55.3844 | 6.8384 | 62.2228 | 677.051 | 576.912 | 576.912 | 625.7919 | 51.2591 | 628.1711 | 48.8799 | 48.8799 | 677.051 | 354.6607 | 285.8475 | 285.8475 | 285.8475 | 68.8132 | 354.6607 | 2467.9055 | 2467.9055 | 413.8721 | 413.8721 | 809.1756 | 809.1756 | 486.2165 | 486.2165 | 758.6413 | 758.6413 | 263754867.3793 | 1240223596.2703 | 176678458.1021 | 71343078.2484 | 1752 | 28.8502 | 847439.4202 | 50034.712 | 62.9045 | 347.6615 | 106 | 2432 | 3689.5386 | 608 | 152 | 0.13872
3465 | 309.0325 | 402.8 | 800 | 3200 | 5 | 96.87% | 100 | 133.6863 | 132.2796 | 132.2796 | 1 | 133.6863 | 100 | 161.6609 | 152.4443 | 152.4443 | 152.4443 | 9.2166 | 161.6609 | 62.2139 | 55.3755 | 55.3755 | 55.3755 | 6.8384 | 62.2139 | 854.5313 | 743.937 | 743.937 | 792.5303 | 62.001 | 805.938 | 48.5933 | 48.5933 | 854.5313 | 353.0631 | 284.2731 | 284.2731 | 284.2731 | 68.79 | 353.0631 | 2550.2822 | 2550.2822 | 496.5691 | 496.5691 | 809.0494 | 809.0494 | 486.1407 | 486.1407 | 758.523 | 758.523 | 279881676.9483 | 1240229210.766 | 177096188.8493 | 54792972.8452 | 1752 | 31.8788 | 641760.3642 | 37890.9622 | 47.6371 | 417.1938 | 106 | 2432 | 3689.5386 | 608 | 152 | 0.13904
3466 | 360.5379 | 402.8 | 800 | 3200 | 5 | 97.48% | 100 | 137.3553 | 136.0332 | 136.0332 | 1 | 137.3553 | 100 | 181.0736 | 170.7488 | 170.7488 | 170.7488 | 10.3248 | 181.0736 | 62.2053 | 55.367 | 55.367 | 55.367 | 6.8383 | 62.2053 | 1050.3022 | 928.7281 | 928.7281 | 976.423 | 73.8793 | 1002.6074 | 47.6948 | 47.6948 | 1050.3022 | 351.4656 | 282.738 | 282.738 | 282.738 | 68.7276 | 351.4656 | 2632.6611 | 2632.6611 | 579.2464 | 579.2464 | 808.9318 | 808.9318 | 486.07 | 486.07 | 758.4128 | 758.4128 | 290765242.6567 | 1240236054.0714 | 176843179.349 | 44155523.9228 | 1752 | 34.8451 | 508456.2405 | 30020.3896 | 37.7421 | 486.7262 | 106 | 2432 | 3689.5386 | 608 | 152 | 0.13885
3467 | 412.0433 | 402.8 | 800 | 3200 | 5 | 98.02% | 100 | 141.1605 | 139.4083 | 139.4083 | 1 | 141.1605 | 100 | 200.7515 | 189.3032 | 189.3032 | 189.3032 | 11.4483 | 200.7515 | 62.1967 | 55.3585 | 55.3585 | 55.3585 | 6.8382 | 62.1967 | 1290.3133 | 1154.6074 | 1154.6074 | 1201.7824 | 88.5309 | 1243.1383 | 47.175 | 47.175 | 1290.3133 | 349.8775 | 281.2642 | 281.2642 | 281.2642 | 68.6133 | 349.8775 | 2715.042 | 2715.042 | 661.9061 | 661.9061 | 808.822 | 808.822 | 486.0041 | 486.0041 | 758.3098 | 758.3098 | 299333696.5399 | 1240256363.0007 | 177644771.3966 | 34765169.0628 | 1752 | 37.6026 | 397011.3871 | 23440.4371 | 29.4697 | 556.2585 | 106 | 2432 | 3689.5386 | 608 | 152 | 0.13946
3468 | 463.5487 | 402.8 | 800 | 3200 | 5 | 98.37% | 100 | 145.0767 | 143.4985 | 143.4985 | 1 | 145.0767 | 100 | 220.6429 | 208.0588 | 208.0588 | 208.0588 | 12.5842 | 220.6429 | 62.1898 | 55.3516 | 55.3516 | 55.3516 | 6.8382 | 62.1898 | 1572.7638 | 1419.681 | 1419.681 | 1467.021 | 105.7428 | 1525.4238 | 47.34 | 47.34 | 1572.7638 | 348.9348 | 280.3488 | 280.3488 | 280.3488 | 68.5861 | 348.9348 | 2797.4246 | 2797.4246 | 744.5497 | 744.5497 | 808.7192 | 808.7192 | 485.9423 | 485.9423 | 758.2135 | 758.2135 | 305988335.5586 | 1240253133.7497 | 177186088.7433 | 28572441.9484 | 1752 | 40.2226 | 327076.4993 | 19311.3255 | 24.2785 | 625.7908 | 106 | 2432 | 3689.5386 | 608 | 152 | 0.13911
3469 | 515.0541 | 402.8 | 800 | 3200 | 5 | 98.67% | 100 | 149.0672 | 147.3698 | 147.3698 | 1 | 149.0672 | 100 | 240.5827 | 226.8597 | 226.8597 | 226.8597 | 13.723 | 240.5827 | 62.1828 | 55.3446 | 55.3446 | 55.3446 | 6.8382 | 62.1828 | 1907.0659 | 1733.3339 | 1733.3339 | 1780.8799 | 126.1861 | 1859.5199 | 47.546 | 47.546 | 1907.0659 | 348.7665 | 280.0988 | 280.0988 | 280.0988 | 68.6678 | 348.7665 | 2879.8089 | 2879.8089 | 827.1787 | 827.1787 | 808.6228 | 808.6228 | 485.8843 | 485.8843 | 758.123 | 758.123 | 311505082.6001 | 1240265136.075 | 176939953.334 | 23289827.9908 | 1752 | 42.6523 | 270905.1052 | 15994.8412 | 20.109 | 695.3231 | 106 | 2432 | 3689.5386 | 608 | 152 | 0.13892
3470 | 566.5595 | 402.8 | 800 | 3200 | 5 | 98.9% | 100 | 153.1009 | 151.3827 | 151.3827 | 1 | 153.1009 | 100 | 260.6281 | 245.7601 | 245.7601 | 245.7601 | 14.8679 | 260.6281 | 62.1763 | 55.3381 | 55.3381 | 55.3381 | 6.8381 | 62.1763 | 2301.6355 | 2103.3843 | 2103.3843 | 2151.3433 | 150.2922 | 2253.6765 | 47.959 | 47.959 | 2301.6355 | 348.8586 | 280.0634 | 280.0634 | 280.0634 | 68.7952 | 348.8586 | 2962.1946 | 2962.1946 | 909.7946 | 909.7946 | 808.5321 | 808.5321 | 485.8298 | 485.8298 | 758.038 | 758.038 | 315991696.5637 | 1240260334.4549 | 176563470.1932 | 19184498.7882 | 1752 | 44.9144 | 221095.9191 | 13053.9958 | 16.4117 | 764.8554 | 106 | 2432 | 3689.5386 | 608 | 152 | 0.13863
3471 | 618.065 | 402.8 | 800 | 3200 | 5 | 99.09% | 100 | 157.1638 | 155.0356 | 155.0356 | 1 | 157.1638 | 100 | 280.8867 | 264.8615 | 264.8615 | 264.8615 | 16.0252 | 280.8867 | 62.1707 | 55.3325 | 55.3325 | 55.3325 | 6.8382 | 62.1707 | 2718.2218 | 2495.1716 | 2495.1716 | 2542.4096 | 175.8123 | 2670.9839 | 47.2379 | 47.2379 | 2718.2218 | 349.4307 | 280.4162 | 280.4162 | 280.4162 | 69.0145 | 349.4307 | 3044.5816 | 3044.5816 | 992.3984 | 992.3984 | 808.4467 | 808.4467 | 485.7785 | 485.7785 | 757.958 | 757.958 | 319767725.7582 | 1240269555.3949 | 176082095.9877 | 15880622.8592 | 1752 | 47.0228 | 181381.08 | 10709.1432 | 13.4637 | 834.3877 | 106 | 2432 | 3689.5386 | 608 | 152 | 0.13826
3472 | 669.5704 | 402.8 | 800 | 3200 | 5 | 99.26% | 100 | 161.2573 | 158.6038 | 158.6038 | 1 | 161.2573 | 100 | 301.2049 | 284.0189 | 284.0189 | 284.0189 | 17.186 | 301.2049 | 62.1652 | 55.327 | 55.327 | 55.327 | 6.8382 | 62.1652 | 3230.1399 | 2976.195 | 2976.195 | 3022.946 | 207.1938 | 3183.3889 | 46.751 | 46.751 | 3230.1399 | 349.8276 | 280.6495 | 280.6495 | 280.6495 | 69.1781 | 349.8276 | 3126.9699 | 3126.9699 | 1074.9911 | 1074.9911 | 808.3662 | 808.3662 | 485.7301 | 485.7301 | 757.8824 | 757.8824 | 323003443.5839 | 1240260653.1461 | 175731226.2817 | 13004676.9883 | 1752 | 48.9819 | 145101.2105 | 8567.0988 | 10.7707 | 903.92 | 106 | 2432 | 3689.5386 | 608 | 152 | 0.13799
3473 | 721.0758 | 402.8 | 800 | 3200 | 5 | 99.42% | 100 | 165.3612 | 161.9078 | 161.9078 | 1 | 165.3612 | 100 | 321.428 | 303.0864 | 303.0864 | 303.0864 | 18.3415 | 321.428 | 62.1597 | 55.3216 | 55.3216 | 55.3216 | 6.8381 | 62.1597 | 3970.0194 | 3671.3474 | 3671.3474 | 3717.5006 | 252.5188 | 3923.8662 | 46.1532 | 46.1532 | 3970.0194 | 349.7916 | 280.5514 | 280.5514 | 280.5514 | 69.2403 | 349.7916 | 3209.3593 | 3209.3593 | 1157.5737 | 1157.5737 | 808.2901 | 808.2901 | 485.6844 | 485.6844 | 757.8111 | 757.8111 | 325795693.9419 | 1240273777.1087 | 175762486.6793 | 10168042.2701 | 1752 | 50.8015 | 111408.5424 | 6577.8086 | 8.2697 | 973.4523 | 106 | 2432 | 3689.5386 | 608 | 152 | 0.13801
3474 | 772.5812 | 402.8 | 800 | 3200 | 4 | 99.47% | 100 | 164.2347 | 163.0538 | 163.0538 | 1 | 164.2347 | 100 | 341.9253 | 322.4144 | 322.4144 | 322.4144 | 19.5109 | 341.9253 | 62.1603 | 55.3222 | 55.3222 | 55.3222 | 6.8381 | 62.1603 | 3802.3424 | 3514.8228 | 3514.8228 | 3560.2173 | 242.125 | 3756.9478 | 45.3945 | 45.3945 | 3802.3424 | 350.3294 | 280.9308 | 280.9308 | 280.9308 | 69.3986 | 350.3294 | 3194.9576 | 3194.9576 | 1240.2775 | 1240.2775 | 808.3031 | 808.3031 | 388.5538 | 388.5538 | 757.8233 | 757.8233 | 327768956.3015 | 1240273777.1087 | 174671002.783 | 9286263.8067 | 1752 | 52.526 | 102723.3784 | 6065.0172 | 7.625 | 1042.9846 | 106 | 2432 | 3689.5386 | 608 | 152 | 0.13717
3475 | 824.0866 | 402.8 | 800 | 3200 | 4 | 99.51% | 100 | 168.4114 | 167.4246 | 167.4246 | 1 | 168.4114 | 100 | 362.6387 | 341.9441 | 341.9441 | 341.9441 | 20.6946 | 362.6387 | 62.1553 | 55.3172 | 55.3172 | 55.3172 | 6.8381 | 62.1553 | 4172.8144 | 3862.6281 | 3862.6281 | 3908.0609 | 264.7535 | 4127.3816 | 45.4328 | 45.4328 | 4172.8144 | 351.9398 | 282.1603 | 282.1603 | 282.1603 | 69.7795 | 351.9398 | 3277.3479 | 3277.3479 | 1322.8437 | 1322.8437 | 808.2303 | 808.2303 | 388.5188 | 388.5188 | 757.7551 | 757.7551 | 329513353.0236 | 1240273777.1087 | 173676605.7164 | 8536264.1512 | 1752 | 54.1358 | 94396.1274 | 5573.3577 | 7.0069 | 1112.5169 | 106 | 2432 | 3689.5386 | 608 | 152 | 0.13641
3476 | 875.592 | 402.8 | 800 | 3200 | 4 | 99.56% | 100 | 172.5947 | 171.1131 | 171.1131 | 1 | 172.5947 | 100 | 383.4252 | 361.5427 | 361.5427 | 361.5427 | 21.8825 | 383.4252 | 62.1505 | 55.3124 | 55.3124 | 55.3124 | 6.8381 | 62.1505 | 4543.0497 | 4210.5346 | 4210.5346 | 4255.6669 | 287.3828 | 4497.9174 | 45.1323 | 45.1323 | 4543.0497 | 353.3661 | 283.2484 | 283.2484 | 283.2484 | 70.1177 | 353.3661 | 3359.7391 | 3359.7391 | 1405.4015 | 1405.4015 | 808.1614 | 808.1614 | 388.4857 | 388.4857 | 757.6905 | 757.6905 | 331007076.6605 | 1240281394.741 | 173089890.7832 | 7621637.8153 | 1752 | 55.6362 | 81960.3651 | 4839.1226 | 6.0838 | 1182.0492 | 106 | 2432 | 3689.5386 | 608 | 152 | 0.13596
3477 | 927.0974 | 402.8 | 800 | 3200 | 4 | 99.59% | 100 | 176.7816 | 175.7321 | 175.7321 | 1 | 176.7816 | 100 | 404.2871 | 381.2122 | 381.2122 | 381.2122 | 23.0749 | 404.2871 | 62.1458 | 55.3077 | 55.3077 | 55.3077 | 6.8381 | 62.1458 | 4958.802 | 4601.4182 | 4601.4182 | 4646.089 | 312.713 | 4914.1312 | 44.6708 | 44.6708 | 4958.802 | 354.4657 | 284.0807 | 284.0807 | 284.0807 | 70.385 | 354.4657 | 3442.1312 | 3442.1312 | 1487.9518 | 1487.9518 | 808.096 | 808.096 | 388.4542 | 388.4542 | 757.6292 | 757.6292 | 332270212.0648 | 1240281394.741 | 172310895.497 | 7137497.6972 | 1752 | 57.0482 | 78007.321 | 4605.7261 | 5.7904 | 1251.5815 | 106 | 2432 | 3689.5386 | 608 | 152 | 0.13536
3478 | 978.6028 | 402.8 | 800 | 3200 | 4 | 99.62% | 100 | 180.9796 | 179.9551 | 179.9551 | 1 | 180.9796 | 100 | 425.1834 | 400.914 | 400.914 | 400.914 | 24.2693 | 425.1834 | 62.1415 | 55.3034 | 55.3034 | 55.3034 | 6.8381 | 62.1415 | 5321.0742 | 4941.5857 | 4941.5857 | 4986.2599 | 334.8144 | 5276.4 | 44.6742 | 44.6742 | 5321.0742 | 355.6356 | 284.9742 | 284.9742 | 284.9742 | 70.6614 | 355.6356 | 3524.5241 | 3524.5241 | 1570.495 | 1570.495 | 808.0339 | 808.0339 | 388.4244 | 388.4244 | 757.5709 | 757.5709 | 333436929.4104 | 1240281394.741 | 171629048.585 | 6652627.2635 | 1752 | 58.3736 | 71859.116 | 4242.7224 | 5.334 | 1321.1138 | 106 | 2432 | 3689.5386 | 608 | 152 | 0.13483
3479 | 1030.1083 | 402.8 | 800 | 3200 | 4 | 99.65% | 100 | 185.1806 | 184.0253 | 184.0253 | 1 | 185.1806 | 100 | 446.0522 | 420.5899 | 420.5899 | 420.5899 | 25.4623 | 446.0522 | 62.1374 | 55.2994 | 55.2994 | 55.2994 | 6.8381 | 62.1374 | 5693.7009 | 5291.7911 | 5291.7911 | 5336.069 | 357.6319 | 5649.423 | 44.2779 | 44.2779 | 5693.7009 | 356.7581 | 285.8345 | 285.8345 | 285.8345 | 70.9236 | 356.7581 | 3606.9178 | 3606.9178 | 1653.0317 | 1653.0317 | 807.9747 | 807.9747 | 388.3959 | 388.3959 | 757.5155 | 757.5155 | 334514377.8297 | 1240281394.741 | 171036937.4166 | 6167290.0127 | 1752 | 59.6192 | 65099.2253 | 3843.6033 | 4.8322 | 1390.6462 | 106 | 2432 | 3689.5386 | 608 | 152 | 0.13437
3480 | 20.6022 | 452.2 | 800 | 3200 | 7 | 90.08% | 100 | 131.9541 | 131.803 | 131.803 | 1 | 131.9541 | 100 | 102.2387 | 96.4117 | 96.4117 | 96.4117 | 5.827 | 102.2387 | 68.0106 | 60.5373 | 60.5373 | 60.5373 | 7.4733 | 68.0106 | 440.7166 | 349.1276 | 349.1276 | 402.715 | 38.0016 | 387.1292 | 53.5874 | 53.5874 | 440.7166 | 235.8075 | 191.4864 | 191.4864 | 191.4864 | 44.3211 | 235.8075 | 2381.2891 | 2381.2891 | 33.1156 | 33.1156 | 908.5747 | 908.5747 | 680.8234 | 680.8234 | 758.7754 | 758.7754 | 30304475.596 | 1274033885.7424 | 273873758.86 | 173787879.8015 | 1752 | 20.898 | 2275335.4185 | 134340.8741 | 168.8956 | 27.8129 | 119 | 2432 | 3689.5386 | 608 | 152 | 0.21359
3481 | 51.5054 | 452.2 | 800 | 3200 | 6 | 91.25% | 100 | 128.2335 | 127.887 | 127.887 | 1 | 128.2335 | 100 | 105.1919 | 99.1971 | 99.1971 | 99.1971 | 5.9948 | 105.1919 | 68.0174 | 60.544 | 60.544 | 60.544 | 7.4734 | 68.0174 | 427.2362 | 337.637 | 337.637 | 390.3301 | 36.9061 | 374.543 | 52.6932 | 52.6932 | 427.2362 | 255.4921 | 207.3313 | 207.3313 | 207.3313 | 48.1608 | 255.4921 | 2333.9417 | 2333.9417 | 82.7976 | 82.7976 | 908.668 | 908.668 | 583.6229 | 583.6229 | 758.8533 | 758.8533 | 73585776.8265 | 1274000914.9166 | 251053075.277 | 153360242.6738 | 1752 | 22.6074 | 1971110.7794 | 116378.7734 | 146.3133 | 69.5323 | 119 | 2432 | 3689.5386 | 608 | 152 | 0.19601
3482 | 154.5162 | 452.2 | 800 | 3200 | 6 | 94.53% | 100 | 133.5418 | 132.3403 | 132.3403 | 1 | 133.5418 | 100 | 119.4478 | 112.6385 | 112.6385 | 112.6385 | 6.8094 | 119.4478 | 67.9945 | 60.5214 | 60.5214 | 60.5214 | 7.4731 | 67.9945 | 625.9625 | 527.473 | 527.473 | 577.5467 | 48.4158 | 575.8888 | 50.0737 | 50.0737 | 625.9625 | 328.7177 | 265.331 | 265.331 | 265.331 | 63.3867 | 328.7177 | 2498.6896 | 2498.6896 | 248.3085 | 248.3085 | 908.36 | 908.36 | 583.425 | 583.425 | 758.5961 | 758.5961 | 192900070.6351 | 1274052859.7275 | 189199848.3938 | 95847221.2435 | 1752 | 28.4781 | 1168472.5324 | 68989.2225 | 86.7344 | 208.5969 | 119 | 2432 | 3689.5386 | 608 | 152 | 0.14837
3483 | 206.0217 | 452.2 | 800 | 3200 | 5 | 95.79% | 100 | 131.4323 | 130.246 | 130.246 | 1 | 131.4323 | 100 | 131.9615 | 124.4389 | 124.4389 | 124.4389 | 7.5225 | 131.9615 | 67.9962 | 60.5231 | 60.5231 | 60.5231 | 7.4731 | 67.9962 | 664.3835 | 564.5371 | 564.5371 | 613.8082 | 50.5754 | 615.1125 | 49.271 | 49.271 | 664.3835 | 358.0008 | 288.5194 | 288.5194 | 288.5194 | 69.4814 | 358.0008 | 2484.2903 | 2484.2903 | 331.0871 | 331.0871 | 908.3851 | 908.3851 | 486.201 | 486.201 | 758.6171 | 758.6171 | 230566434.4279 | 1274083073.0659 | 173649589.4205 | 73700903.0857 | 1752 | 31.3623 | 881705.32 | 52057.8471 | 65.448 | 278.1292 | 119 | 2432 | 3689.5386 | 608 | 152 | 0.13639
3484 | 257.5271 | 452.2 | 800 | 3200 | 5 | 96.79% | 100 | 134.8041 | 133.5013 | 133.5013 | 1 | 134.8041 | 100 | 150.0487 | 141.4938 | 141.4938 | 141.4938 | 8.5548 | 150.0487 | 67.9857 | 60.5127 | 60.5127 | 60.5127 | 7.473 | 67.9857 | 841.1005 | 731.5214 | 731.5214 | 779.8831 | 61.2174 | 792.7388 | 48.3617 | 48.3617 | 841.1005 | 366.1578 | 294.7032 | 294.7032 | 294.7032 | 71.4546 | 366.1578 | 2566.6675 | 2566.6675 | 413.7953 | 413.7953 | 908.2455 | 908.2455 | 486.1262 | 486.1262 | 758.5005 | 758.5005 | 251881133.7805 | 1274095342.6869 | 169765292.9616 | 56258230.571 | 1752 | 34.1535 | 660581.9364 | 39002.2297 | 49.0342 | 347.6615 | 119 | 2432 | 3689.5386 | 608 | 152 | 0.13339
3485 | 309.0325 | 452.2 | 800 | 3200 | 5 | 97.46% | 100 | 138.4224 | 137.1056 | 137.1056 | 1 | 138.4224 | 100 | 170.0654 | 160.368 | 160.368 | 160.368 | 9.6974 | 170.0654 | 67.9774 | 60.5044 | 60.5044 | 60.5044 | 7.473 | 67.9774 | 1043.232 | 922.3856 | 922.3856 | 969.7638 | 73.4683 | 995.8539 | 47.3781 | 47.3781 | 1043.232 | 369.4396 | 297.0307 | 297.0307 | 297.0307 | 72.4089 | 369.4396 | 2649.0468 | 2649.0468 | 496.4832 | 496.4832 | 908.1153 | 908.1153 | 486.0566 | 486.0566 | 758.3918 | 758.3918 | 265687306.4138 | 1274077258.4824 | 167699192.6737 | 44536242.4301 | 1752 | 36.9005 | 513747.0825 | 30332.7727 | 38.1349 | 417.1938 | 119 | 2432 | 3689.5386 | 608 | 152 | 0.1318
3486 | 360.5379 | 452.2 | 800 | 3200 | 5 | 97.93% | 100 | 142.2284 | 140.9628 | 140.9628 | 1 | 142.2284 | 100 | 190.9334 | 180.0447 | 180.0447 | 180.0447 | 10.8887 | 190.9334 | 67.9683 | 60.4954 | 60.4954 | 60.4954 | 7.4729 | 67.9683 | 1268.8547 | 1134.5077 | 1134.5077 | 1181.632 | 87.2227 | 1221.7305 | 47.1242 | 47.1242 | 1268.8547 | 371.4202 | 298.3759 | 298.3759 | 298.3759 | 73.0443 | 371.4202 | 2731.428 | 2731.428 | 579.1528 | 579.1528 | 907.9936 | 907.9936 | 485.9914 | 485.9914 | 758.2902 | 758.2902 | 275499900.2708 | 1274103415.3007 | 166080107.9682 | 36316576.4602 | 1752 | 39.524 | 419535.4143 | 24770.3059 | 31.1416 | 486.7262 | 119 | 2432 | 3689.5386 | 608 | 152 | 0.13056
3487 | 412.0433 | 452.2 | 800 | 3200 | 5 | 98.36% | 100 | 146.1337 | 144.3746 | 144.3746 | 1 | 146.1337 | 100 | 211.8922 | 199.8069 | 199.8069 | 199.8069 | 12.0854 | 211.8922 | 67.9603 | 60.4874 | 60.4874 | 60.4874 | 7.4729 | 67.9603 | 1553.2367 | 1401.0108 | 1401.0108 | 1448.6649 | 104.5718 | 1505.5826 | 47.6541 | 47.6541 | 1553.2367 | 372.3161 | 298.907 | 298.907 | 298.907 | 73.4091 | 372.3161 | 2813.811 | 2813.811 | 661.8058 | 661.8058 | 907.8797 | 907.8797 | 485.9305 | 485.9305 | 758.195 | 758.195 | 283423851.5121 | 1274108898.7644 | 165763527.8599 | 28703721.8635 | 1752 | 41.9551 | 333336.9844 | 19680.9585 | 24.7432 | 556.2585 | 119 | 2432 | 3689.5386 | 608 | 152 | 0.13031
3488 | 463.5487 | 452.2 | 800 | 3200 | 5 | 98.69% | 100 | 150.0929 | 148.2232 | 148.2232 | 1 | 150.0929 | 100 | 232.9915 | 219.7013 | 219.7013 | 219.7013 | 13.2902 | 232.9915 | 67.9531 | 60.4802 | 60.4802 | 60.4802 | 7.4729 | 67.9531 | 1915.5259 | 1741.3724 | 1741.3724 | 1788.7824 | 126.7435 | 1868.1159 | 47.41 | 47.41 | 1915.5259 | 372.5482 | 298.9585 | 298.9585 | 298.9585 | 73.5896 | 372.5482 | 2896.1955 | 2896.1955 | 744.4439 | 744.4439 | 907.7727 | 907.7727 | 485.8732 | 485.8732 | 758.1057 | 758.1057 | 289794847.2269 | 1274108898.7644 | 165080488.8984 | 23015765.1102 | 1752 | 44.2396 | 262855.8194 | 15519.5934 | 19.5115 | 625.7908 | 119 | 2432 | 3689.5386 | 608 | 152 | 0.12979
3489 | 515.0541 | 452.2 | 800 | 3200 | 5 | 98.93% | 100 | 154.124 | 152.0322 | 152.0322 | 1 | 154.124 | 100 | 254.2291 | 239.7259 | 239.7259 | 239.7259 | 14.5032 | 254.2291 | 67.9466 | 60.4737 | 60.4737 | 60.4737 | 7.4729 | 67.9466 | 2319.428 | 2120.1917 | 2120.1917 | 2168.0034 | 151.4245 | 2271.6162 | 47.8117 | 47.8117 | 2319.428 | 373.68 | 299.7469 | 299.7469 | 299.7469 | 73.9331 | 373.68 | 2978.5815 | 2978.5815 | 827.0682 | 827.0682 | 907.6722 | 907.6722 | 485.8194 | 485.8194 | 758.0217 | 758.0217 | 294886455.8653 | 1274107470.1576 | 164280871.7519 | 18725286.2941 | 1752.0001 | 46.3798 | 218277.0082 | 12887.561 | 16.2025 | 695.3231 | 119 | 2432 | 3689.5386 | 608 | 152 | 0.12917
3490 | 566.5595 | 452.2 | 800 | 3200 | 5 | 99.13% | 100 | 158.1768 | 156.0052 | 156.0052 | 1 | 158.1768 | 100 | 275.5892 | 259.8659 | 259.8659 | 259.8659 | 15.7233 | 275.5892 | 67.9403 | 60.4674 | 60.4674 | 60.4674 | 7.4729 | 67.9403 | 2823.6133 | 2593.9823 | 2593.9823 | 2641.3104 | 182.303 | 2776.2853 | 47.328 | 47.328 | 2823.6133 | 374.3872 | 300.2086 | 300.2086 | 300.2086 | 74.1785 | 374.3872 | 3060.9688 | 3060.9688 | 909.6801 | 909.6801 | 907.5774 | 907.5774 | 485.7687 | 485.7687 | 757.9426 | 757.9426 | 298873602.3904 | 1274086646.6261 | 163784869.5335 | 15254881.45 | 1752 | 48.3747 | 171505.6575 | 10126.0763 | 12.7307 | 764.8554 | 119 | 2432 | 3689.5386 | 608 | 152 | 0.12879
3491 | 618.065 | 452.2 | 800 | 3200 | 5 | 99.26% | 100 | 162.2728 | 160.1092 | 160.1092 | 1 | 162.2728 | 100 | 297.215 | 280.2563 | 280.2563 | 280.2563 | 16.9587 | 297.215 | 67.9344 | 60.4615 | 60.4615 | 60.4615 | 7.4729 | 67.9344 | 3334.2204 | 3074.1973 | 3074.1973 | 3120.6235 | 213.597 | 3287.7943 | 46.4262 | 46.4262 | 3334.2204 | 375.7124 | 301.1779 | 301.1779 | 301.1779 | 74.5345 | 375.7124 | 3143.3573 | 3143.3573 | 992.2805 | 992.2805 | 907.488 | 907.488 | 485.7208 | 485.7208 | 757.8679 | 757.8679 | 302141363.0013 | 1274108898.7644 | 162863691.9386 | 12885956.8324 | 1751.9999 | 50.2462 | 145407.4118 | 8585.1777 | 10.7934 | 834.3877 | 119 | 2432 | 3689.5386 | 608 | 152 | 0.12808
3492 | 669.5704 | 452.2 | 800 | 3200 | 5 | 99.42% | 100 | 166.3898 | 163.3384 | 163.3384 | 1 | 166.3898 | 100 | 318.8203 | 300.6273 | 300.6273 | 300.6273 | 18.193 | 318.8203 | 67.9285 | 60.4556 | 60.4556 | 60.4556 | 7.4729 | 67.9285 | 4016.2547 | 3714.2937 | 3714.2937 | 3760.8546 | 255.4001 | 3969.6938 | 46.5609 | 46.5609 | 4016.2547 | 376.5009 | 301.7266 | 301.7266 | 301.7266 | 74.7743 | 376.5009 | 3225.7469 | 3225.7469 | 1074.8704 | 1074.8704 | 907.4035 | 907.4035 | 485.6756 | 485.6756 | 757.7974 | 757.7974 | 304992837.0726 | 1274108898.7644 | 162654106.6336 | 10244157.5294 | 1752 | 51.9819 | 114203.4524 | 6742.8264 | 8.4772 | 903.92 | 119 | 2432 | 3689.5386 | 608 | 152 | 0.12792
3493 | 721.0758 | 452.2 | 800 | 3200 | 4 | 99.52% | 100 | 165.2527 | 163.1374 | 163.1374 | 1 | 165.2527 | 100 | 340.6114 | 321.1752 | 321.1752 | 321.1752 | 19.4362 | 340.6114 | 67.9294 | 60.4566 | 60.4566 | 60.4566 | 7.4729 | 67.9294 | 3950.4772 | 3653.366 | 3653.366 | 3699.2066 | 251.2706 | 3904.6366 | 45.8406 | 45.8406 | 3950.4772 | 376.7908 | 301.8972 | 301.8972 | 301.8972 | 74.8936 | 376.7908 | 3211.3452 | 3211.3452 | 1157.5712 | 1157.5712 | 907.418 | 907.418 | 388.5467 | 388.5467 | 757.8094 | 757.8094 | 307215799.8106 | 1274108898.7644 | 162191879.6812 | 8483421.7438 | 1752 | 53.6126 | 93598.5151 | 5526.2649 | 6.9477 | 973.4523 | 119 | 2432 | 3689.5386 | 608 | 152 | 0.12756
3494 | 772.5812 | 452.2 | 800 | 3200 | 4 | 99.56% | 100 | 169.4154 | 168.2237 | 168.2237 | 1 | 169.4154 | 100 | 362.6011 | 341.9083 | 341.9083 | 341.9083 | 20.6928 | 362.6011 | 67.9241 | 60.4512 | 60.4512 | 60.4512 | 7.4729 | 67.9241 | 4518.3468 | 4186.8964 | 4186.8964 | 4232.3856 | 285.9613 | 4472.8577 | 45.4892 | 45.4892 | 4518.3468 | 378.1611 | 302.9265 | 302.9265 | 302.9265 | 75.2345 | 378.1611 | 3293.7357 | 3293.7357 | 1240.1445 | 1240.1445 | 907.3372 | 907.3372 | 388.5121 | 388.5121 | 757.742 | 757.742 | 308988545.6908 | 1274108898.7644 | 161107429.5062 | 7795126.0386 | 1752 | 55.1511 | 85489.8951 | 5047.5139 | 6.3458 | 1042.9846 | 119 | 2432 | 3689.5386 | 608 | 152 | 0.12673
3495 | 824.0866 | 452.2 | 800 | 3200 | 4 | 99.58% | 100 | 173.6025 | 172.7559 | 172.7559 | 1 | 173.6025 | 100 | 384.7248 | 362.7678 | 362.7678 | 362.7678 | 21.9571 | 384.7248 | 67.919 | 60.4461 | 60.4461 | 60.4461 | 7.4729 | 67.919 | 4889.8198 | 4535.9398 | 4535.9398 | 4581.1724 | 308.6474 | 4844.5872 | 45.2326 | 45.2326 | 4889.8198 | 380.1595 | 304.4677 | 304.4677 | 304.4677 | 75.6917 | 380.1595 | 3376.1271 | 3376.1271 | 1322.7091 | 1322.7091 | 907.2606 | 907.2606 | 388.4793 | 388.4793 | 757.678 | 757.678 | 310495160.4458 | 1274108898.7644 | 160069473.7044 | 7326467.0855 | 1752 | 56.5942 | 80566.415 | 4756.8207 | 5.9804 | 1112.5169 | 119 | 2432 | 3689.5386 | 608 | 152 | 0.12593
3496 | 875.592 | 452.2 | 800 | 3200 | 4 | 99.61% | 100 | 177.7998 | 176.9109 | 176.9109 | 1 | 177.7998 | 100 | 406.9139 | 383.6887 | 383.6887 | 383.6887 | 23.2252 | 406.9139 | 67.9141 | 60.4413 | 60.4413 | 60.4413 | 7.4729 | 67.9141 | 5209.9956 | 4836.5879 | 4836.5879 | 4881.7783 | 328.2174 | 5164.8052 | 45.1904 | 45.1904 | 5209.9956 | 382.0673 | 305.9436 | 305.9436 | 305.9436 | 76.1237 | 382.0673 | 3458.5193 | 3458.5193 | 1405.2659 | 1405.2659 | 907.188 | 907.188 | 388.4482 | 388.4482 | 757.6173 | 757.6173 | 311817556.2163 | 1274108898.7644 | 159220968.8909 | 6852576.1284 | 1752 | 57.9469 | 75229.3297 | 4441.7073 | 5.5842 | 1182.0492 | 119 | 2432 | 3689.5386 | 608 | 152 | 0.12527
3497 | 927.0974 | 452.2 | 800 | 3200 | 4 | 99.64% | 100 | 181.9974 | 180.9921 | 180.9921 | 1 | 181.9974 | 100 | 429.1293 | 404.6344 | 404.6344 | 404.6344 | 24.4949 | 429.1293 | 67.9095 | 60.4367 | 60.4367 | 60.4367 | 7.4729 | 67.9095 | 5558.0867 | 5163.5703 | 5163.5703 | 5208.5596 | 349.5271 | 5513.0974 | 44.9893 | 44.9893 | 5558.0867 | 383.6541 | 307.1623 | 307.1623 | 307.1623 | 76.4918 | 383.6541 | 3540.9124 | 3540.9124 | 1487.8153 | 1487.8153 | 907.1189 | 907.1189 | 388.4186 | 388.4186 | 757.5596 | 757.5596 | 312983443.6647 | 1274108898.7644 | 158530888.6893 | 6376768.8816 | 1752 | 59.2179 | 69508.6172 | 4103.9437 | 5.1595 | 1251.5815 | 119 | 2432 | 3689.5386 | 608 | 152 | 0.12474
3498 | 978.6028 | 452.2 | 800 | 3200 | 4 | 99.66% | 100 | 186.198 | 185.0609 | 185.0609 | 1 | 186.198 | 100 | 451.3609 | 425.5953 | 425.5953 | 425.5953 | 25.7657 | 451.3609 | 67.9051 | 60.4323 | 60.4323 | 60.4323 | 7.4729 | 67.9051 | 5958.1287 | 5539.1859 | 5539.1859 | 5584.121 | 374.0077 | 5913.1936 | 44.9351 | 44.9351 | 5958.1287 | 384.9578 | 308.1596 | 308.1596 | 308.1596 | 76.7982 | 384.9578 | 3623.3063 | 3623.3063 | 1570.3579 | 1570.3579 | 907.0532 | 907.0532 | 388.3905 | 388.3905 | 757.5048 | 757.5048 | 314038840.4072 | 1274108898.7644 | 157951299.1936 | 5900961.6348 | 1752 | 60.4145 | 63808.5523 | 3767.3991 | 4.7364 | 1321.1138 | 119 | 2432 | 3689.5386 | 608 | 152 | 0.12429
3499 | 1030.1083 | 452.2 | 800 | 3200 | 4 | 99.69% | 100 | 190.4021 | 189.1001 | 189.1001 | 1 | 190.4021 | 100 | 473.5521 | 446.5179 | 446.5179 | 446.5179 | 27.0342 | 473.5521 | 67.901 | 60.4281 | 60.4281 | 60.4281 | 7.4729 | 67.901 | 6430.4524 | 5982.5562 | 5982.5562 | 6027.5445 | 402.9078 | 6385.4641 | 44.9883 | 44.9883 | 6430.4524 | 386.1013 | 309.0357 | 309.0357 | 309.0357 | 77.0656 | 386.1013 | 3705.7008 | 3705.7008 | 1652.8942 | 1652.8942 | 906.9905 | 906.9905 | 388.3636 | 388.3636 | 757.4525 | 757.4525 | 315063494.9653 | 1274108898.7644 | 157413769.2876 | 5413836.9828 | 1752 | 61.5426 | 59337.5957 | 3503.4239 | 4.4046 | 1390.6462 | 119 | 2432 | 3689.5386 | 608 | 152 | 0.12388
3500 | 20.6022 | 501.6 | 800 | 3200 | 7 | 91.88% | 100 | 135.8555 | 135.7047 | 135.7047 | 1 | 135.8555 | 100 | 106.2119 | 100.1572 | 100.1572 | 100.1572 | 6.0546 | 106.2119 | 73.7974 | 65.6868 | 65.6868 | 65.6868 | 8.1106 | 73.7974 | 522.7246 | 426.4822 | 426.4822 | 479.8033 | 42.9213 | 469.4035 | 53.3211 | 53.3211 | 522.7246 | 230.5992 | 187.0105 | 187.0105 | 187.0105 | 43.5887 | 230.5992 | 2480.048 | 2480.048 | 33.109 | 33.109 | 1007.6287 | 1007.6287 | 680.687 | 680.687 | 758.6233 | 758.6233 | 29168096.4962 | 1302170456.1842 | 278408728.0425 | 142252719.2772 | 1752 | 26.6136 | 1853804.641 | 109452.7575 | 137.6058 | 27.8129 | 132 | 2432 | 3689.5386 | 608 | 152 | 0.21708
3501 | 51.5054 | 501.6 | 800 | 3200 | 6 | 92.84% | 100 | 132.2927 | 131.8978 | 131.8978 | 1 | 132.2927 | 100 | 109.1371 | 102.9163 | 102.9163 | 102.9163 | 6.2208 | 109.1371 | 73.8024 | 65.6919 | 65.6919 | 65.6919 | 8.1105 | 73.8024 | 505.6439 | 411.667 | 411.667 | 464.0002 | 41.6437 | 453.3107 | 52.3331 | 52.3331 | 505.6439 | 251.7398 | 203.9999 | 203.9999 | 203.9999 | 47.7399 | 251.7398 | 2432.6988 | 2432.6988 | 82.7802 | 82.7802 | 1007.7233 | 1007.7233 | 583.5007 | 583.5007 | 758.6945 | 758.6945 | 70876944.2094 | 1302195446.3154 | 253473397.928 | 125454211.5472 | 1752 | 28.2792 | 1597360.7585 | 94311.7392 | 118.5703 | 69.5323 | 132 | 2432 | 3689.5386 | 608 | 152 | 0.19788
3502 | 154.5162 | 501.6 | 800 | 3200 | 5 | 95.59% | 100 | 132.7334 | 131.6412 | 131.6412 | 1 | 132.7334 | 100 | 124.2779 | 117.1932 | 117.1932 | 117.1932 | 7.0847 | 124.2779 | 73.7914 | 65.6812 | 65.6812 | 65.6812 | 8.1103 | 73.7914 | 643.9307 | 545.3569 | 545.3569 | 594.5327 | 49.398 | 594.7549 | 49.1758 | 49.1758 | 643.9307 | 330.0578 | 266.1044 | 266.1044 | 266.1044 | 63.9534 | 330.0578 | 2500.6752 | 2500.6752 | 248.3075 | 248.3075 | 1007.5888 | 1007.5888 | 486.1857 | 486.1857 | 758.5932 | 758.5932 | 185325242.1565 | 1302226043.7918 | 187261047.5044 | 77187666.5473 | 1752 | 33.6895 | 923314.1822 | 54514.5271 | 68.5366 | 208.5969 | 132 | 2432 | 3689.5386 | 608 | 152 | 0.14687
3503 | 206.0217 | 501.6 | 800 | 3200 | 5 | 96.55% | 100 | 136.1075 | 134.9165 | 134.9165 | 1 | 136.1075 | 100 | 137.558 | 129.7151 | 129.7151 | 129.7151 | 7.8429 | 137.558 | 73.7822 | 65.6719 | 65.6719 | 65.6719 | 8.1104 | 73.7822 | 797.0166 | 689.9883 | 689.9883 | 738.4412 | 58.5753 | 748.5637 | 48.4529 | 48.4529 | 797.0166 | 366.5753 | 295.0903 | 295.0903 | 295.0903 | 71.485 | 366.5753 | 2583.0528 | 2583.0528 | 331.0265 | 331.0265 | 1007.436 | 1007.436 | 486.112 | 486.112 | 758.4783 | 758.4783 | 221082559.1584 | 1302195787.0572 | 168227082.2947 | 60494571.4897 | 1752 | 36.3588 | 712067.5253 | 42042.0537 | 52.856 | 278.1292 | 132 | 2432 | 3689.5386 | 608 | 152 | 0.13221
3504 | 257.5271 | 501.6 | 800 | 3200 | 5 | 97.28% | 100 | 139.6441 | 138.4951 | 138.4951 | 1 | 139.6441 | 100 | 156.9179 | 147.97 | 147.97 | 147.97 | 8.9479 | 156.9179 | 73.7726 | 65.6623 | 65.6623 | 65.6623 | 8.1103 | 73.7726 | 992.4878 | 874.6826 | 874.6826 | 922.0813 | 70.4065 | 945.0891 | 47.3987 | 47.3987 | 992.4878 | 381.1783 | 306.4362 | 306.4362 | 306.4362 | 74.7422 | 381.1783 | 2665.4325 | 2665.4325 | 413.7247 | 413.7247 | 1007.2936 | 1007.2936 | 486.0433 | 486.0433 | 758.371 | 758.371 | 240622626.5077 | 1302203700.9155 | 161593943.1967 | 47579729.3801 | 1752 | 38.8999 | 551043.6199 | 32534.8434 | 40.9033 | 347.6615 | 132 | 2432 | 3689.5386 | 608 | 152 | 0.1271
3505 | 309.0325 | 501.6 | 800 | 3200 | 5 | 97.85% | 100 | 143.3855 | 142.0535 | 142.0535 | 1 | 143.3855 | 100 | 178.2993 | 168.1309 | 168.1309 | 168.1309 | 10.1684 | 178.2993 | 73.7641 | 65.6538 | 65.6538 | 65.6538 | 8.1103 | 73.7641 | 1224.2788 | 1092.4426 | 1092.4426 | 1139.7556 | 84.5232 | 1176.9658 | 47.313 | 47.313 | 1224.2788 | 387.6004 | 311.2768 | 311.2768 | 311.2768 | 76.3236 | 387.6004 | 2747.8141 | 2747.8141 | 496.404 | 496.404 | 1007.1604 | 1007.1604 | 485.979 | 485.979 | 758.2707 | 758.2707 | 253356265.8792 | 1302206655.4119 | 158777100.2473 | 37659999.9709 | 1752 | 41.319 | 430799.6095 | 25435.3691 | 31.9778 | 417.1938 | 132 | 2432 | 3689.5386 | 608 | 152 | 0.12493
3506 | 360.5379 | 501.6 | 800 | 3200 | 5 | 98.28% | 100 | 147.261 | 145.6727 | 145.6727 | 1 | 147.261 | 100 | 200.3796 | 188.9506 | 188.9506 | 188.9506 | 11.429 | 200.3796 | 73.7557 | 65.6454 | 65.6454 | 65.6454 | 8.1103 | 73.7557 | 1500.1408 | 1351.0348 | 1351.0348 | 1398.8243 | 101.3165 | 1452.3513 | 47.7895 | 47.7895 | 1500.1408 | 391.1126 | 313.8633 | 313.8633 | 313.8633 | 77.2493 | 391.1126 | 2830.1974 | 2830.1974 | 579.0662 | 579.0662 | 1007.0356 | 1007.0356 | 485.9188 | 485.9188 | 758.1768 | 758.1768 | 262604705.3004 | 1302207575.505 | 157124318.1534 | 30063401.0412 | 1752 | 43.6094 | 348351.9124 | 20567.4733 | 25.8578 | 486.7262 | 132 | 2432 | 3689.5386 | 608 | 152 | 0.12366
3507 | 412.0433 | 501.6 | 800 | 3200 | 5 | 98.65% | 100 | 151.1953 | 149.3721 | 149.3721 | 1 | 151.1953 | 100 | 222.528 | 209.8344 | 209.8344 | 209.8344 | 12.6937 | 222.528 | 73.7478 | 65.6375 | 65.6375 | 65.6375 | 8.1103 | 73.7478 | 1869.9529 | 1698.3536 | 1698.3536 | 1746.0298 | 123.9231 | 1822.2766 | 47.6762 | 47.6762 | 1869.9529 | 392.7272 | 314.9988 | 314.9988 | 314.9988 | 77.7284 | 392.7272 | 2912.5822 | 2912.5822 | 661.7129 | 661.7129 | 1006.9185 | 1006.9185 | 485.8622 | 485.8622 | 758.0886 | 758.0886 | 269817443.4987 | 1302232292.5614 | 156291054.3479 | 23659209.5921 | 1752 | 45.7542 | 271460.3996 | 16027.627 | 20.1502 | 556.2585 | 132 | 2432 | 3689.5386 | 608 | 152 | 0.12302
3508 | 463.5487 | 501.6 | 800 | 3200 | 5 | 98.88% | 100 | 155.2042 | 153.5392 | 153.5392 | 1 | 155.2042 | 100 | 245.0419 | 231.0626 | 231.0626 | 231.0626 | 13.9794 | 245.0419 | 73.7402 | 65.6299 | 65.6299 | 65.6299 | 8.1102 | 73.7402 | 2262.6713 | 2067.8765 | 2067.8765 | 2114.7374 | 147.9339 | 2215.8104 | 46.8609 | 46.8609 | 2262.6713 | 395.0888 | 316.7605 | 316.7605 | 316.7605 | 78.3283 | 395.0888 | 2994.9685 | 2994.9685 | 744.3456 | 744.3456 | 1006.8083 | 1006.8083 | 485.8091 | 485.8091 | 758.0056 | 758.0056 | 275389054.2661 | 1302228130.0222 | 154787620.2568 | 19595195.455 | 1752 | 47.7862 | 225952.8038 | 13340.7571 | 16.7722 | 625.7908 | 132 | 2432 | 3689.5386 | 608 | 152 | 0.12186
3509 | 515.0541 | 501.6 | 800 | 3200 | 5 | 99.14% | 100 | 159.2577 | 156.4116 | 156.4116 | 1 | 159.2577 | 100 | 267.4611 | 252.2013 | 252.2013 | 252.2013 | 15.2598 | 267.4611 | 73.7337 | 65.6235 | 65.6235 | 65.6235 | 8.1103 | 73.7337 | 2765.9098 | 2539.8117 | 2539.8117 | 2587.1233 | 178.7865 | 2718.5982 | 47.3116 | 47.3116 | 2765.9098 | 396.959 | 318.1342 | 318.1342 | 318.1342 | 78.8248 | 396.959 | 3077.356 | 3077.356 | 826.9653 | 826.9653 | 1006.7044 | 1006.7044 | 485.7589 | 485.7589 | 757.9274 | 757.9274 | 280263596.0293 | 1302224992.5319 | 154413357.8894 | 15098053.5494 | 1752 | 49.6639 | 167852.2327 | 9910.3699 | 12.4595 | 695.3231 | 132 | 2432 | 3689.5386 | 608 | 152 | 0.12157
3510 | 566.5595 | 501.6 | 800 | 3200 | 5 | 99.27% | 100 | 163.3279 | 161.5114 | 161.5114 | 1 | 163.3279 | 100 | 290.0598 | 273.509 | 273.509 | 273.509 | 16.5507 | 290.0598 | 73.7269 | 65.6166 | 65.6166 | 65.6166 | 8.1102 | 73.7269 | 3398.3868 | 3135.1746 | 3135.1746 | 3180.884 | 217.5028 | 3352.6774 | 45.7094 | 45.7094 | 3398.3868 | 398.3288 | 319.1375 | 319.1375 | 319.1375 | 79.1913 | 398.3288 | 3159.7448 | 3159.7448 | 909.5732 | 909.5732 | 1006.6063 | 1006.6063 | 485.7116 | 485.7116 | 757.8536 | 757.8536 | 283863466.0621 | 1302227288.9736 | 153064471.6648 | 12844773.2994 | 1752 | 51.4468 | 142586.1623 | 8418.6048 | 10.584 | 764.8554 | 132 | 2432 | 3689.5386 | 608 | 152 | 0.12053
3511 | 618.065 | 501.6 | 800 | 3200 | 5 | 99.39% | 100 | 167.4525 | 165.1372 | 165.1372 | 1 | 167.4525 | 100 | 312.9676 | 295.1082 | 295.1082 | 295.1082 | 17.8594 | 312.9676 | 73.7208 | 65.6106 | 65.6106 | 65.6106 | 8.1102 | 73.7208 | 3984.9851 | 3685.5184 | 3685.5184 | 3731.5877 | 253.3973 | 3938.9158 | 46.0693 | 46.0693 | 3984.9851 | 400.4877 | 320.7624 | 320.7624 | 320.7624 | 79.7253 | 400.4877 | 3242.1346 | 3242.1346 | 992.1703 | 992.1703 | 1006.5136 | 1006.5136 | 485.6669 | 485.6669 | 757.7838 | 757.7838 | 286828586.9386 | 1302233459.2388 | 152254134.8508 | 10683818.9717 | 1752 | 53.1091 | 120724.6487 | 7127.8523 | 8.9613 | 834.3877 | 132 | 2432 | 3689.5386 | 608 | 152 | 0.11991
3512 | 669.5704 | 501.6 | 800 | 3200 | 4 | 99.5% | 100 | 166.3233 | 164.2934 | 164.2934 | 1 | 166.3233 | 100 | 335.9769 | 316.8048 | 316.8048 | 316.8048 | 19.1721 | 335.9769 | 73.7218 | 65.6116 | 65.6116 | 65.6116 | 8.1102 | 73.7218 | 3864.5123 | 3572.1034 | 3572.1034 | 3618.4602 | 246.0521 | 3818.1555 | 46.3568 | 46.3568 | 3864.5123 | 401.5796 | 321.5623 | 321.5623 | 321.5623 | 80.0173 | 401.5796 | 3227.7329 | 3227.7329 | 1074.8681 | 1074.8681 | 1006.5294 | 1006.5294 | 388.5396 | 388.5396 | 757.7957 | 757.7957 | 289269005.3169 | 1302233459.2388 | 151776917.6316 | 8720617.8127 | 1752 | 54.6629 | 97516.734 | 5757.6053 | 7.2386 | 903.92 | 132 | 2432 | 3689.5386 | 608 | 152 | 0.11954
3513 | 721.0758 | 501.6 | 800 | 3200 | 4 | 99.57% | 100 | 170.4768 | 168.8789 | 168.8789 | 1 | 170.4768 | 100 | 359.1211 | 338.6266 | 338.6266 | 338.6266 | 20.4945 | 359.1211 | 73.716 | 65.6058 | 65.6058 | 65.6058 | 8.1102 | 73.716 | 4588.0109 | 4251.4251 | 4251.4251 | 4297.7095 | 290.3015 | 4541.7266 | 46.2844 | 46.2844 | 4588.0109 | 402.7817 | 322.4542 | 322.4542 | 322.4542 | 80.3275 | 402.7817 | 3310.1235 | 3310.1235 | 1157.4483 | 1157.4483 | 1006.4408 | 1006.4408 | 388.5054 | 388.5054 | 757.729 | 757.729 | 291289159.7083 | 1302233459.2388 | 150965100.409 | 7512280.6439 | 1752 | 56.1279 | 84837.3115 | 5008.9839 | 6.2974 | 973.4523 | 132 | 2432 | 3689.5386 | 608 | 152 | 0.11891
3514 | 772.5812 | 501.6 | 800 | 3200 | 4 | 99.6% | 100 | 174.6581 | 173.7928 | 173.7928 | 1 | 174.6581 | 100 | 382.4158 | 360.5902 | 360.5902 | 360.5902 | 21.8256 | 382.4158 | 73.7105 | 65.6003 | 65.6003 | 65.6003 | 8.1102 | 73.7105 | 5078.421 | 4711.9668 | 4711.9668 | 4758.1209 | 320.3 | 5032.2669 | 46.1541 | 46.1541 | 5078.421 | 405.0391 | 324.1959 | 324.1959 | 324.1959 | 80.8432 | 405.0391 | 3392.5151 | 3392.5151 | 1240.0196 | 1240.0196 | 1006.3568 | 1006.3568 | 388.473 | 388.473 | 757.6657 | 757.6657 | 292901287.5881 | 1302233459.2388 | 149814657.8709 | 7050595.3022 | 1752 | 57.5097 | 78194.5762 | 4616.782 | 5.8043 | 1042.9846 | 132 | 2432 | 3689.5386 | 608 | 152 | 0.11803
3515 | 824.0866 | 501.6 | 800 | 3200 | 4 | 99.62% | 100 | 178.8504 | 177.9952 | 177.9952 | 1 | 178.8504 | 100 | 405.8219 | 382.6587 | 382.6587 | 382.6587 | 23.1632 | 405.8219 | 73.7053 | 65.5951 | 65.5951 | 65.5951 | 8.1102 | 73.7053 | 5427.5986 | 5040.4344 | 5040.4344 | 5085.9105 | 341.6881 | 5382.1224 | 45.4761 | 45.4761 | 5427.5986 | 407.4431 | 326.0594 | 326.0594 | 326.0594 | 81.3836 | 407.4431 | 3474.9075 | 3474.9075 | 1322.5827 | 1322.5827 | 1006.277 | 1006.277 | 388.4422 | 388.4422 | 757.6056 | 757.6056 | 294307898.2693 | 1302233459.2388 | 148867439.5175 | 6591202.9744 | 1752 | 58.8072 | 71965.0874 | 4248.9791 | 5.3419 | 1112.5169 | 132 | 2432 | 3689.5386 | 608 | 152 | 0.1173
3516 | 875.592 | 501.6 | 800 | 3200 | 4 | 99.65% | 100 | 183.0493 | 182.084 | 182.084 | 1 | 183.0493 | 100 | 429.2685 | 404.7653 | 404.7653 | 404.7653 | 24.5032 | 429.2685 | 73.7004 | 65.5902 | 65.5902 | 65.5902 | 8.1102 | 73.7004 | 5793.5486 | 5384.1533 | 5384.1533 | 5429.4596 | 364.0891 | 5748.2424 | 45.3062 | 45.3062 | 5793.5486 | 409.5021 | 327.6535 | 327.6535 | 327.6535 | 81.8486 | 409.5021 | 3557.3008 | 3557.3008 | 1405.1382 | 1405.1382 | 1006.2011 | 1006.2011 | 388.4129 | 388.4129 | 757.5485 | 757.5485 | 295532868.0787 | 1302233459.2388 | 148101843.3046 | 6131829.3779 | 1752 | 60.0278 | 68226.2105 | 4028.2275 | 5.0644 | 1182.0492 | 132 | 2432 | 3689.5386 | 608 | 152 | 0.11671
3517 | 927.0974 | 501.6 | 800 | 3200 | 4 | 99.68% | 100 | 187.2536 | 186.0782 | 186.0782 | 1 | 187.2536 | 100 | 452.7339 | 426.8895 | 426.8895 | 426.8895 | 25.8444 | 452.7339 | 73.6957 | 65.5855 | 65.5855 | 65.5855 | 8.1102 | 73.6957 | 6224.9543 | 5788.6922 | 5788.6922 | 5834.4965 | 390.4578 | 6179.15 | 45.8043 | 45.8043 | 6224.9543 | 411.1855 | 328.9545 | 328.9545 | 328.9545 | 82.231 | 411.1855 | 3639.6947 | 3639.6947 | 1487.6867 | 1487.6867 | 1006.1289 | 1006.1289 | 388.385 | 388.385 | 757.4941 | 757.4941 | 296650857.8243 | 1302233459.2388 | 147477835.0366 | 5637847.9003 | 1752 | 61.1777 | 62340.324 | 3680.7117 | 4.6275 | 1251.5815 | 132 | 2432 | 3689.5386 | 608 | 152 | 0.11623
3518 | 978.6028 | 501.6 | 800 | 3200 | 4 | 99.7% | 100 | 191.4599 | 190.2704 | 190.2704 | 1 | 191.4599 | 100 | 476.163 | 448.9794 | 448.9794 | 448.9794 | 27.1836 | 476.163 | 73.6912 | 65.581 | 65.581 | 65.581 | 8.1102 | 73.6912 | 6724.9388 | 6258.0382 | 6258.0382 | 6303.8822 | 421.0566 | 6679.0948 | 45.844 | 45.844 | 6724.9388 | 412.6762 | 330.1098 | 330.1098 | 330.1098 | 82.5664 | 412.6762 | 3722.0894 | 3722.0894 | 1570.2285 | 1570.2285 | 1006.0601 | 1006.0601 | 388.3585 | 388.3585 | 757.4423 | 757.4423 | 297684677.6129 | 1302233459.2388 | 146872384.1645 | 5209478.9838 | 1752 | 62.2642 | 58069.2522 | 3428.5381 | 4.3104 | 1321.1138 | 132 | 2432 | 3689.5386 | 608 | 152 | 0.11576
3519 | 1030.1083 | 501.6 | 800 | 3200 | 4 | 99.74% | 100 | 195.6628 | 194.173 | 194.173 | 1 | 195.6628 | 100 | 499.5444 | 471.0242 | 471.0242 | 471.0242 | 28.5202 | 499.5444 | 73.6869 | 65.5767 | 65.5767 | 65.5767 | 8.1102 | 73.6869 | 7464.6486 | 6952.9596 | 6952.9596 | 6998.2123 | 466.4364 | 7419.396 | 45.2527 | 45.2527 | 7464.6486 | 413.7056 | 330.9002 | 330.9002 | 330.9002 | 82.8053 | 413.7056 | 3804.4847 | 3804.4847 | 1652.7643 | 1652.7643 | 1005.9944 | 1005.9944 | 388.3331 | 388.3331 | 757.3929 | 757.3929 | 298641201.0057 | 1302233459.2388 | 146512110.921 | 4613228.8345 | 1752 | 63.2904 | 49438.589 | 2918.9645 | 3.6698 | 1390.6462 | 132 | 2432 | 3689.5386 | 608 | 152 | 0.11548
3520 | 20.6022 | 551 | 800 | 3200 | 6 | 93.28% | 100 | 134.7965 | 134.609 | 134.609 | 1 | 134.7965 | 100 | 109.472 | 103.2315 | 103.2315 | 103.2315 | 6.2405 | 109.472 | 79.5982 | 70.85 | 70.85 | 70.85 | 8.7482 | 79.5982 | 536.8925 | 440.4894 | 440.4894 | 493.1318 | 43.7607 | 484.2501 | 52.6424 | 52.6424 | 536.8925 | 228.5833 | 185.1675 | 185.1675 | 185.1675 | 43.4158 | 228.5833 | 2482.0336 | 2482.0336 | 33.1089 | 33.1089 | 1106.8606 | 1106.8606 | 583.4437 | 583.4437 | 758.6204 | 758.6204 | 28299915.4442 | 1326170104.38 | 279766502.7202 | 117763490.3645 | 1752 | 31.8519 | 1514549.8391 | 89422.3979 | 112.4233 | 27.8129 | 145 | 2432 | 3689.5386 | 608 | 152 | 0.21813
3521 | 51.5054 | 551 | 800 | 3200 | 6 | 94.07% | 100 | 136.6526 | 136.235 | 136.235 | 1 | 136.6526 | 100 | 113.3412 | 106.8796 | 106.8796 | 106.8796 | 6.4616 | 113.3412 | 79.5896 | 70.8416 | 70.8416 | 70.8416 | 8.748 | 79.5896 | 595.7776 | 496.6963 | 496.6963 | 548.6549 | 47.1227 | 543.819 | 51.9586 | 51.9586 | 595.7776 | 250.3486 | 202.6551 | 202.6551 | 202.6551 | 47.6935 | 250.3486 | 2531.4596 | 2531.4596 | 82.7644 | 82.7644 | 1106.7569 | 1106.7569 | 583.389 | 583.389 | 758.5493 | 758.5493 | 68221648.7166 | 1326204137.3605 | 253699852.1411 | 103874361.7818 | 1752 | 33.4081 | 1316699.3229 | 77740.8625 | 97.7371 | 69.5323 | 145 | 2432 | 3689.5386 | 608 | 152 | 0.19805
3522 | 154.5162 | 551 | 800 | 3200 | 5 | 96.29% | 100 | 137.4886 | 136.3316 | 136.3316 | 1 | 137.4886 | 100 | 129.2005 | 121.8339 | 121.8339 | 121.8339 | 7.3666 | 129.2005 | 79.5822 | 70.834 | 70.834 | 70.834 | 8.7481 | 79.5822 | 750.8784 | 646.1461 | 646.1461 | 694.9755 | 55.9029 | 702.0489 | 48.8294 | 48.8294 | 750.8784 | 336.7089 | 271.1624 | 271.1624 | 271.1624 | 65.5465 | 336.7089 | 2599.4382 | 2599.4382 | 248.2627 | 248.2627 | 1106.6212 | 1106.6212 | 486.0979 | 486.0979 | 758.4563 | 758.4563 | 178183809.2764 | 1326181115.3346 | 182660873.2595 | 64974202.1294 | 1752 | 38.3901 | 770578.4397 | 45496.6684 | 57.1992 | 208.5969 | 145 | 2432 | 3689.5386 | 608 | 152 | 0.14333
3523 | 206.0217 | 551 | 800 | 3200 | 5 | 97.1% | 100 | 140.9541 | 139.7376 | 139.7376 | 1 | 140.9541 | 100 | 143.3022 | 135.1305 | 135.1305 | 135.1305 | 8.1717 | 143.3022 | 79.5713 | 70.8232 | 70.8232 | 70.8232 | 8.748 | 79.5713 | 937.3533 | 822.6434 | 822.6434 | 870.2209 | 67.1324 | 889.7758 | 47.5775 | 47.5775 | 937.3533 | 376.3135 | 302.6211 | 302.6211 | 302.6211 | 73.6924 | 376.3135 | 2681.8183 | 2681.8183 | 330.9708 | 330.9708 | 1106.4669 | 1106.4669 | 486.0301 | 486.0301 | 758.3505 | 758.3505 | 212260726.6073 | 1326205925.8678 | 162699962.4265 | 50833385.0984 | 1752 | 40.7706 | 591201.552 | 34905.8572 | 43.8842 | 278.1292 | 145 | 2432 | 3689.5386 | 608 | 152 | 0.12795
3524 | 257.5271 | 551 | 800 | 3200 | 5 | 97.71% | 100 | 144.6363 | 143.2476 | 143.2476 | 1 | 144.6363 | 100 | 163.6447 | 154.3118 | 154.3118 | 154.3118 | 9.3329 | 163.6447 | 79.561 | 70.8131 | 70.8131 | 70.8131 | 8.7479 | 79.561 | 1155.1368 | 1026.8972 | 1026.8972 | 1074.7944 | 80.3424 | 1107.2396 | 47.8972 | 47.8972 | 1155.1368 | 396.2035 | 318.1871 | 318.1871 | 318.1871 | 78.0163 | 396.2035 | 2764.2003 | 2764.2003 | 413.6595 | 413.6595 | 1106.3225 | 1106.3225 | 485.9667 | 485.9667 | 758.2516 | 758.2516 | 230668261.0207 | 1326206426.4494 | 155071122.2638 | 40054190.2662 | 1752 | 43.0316 | 463347.5672 | 27357.073 | 34.3938 | 347.6615 | 145 | 2432 | 3689.5386 | 608 | 152 | 0.12208
3525 | 309.0325 | 551 | 800 | 3200 | 5 | 98.17% | 100 | 148.4337 | 147.1376 | 147.1376 | 1 | 148.4337 | 100 | 186.3781 | 175.7475 | 175.7475 | 175.7475 | 10.6306 | 186.3781 | 79.5527 | 70.8047 | 70.8047 | 70.8047 | 8.7479 | 79.5527 | 1428.5902 | 1284.3153 | 1284.3153 | 1331.6388 | 96.9514 | 1381.2667 | 47.3235 | 47.3235 | 1428.5902 | 404.307 | 324.4012 | 324.4012 | 324.4012 | 79.9058 | 404.307 | 2846.5839 | 2846.5839 | 496.3307 | 496.3307 | 1106.1871 | 1106.1871 | 485.9073 | 485.9073 | 758.1588 | 758.1588 | 242245700.895 | 1326196087.0523 | 151419171.6966 | 32139040.3561 | 1752 | 45.1849 | 372495.1527 | 21992.944 | 27.6499 | 417.1938 | 145 | 2432 | 3689.5386 | 608 | 152 | 0.11926
3526 | 360.5379 | 551 | 800 | 3200 | 5 | 98.58% | 100 | 152.3433 | 150.383 | 150.383 | 1 | 152.3433 | 100 | 209.5875 | 197.6318 | 197.6318 | 197.6318 | 11.9557 | 209.5875 | 79.5438 | 70.7959 | 70.7959 | 70.7959 | 8.7479 | 79.5438 | 1770.1466 | 1604.9549 | 1604.9549 | 1652.3121 | 117.8345 | 1722.7894 | 47.3572 | 47.3572 | 1770.1466 | 409.1491 | 328.0672 | 328.0672 | 328.0672 | 81.0819 | 409.1491 | 2928.969 | 2928.969 | 578.9859 | 578.9859 | 1106.06 | 1106.06 | 485.8514 | 485.8514 | 758.0717 | 758.0717 | 251047841.2432 | 1326213823.0772 | 149853376.0681 | 24884959.6116 | 1752 | 47.1978 | 280816.988 | 16580.0608 | 20.8447 | 486.7262 | 145 | 2432 | 3689.5386 | 608 | 152 | 0.11806
3527 | 412.0433 | 551 | 800 | 3200 | 5 | 98.84% | 100 | 156.3209 | 154.6355 | 154.6355 | 1 | 156.3209 | 100 | 233.1258 | 219.826 | 219.826 | 219.826 | 13.2998 | 233.1258 | 79.5364 | 70.7885 | 70.7885 | 70.7885 | 8.7479 | 79.5364 | 2187.1815 | 1997.3635 | 1997.3635 | 2043.8747 | 143.3068 | 2140.6703 | 46.5112 | 46.5112 | 2187.1815 | 412.4661 | 330.576 | 330.576 | 330.576 | 81.8901 | 412.4661 | 3011.3555 | 3011.3555 | 661.6266 | 661.6266 | 1105.9404 | 1105.9404 | 485.7989 | 485.7989 | 757.9897 | 757.9897 | 257518043.3597 | 1326198791.682 | 148000975.5791 | 20282189.3792 | 1752 | 49.1152 | 227693.598 | 13443.5375 | 16.9014 | 556.2585 | 145 | 2432 | 3689.5386 | 608 | 152 | 0.11663
3528 | 463.5487 | 551 | 800 | 3200 | 5 | 99.04% | 100 | 160.3775 | 158.5922 | 158.5922 | 1 | 160.3775 | 100 | 256.7969 | 242.1452 | 242.1452 | 242.1452 | 14.6517 | 256.7969 | 79.5294 | 70.7815 | 70.7815 | 70.7815 | 8.7479 | 79.5294 | 2616.0249 | 2399.806 | 2399.806 | 2446.479 | 169.5458 | 2569.3518 | 46.6731 | 46.6731 | 2616.0249 | 416.7246 | 333.8499 | 333.8499 | 333.8499 | 82.8748 | 416.7246 | 3093.7433 | 3093.7433 | 744.254 | 744.254 | 1105.8276 | 1105.8276 | 485.7493 | 485.7493 | 757.9124 | 757.9124 | 262747832.7962 | 1326213621.8163 | 146230638.4036 | 16807906.9839 | 1752 | 50.9193 | 193069.6001 | 11399.2595 | 14.3313 | 625.7908 | 145 | 2432 | 3689.5386 | 608 | 152 | 0.11527
3529 | 515.0541 | 551 | 800 | 3200 | 5 | 99.25% | 100 | 164.4387 | 162.2785 | 162.2785 | 1 | 164.4387 | 100 | 280.3412 | 264.3447 | 264.3447 | 264.3447 | 15.9965 | 280.3412 | 79.522 | 70.7742 | 70.7742 | 70.7742 | 8.7478 | 79.522 | 3273.8367 | 3017.7119 | 3017.7119 | 3063.9246 | 209.9121 | 3227.624 | 46.2127 | 46.2127 | 3273.8367 | 418.7944 | 335.3962 | 335.3962 | 335.3962 | 83.3982 | 418.7944 | 3176.1323 | 3176.1323 | 826.8693 | 826.8693 | 1105.7211 | 1105.7211 | 485.7025 | 485.7025 | 757.8394 | 757.8394 | 267194146.0624 | 1326214685.5205 | 145447372.7191 | 13143795.698 | 1752 | 52.5943 | 144993.7405 | 8560.7536 | 10.7627 | 695.3231 | 145 | 2432 | 3689.5386 | 608 | 152 | 0.11466
3530 | 566.5595 | 551 | 800 | 3200 | 4 | 99.36% | 100 | 163.2827 | 161.8285 | 161.8285 | 1 | 163.2827 | 100 | 304.3347 | 286.9694 | 286.9694 | 286.9694 | 17.3653 | 304.3347 | 79.5231 | 70.7753 | 70.7753 | 70.7753 | 8.7478 | 79.5231 | 3123.0115 | 2876.5232 | 2876.5232 | 2922.3768 | 200.6346 | 3077.1578 | 45.8537 | 45.8537 | 3123.0115 | 421.7685 | 337.6682 | 337.6682 | 337.6682 | 84.1003 | 421.7685 | 3161.7307 | 3161.7307 | 909.5712 | 909.5712 | 1105.7393 | 1105.7393 | 388.5684 | 388.5684 | 757.8519 | 757.8519 | 270486264.3093 | 1326214685.5205 | 144104124.0474 | 11194926.1228 | 1752 | 54.1834 | 125330.1155 | 7399.7693 | 9.3031 | 764.8554 | 145 | 2432 | 3689.5386 | 608 | 152 | 0.11363
3531 | 618.065 | 551 | 800 | 3200 | 4 | 99.48% | 100 | 167.4267 | 165.3505 | 165.3505 | 1 | 167.4267 | 100 | 328.4427 | 309.7002 | 309.7002 | 309.7002 | 18.7425 | 328.4427 | 79.5166 | 70.7688 | 70.7688 | 70.7688 | 8.7478 | 79.5166 | 3702.7433 | 3419.8655 | 3419.8655 | 3466.6247 | 236.1186 | 3655.984 | 46.7592 | 46.7592 | 3702.7433 | 424.2015 | 339.5321 | 339.5321 | 339.5321 | 84.6694 | 424.2015 | 3244.1205 | 3244.1205 | 992.1682 | 992.1682 | 1105.6376 | 1105.6376 | 388.5327 | 388.5327 | 757.7821 | 757.7821 | 273270388.3458 | 1326214685.5205 | 143429408.7518 | 9085517.3819 | 1752 | 55.667 | 103251.0027 | 6096.1693 | 7.6642 | 834.3877 | 145 | 2432 | 3689.5386 | 608 | 152 | 0.11311
3532 | 669.5704 | 551 | 800 | 3200 | 4 | 99.56% | 100 | 171.5747 | 169.8606 | 169.8606 | 1 | 171.5747 | 100 | 352.6889 | 332.5612 | 332.5612 | 332.5612 | 20.1277 | 352.6889 | 79.5105 | 70.7626 | 70.7626 | 70.7626 | 8.7478 | 79.5105 | 4430.1156 | 4102.7937 | 4102.7937 | 4149.4808 | 280.6348 | 4383.4286 | 46.687 | 46.687 | 4430.1156 | 425.8807 | 340.7998 | 340.7998 | 340.7998 | 85.0809 | 425.8807 | 3326.5114 | 3326.5114 | 1074.7552 | 1074.7552 | 1105.5412 | 1105.5412 | 388.4988 | 388.4988 | 757.7161 | 757.7161 | 275476132.7507 | 1326214685.5205 | 142573206.377 | 7735975.3518 | 1752 | 57.0671 | 87527.2732 | 5167.8053 | 6.497 | 903.92 | 145 | 2432 | 3689.5386 | 608 | 152 | 0.11245
3533 | 721.0758 | 551 | 800 | 3200 | 4 | 99.61% | 100 | 175.7447 | 174.2181 | 174.2181 | 1 | 175.7447 | 100 | 377.1079 | 355.5849 | 355.5849 | 355.5849 | 21.523 | 377.1079 | 79.5046 | 70.7568 | 70.7568 | 70.7568 | 8.7478 | 79.5046 | 5083.8769 | 4716.6162 | 4716.6162 | 4763.174 | 320.7029 | 5037.3191 | 46.5578 | 46.5578 | 5083.8769 | 428.0611 | 342.4725 | 342.4725 | 342.4725 | 85.5887 | 428.0611 | 3408.9031 | 3408.9031 | 1157.333 | 1157.333 | 1105.4499 | 1105.4499 | 388.4667 | 388.4667 | 757.6535 | 757.6535 | 277347279.9617 | 1326214685.5205 | 141638039.1131 | 6799995.4047 | 1752 | 58.3865 | 76042.5307 | 4489.7205 | 5.6446 | 973.4523 | 145 | 2432 | 3689.5386 | 608 | 152 | 0.11173
3534 | 772.5812 | 551 | 800 | 3200 | 4 | 99.64% | 100 | 179.9294 | 178.944 | 178.944 | 1 | 179.9294 | 100 | 401.6089 | 378.6858 | 378.6858 | 378.6858 | 22.9231 | 401.6089 | 79.4991 | 70.7512 | 70.7512 | 70.7512 | 8.7478 | 79.4991 | 5625.2094 | 5225.6998 | 5225.6998 | 5271.3053 | 353.904 | 5579.6038 | 45.6055 | 45.6055 | 5625.2094 | 430.5985 | 344.4419 | 344.4419 | 344.4419 | 86.1566 | 430.5985 | 3491.2957 | 3491.2957 | 1239.9024 | 1239.9024 | 1105.3631 | 1105.3631 | 388.4362 | 388.4362 | 757.594 | 757.594 | 278886550.8362 | 1326214685.5205 | 140580809.0421 | 6317954.6012 | 1752 | 59.6316 | 70038.0751 | 4135.204 | 5.1988 | 1042.9846 | 145 | 2432 | 3689.5386 | 608 | 152 | 0.11091
3535 | 824.0866 | 551 | 800 | 3200 | 4 | 99.67% | 100 | 184.1271 | 183.0886 | 183.0886 | 1 | 184.1271 | 100 | 426.1633 | 401.837 | 401.837 | 401.837 | 24.3263 | 426.1633 | 79.4938 | 70.7459 | 70.7459 | 70.7459 | 8.7478 | 79.4938 | 6074.0331 | 5646.8317 | 5646.8317 | 5692.6724 | 381.3606 | 6028.1923 | 45.8407 | 45.8407 | 6074.0331 | 433.1651 | 346.4361 | 346.4361 | 346.4361 | 86.729 | 433.1651 | 3573.6891 | 3573.6891 | 1322.4638 | 1322.4638 | 1105.2806 | 1105.2806 | 388.4072 | 388.4072 | 757.5375 | 757.5375 | 280259043.0961 | 1326214685.5205 | 139698717.3037 | 5827554.0797 | 1752 | 60.8042 | 65991.8843 | 3896.3079 | 4.8985 | 1112.5169 | 145 | 2432 | 3689.5386 | 608 | 152 | 0.11023
3536 | 875.592 | 551 | 800 | 3200 | 4 | 99.69% | 100 | 188.3302 | 187.2014 | 187.2014 | 1 | 188.3302 | 100 | 450.7288 | 424.9985 | 424.9985 | 424.9985 | 25.7303 | 450.7288 | 79.4887 | 70.7409 | 70.7409 | 70.7409 | 8.7478 | 79.4887 | 6560.2531 | 6102.4014 | 6102.4014 | 6149.1624 | 411.0907 | 6513.4921 | 46.761 | 46.761 | 6560.2531 | 435.3936 | 348.1642 | 348.1642 | 348.1642 | 87.2293 | 435.3936 | 3656.0832 | 3656.0832 | 1405.0179 | 1405.0179 | 1105.202 | 1105.202 | 388.3796 | 388.3796 | 757.4836 | 757.4836 | 281485473.7832 | 1326214685.5205 | 138935327.5193 | 5364513.177 | 1752 | 61.9111 | 61514.9177 | 3631.9778 | 4.5662 | 1182.0492 | 145 | 2432 | 3689.5386 | 608 | 152 | 0.10965
3537 | 927.0974 | 551 | 800 | 3200 | 4 | 99.73% | 100 | 192.5307 | 190.9807 | 190.9807 | 1 | 192.5307 | 100 | 475.2807 | 448.1471 | 448.1471 | 448.1471 | 27.1336 | 475.2807 | 79.484 | 70.7361 | 70.7361 | 70.7361 | 8.7478 | 79.484 | 7271.8198 | 6770.3518 | 6770.3518 | 6817.0682 | 454.7516 | 7225.1034 | 46.7164 | 46.7164 | 7271.8198 | 436.988 | 349.3953 | 349.3953 | 349.3953 | 87.5927 | 436.988 | 3738.4781 | 3738.4781 | 1487.5652 | 1487.5652 | 1105.1272 | 1105.1272 | 388.3533 | 388.3533 | 757.4323 | 757.4323 | 282573041.131 | 1326214685.5205 | 138486203.3894 | 4726069.959 | 1752 | 62.956 | 53123.7575 | 3136.545 | 3.9433 | 1251.5815 | 145 | 2432 | 3689.5386 | 608 | 152 | 0.1093
3538 | 978.6028 | 551 | 800 | 3200 | 4 | 99.76% | 100 | 196.7318 | 194.8538 | 194.8538 | 1 | 196.7318 | 100 | 499.8473 | 471.3095 | 471.3095 | 471.3095 | 28.5378 | 499.8473 | 79.4794 | 70.7315 | 70.7315 | 70.7315 | 8.7478 | 79.4794 | 8136.1798 | 7582.6781 | 7582.6781 | 7628.4284 | 507.7513 | 8090.4294 | 45.7503 | 45.7503 | 8136.1798 | 438.2848 | 350.3952 | 350.3952 | 350.3952 | 87.8896 | 438.2848 | 3820.8735 | 3820.8735 | 1570.1062 | 1570.1062 | 1105.0557 | 1105.0557 | 388.3282 | 388.3282 | 757.3833 | 757.3833 | 283564963.3757 | 1326214685.5205 | 138075729.3513 | 4144621.7525 | 1752 | 63.9445 | 43790.7314 | 2585.5024 | 3.2505 | 1321.1138 | 145 | 2432 | 3689.5386 | 608 | 152 | 0.10898
3539 | 1030.1083 | 551 | 800 | 3200 | 4 | 99.78% | 100 | 200.9373 | 199.5104 | 199.5104 | 1 | 200.9373 | 100 | 524.4127 | 494.4706 | 494.4706 | 494.4706 | 29.9421 | 524.4127 | 79.475 | 70.7272 | 70.7272 | 70.7272 | 8.7478 | 79.475 | 8989.3046 | 8384.7245 | 8384.7245 | 8429.3112 | 559.9935 | 8944.718 | 44.5867 | 44.5867 | 8989.3046 | 439.6531 | 351.4546 | 351.4546 | 351.4546 | 88.1985 | 439.6531 | 3903.2695 | 3903.2695 | 1652.6413 | 1652.6413 | 1104.9874 | 1104.9874 | 388.3042 | 388.3042 | 757.3366 | 757.3366 | 284441086.9815 | 1326214685.5205 | 137503797.2958 | 3840430.2022 | 1752 | 64.8846 | 41190.2423 | 2431.9637 | 3.0575 | 1390.6462 | 145 | 2432 | 3689.5386 | 608 | 152 | 0.10854
3540 | 20.6022 | 600.4 | 800 | 3200 | 7 | 94.28% | 100 | 144.6145 | 144.393 | 144.393 | 1 | 144.6145 | 100 | 113.4519 | 106.9824 | 106.9824 | 106.9824 | 6.4695 | 113.4519 | 85.346 | 75.9632 | 75.9632 | 75.9632 | 9.3828 | 85.346 | 710.8426 | 603.7854 | 603.7854 | 656.5441 | 54.2986 | 658.084 | 52.7587 | 52.7587 | 710.8426 | 229.6994 | 185.8877 | 185.8877 | 185.8877 | 43.8116 | 229.6994 | 2677.5758 | 2677.5758 | 33.0973 | 33.0973 | 1205.6757 | 1205.6757 | 680.4469 | 680.4469 | 758.3558 | 758.3558 | 27284007.4221 | 1347302646.0831 | 277229878.0087 | 100183468.4861 | 1752 | 36.6072 | 1292101.5218 | 76288.5535 | 95.9112 | 27.8129 | 158 | 2432 | 3689.5386 | 608 | 152 | 0.21618
3541 | 51.5054 | 600.4 | 800 | 3200 | 7 | 94.98% | 100 | 146.5096 | 146.0444 | 146.0444 | 1 | 146.5096 | 100 | 117.5561 | 110.8521 | 110.8521 | 110.8521 | 6.704 | 117.5561 | 85.3406 | 75.9577 | 75.9577 | 75.9577 | 9.3829 | 85.3406 | 795.0579 | 684.413 | 684.413 | 735.82 | 59.2379 | 743.651 | 51.407 | 51.407 | 795.0579 | 251.9131 | 203.7264 | 203.7264 | 203.7264 | 48.1867 | 251.9131 | 2727.0047 | 2727.0047 | 82.7367 | 82.7367 | 1205.5798 | 1205.5798 | 680.3928 | 680.3928 | 758.2954 | 758.2954 | 65775656.5576 | 1347300249.1563 | 250957534.2903 | 87966559.9958 | 1752 | 38.0127 | 1103356.5501 | 65144.6297 | 81.9009 | 69.5323 | 158 | 2432 | 3689.5386 | 608 | 152 | 0.19594
3542 | 154.5162 | 600.4 | 800 | 3200 | 5 | 96.86% | 100 | 142.3694 | 141.2083 | 141.2083 | 1 | 142.3694 | 100 | 134.2009 | 126.548 | 126.548 | 126.548 | 7.6529 | 134.2009 | 85.3412 | 75.9586 | 75.9586 | 75.9586 | 9.3826 | 85.3412 | 877.3195 | 764.7905 | 764.7905 | 813.7157 | 63.6038 | 828.3943 | 48.9252 | 48.9252 | 877.3195 | 343.3528 | 276.2633 | 276.2633 | 276.2633 | 67.0895 | 343.3528 | 2698.2042 | 2698.2042 | 248.2215 | 248.2215 | 1205.6352 | 1205.6352 | 486.0172 | 486.0172 | 758.3303 | 758.3303 | 171441837.4702 | 1347350215.9543 | 178275221.4152 | 54932725.1602 | 1752 | 42.5289 | 653275.0446 | 38570.8146 | 48.4919 | 208.5969 | 158 | 2432 | 3689.5386 | 608 | 152 | 0.13995
3543 | 206.0217 | 600.4 | 800 | 3200 | 5 | 97.54% | 100 | 145.9605 | 144.646 | 144.646 | 1 | 145.9605 | 100 | 149.0305 | 140.5309 | 140.5309 | 140.5309 | 8.4996 | 149.0305 | 85.3312 | 75.9486 | 75.9486 | 75.9486 | 9.3826 | 85.3312 | 1088.5423 | 964.1282 | 964.1282 | 1012.1912 | 76.3511 | 1040.4793 | 48.063 | 48.063 | 1088.5423 | 387.6991 | 311.5193 | 311.5193 | 311.5193 | 76.1798 | 387.6991 | 2780.5865 | 2780.5865 | 330.9193 | 330.9193 | 1205.4799 | 1205.4799 | 485.9546 | 485.9546 | 758.2326 | 758.2326 | 204039688.8672 | 1347345408.5213 | 157434296.5965 | 43180606.015 | 1752 | 44.6615 | 507885.4526 | 29986.689 | 37.6998 | 278.1292 | 158 | 2432 | 3689.5386 | 608 | 152 | 0.1239
3544 | 257.5271 | 600.4 | 800 | 3200 | 5 | 98.03% | 100 | 149.6824 | 148.4731 | 148.4731 | 1 | 149.6824 | 100 | 170.4197 | 160.6991 | 160.6991 | 160.6991 | 9.7206 | 170.4197 | 85.3217 | 75.9392 | 75.9392 | 75.9392 | 9.3825 | 85.3217 | 1344.6552 | 1205.1571 | 1205.1571 | 1252.7069 | 91.9483 | 1297.1054 | 47.5498 | 47.5498 | 1344.6552 | 410.2542 | 329.2148 | 329.2148 | 329.2148 | 81.0394 | 410.2542 | 2862.9704 | 2862.9704 | 413.5992 | 413.5992 | 1205.3343 | 1205.3343 | 485.8959 | 485.8959 | 758.141 | 758.141 | 221311535.0606 | 1347364896.5535 | 148819922.7944 | 34503645.5915 | 1752 | 46.6846 | 398557.0478 | 23531.6964 | 29.5844 | 347.6615 | 158 | 2432 | 3689.5386 | 608 | 152 | 0.11726
3545 | 309.0325 | 600.4 | 800 | 3200 | 5 | 98.42% | 100 | 153.5519 | 152.1881 | 152.1881 | 1 | 153.5519 | 100 | 194.3402 | 183.254 | 183.254 | 183.254 | 11.0862 | 194.3402 | 85.3126 | 75.9302 | 75.9302 | 75.9302 | 9.3825 | 85.3126 | 1644.0778 | 1486.6434 | 1486.6434 | 1533.8858 | 110.192 | 1596.8354 | 47.2424 | 47.2424 | 1644.0778 | 421.673 | 338.083 | 338.083 | 338.083 | 83.5901 | 421.673 | 2945.3558 | 2945.3558 | 496.2627 | 496.2627 | 1205.1975 | 1205.1975 | 485.8407 | 485.8407 | 758.055 | 758.055 | 232314502.8399 | 1347370729.2365 | 144601135.5666 | 27713632.3571 | 1752 | 48.5984 | 320416.6476 | 18918.113 | 23.7842 | 417.1938 | 158 | 2432 | 3689.5386 | 608 | 152 | 0.11401
3546 | 360.5379 | 600.4 | 800 | 3200 | 5 | 98.74% | 100 | 157.4984 | 156.0334 | 156.0334 | 1 | 157.4984 | 100 | 218.8435 | 206.3582 | 206.3582 | 206.3582 | 12.4853 | 218.8435 | 85.3051 | 75.9226 | 75.9226 | 75.9226 | 9.3825 | 85.3051 | 2042.4058 | 1861.0226 | 1861.0226 | 1907.9104 | 134.4954 | 1995.5181 | 46.8878 | 46.8878 | 2042.4058 | 427.6515 | 342.6768 | 342.6768 | 342.6768 | 84.9747 | 427.6515 | 3027.7426 | 3027.7426 | 578.9113 | 578.9113 | 1205.0686 | 1205.0686 | 485.7888 | 485.7888 | 757.9739 | 757.9739 | 240243770.6327 | 1347353539.8714 | 142386021.4 | 22016674.9051 | 1752 | 50.3978 | 251202.3261 | 14831.5452 | 18.6465 | 486.7262 | 158 | 2432 | 3689.5386 | 608 | 152 | 0.1123
3547 | 412.0433 | 600.4 | 800 | 3200 | 5 | 98.99% | 100 | 161.524 | 159.7302 | 159.7302 | 1 | 161.524 | 100 | 243.4972 | 229.6041 | 229.6041 | 229.6041 | 13.8931 | 243.4972 | 85.2976 | 75.9151 | 75.9151 | 75.9151 | 9.3826 | 85.2976 | 2482.0506 | 2274.1112 | 2274.1112 | 2320.649 | 161.4016 | 2435.5129 | 46.5378 | 46.5378 | 2482.0506 | 433.5406 | 347.2412 | 347.2412 | 347.2412 | 86.2994 | 433.5406 | 3110.1307 | 3110.1307 | 661.5462 | 661.5462 | 1204.9471 | 1204.9471 | 485.7398 | 485.7398 | 757.8975 | 757.8975 | 246494735.1751 | 1347360270.7926 | 140406408.228 | 17738585.8042 | 1752 | 52.0991 | 199338.6427 | 11769.3977 | 14.7967 | 556.2585 | 158 | 2432 | 3689.5386 | 608 | 152 | 0.11078
3548 | 463.5487 | 600.4 | 800 | 3200 | 5 | 99.2% | 100 | 165.5889 | 163.3005 | 163.3005 | 1 | 165.5889 | 100 | 268.273 | 252.9649 | 252.9649 | 252.9649 | 15.3081 | 268.273 | 85.2898 | 75.9073 | 75.9073 | 75.9073 | 9.3825 | 85.2898 | 3041.281 | 2799.1743 | 2799.1743 | 2845.6514 | 195.6296 | 2994.8039 | 46.4771 | 46.4771 | 3041.281 | 437.7794 | 350.511 | 350.511 | 350.511 | 87.2685 | 437.7794 | 3192.5198 | 3192.5198 | 744.1686 | 744.1686 | 1204.8324 | 1204.8324 | 485.6935 | 485.6935 | 757.8253 | 757.8253 | 251498319.9713 | 1347368769.1207 | 139045301.2991 | 14087609.6088 | 1752 | 53.6973 | 157706.9431 | 9311.3694 | 11.7064 | 625.7908 | 158 | 2432 | 3689.5386 | 608 | 152 | 0.10973
3549 | 515.0541 | 600.4 | 800 | 3200 | 4 | 99.33% | 100 | 164.4027 | 163.0713 | 163.0713 | 1 | 164.4027 | 100 | 293.1218 | 276.3961 | 276.3961 | 276.3961 | 16.7258 | 293.1218 | 85.2911 | 75.9086 | 75.9086 | 75.9086 | 9.3825 | 85.2911 | 3022.4431 | 2782.1471 | 2782.1471 | 2828.0046 | 194.4385 | 2976.5856 | 45.8575 | 45.8575 | 3022.4431 | 440.9616 | 352.9347 | 352.9347 | 352.9347 | 88.0269 | 440.9616 | 3178.1182 | 3178.1182 | 826.8674 | 826.8674 | 1204.852 | 1204.852 | 388.5612 | 388.5612 | 757.8377 | 757.8377 | 255444328.3389 | 1347354866.455 | 137534846.5706 | 11665958.6355 | 1752 | 55.2076 | 131045.4825 | 7737.2173 | 9.7274 | 695.3231 | 158 | 2432 | 3689.5386 | 608 | 152 | 0.10857
3550 | 566.5595 | 600.4 | 800 | 3200 | 4 | 99.44% | 100 | 168.5455 | 166.9102 | 166.9102 | 1 | 168.5455 | 100 | 318.3229 | 300.1576 | 300.1576 | 300.1576 | 18.1653 | 318.3229 | 85.2839 | 75.9014 | 75.9014 | 75.9014 | 9.3825 | 85.2839 | 3494.2506 | 3224.358 | 3224.358 | 3270.9187 | 223.3319 | 3447.6899 | 46.5606 | 46.5606 | 3494.2506 | 445.4266 | 356.4012 | 356.4012 | 356.4012 | 89.0254 | 445.4266 | 3260.5083 | 3260.5083 | 909.4714 | 909.4714 | 1204.7424 | 1204.7424 | 388.5258 | 388.5258 | 757.7687 | 757.7687 | 258613368.8074 | 1347389448.5901 | 136104039.6213 | 9893142.9812 | 1752 | 56.6329 | 113273.1703 | 6687.9004 | 8.4081 | 764.8554 | 158 | 2432 | 3689.5386 | 608 | 152 | 0.10746
3551 | 618.065 | 600.4 | 800 | 3200 | 4 | 99.53% | 100 | 172.6898 | 171.2143 | 171.2143 | 1 | 172.6898 | 100 | 343.5669 | 323.9594 | 323.9594 | 323.9594 | 19.6075 | 343.5669 | 85.276 | 75.8937 | 75.8937 | 75.8937 | 9.3823 | 85.276 | 4211.8513 | 3897.5471 | 3897.5471 | 3944.578 | 267.2733 | 4164.8204 | 47.0309 | 47.0309 | 4211.8513 | 447.9753 | 358.3571 | 358.3571 | 358.3571 | 89.6182 | 447.9753 | 3342.8993 | 3342.8993 | 992.0651 | 992.0651 | 1204.6385 | 1204.6385 | 388.4923 | 388.4923 | 757.7034 | 757.7034 | 261151182.2782 | 1347394149.996 | 135197236.605 | 8257431.1209 | 1752 | 57.9696 | 93276.8923 | 5507.2756 | 6.9238 | 834.3877 | 158 | 2432 | 3689.5386 | 608 | 152 | 0.10677
3552 | 669.5704 | 600.4 | 800 | 3200 | 4 | 99.6% | 100 | 176.8465 | 175.4056 | 175.4056 | 1 | 176.8465 | 100 | 369.0646 | 348.0003 | 348.0003 | 348.0003 | 21.0643 | 369.0646 | 85.2696 | 75.8873 | 75.8873 | 75.8873 | 9.3823 | 85.2696 | 4981.2442 | 4620.4125 | 4620.4125 | 4666.7842 | 314.46 | 4934.8725 | 46.3717 | 46.3717 | 4981.2442 | 450.2215 | 360.0759 | 360.0759 | 360.0759 | 90.1457 | 450.2215 | 3425.2912 | 3425.2912 | 1074.6493 | 1074.6493 | 1204.54 | 1204.54 | 388.4605 | 388.4605 | 757.6414 | 757.6414 | 263183291.9655 | 1347394149.996 | 134444937.6325 | 6977620.4061 | 1752 | 59.2313 | 77977.9405 | 4603.9914 | 5.7882 | 903.92 | 158 | 2432 | 3689.5386 | 608 | 152 | 0.10619
3553 | 721.0758 | 600.4 | 800 | 3200 | 4 | 99.66% | 100 | 181.0266 | 179.4357 | 179.4357 | 1 | 181.0266 | 100 | 394.6747 | 372.1471 | 372.1471 | 372.1471 | 22.5276 | 394.6747 | 85.2637 | 75.8814 | 75.8814 | 75.8814 | 9.3823 | 85.2637 | 5700.0757 | 5295.4483 | 5295.4483 | 5341.5283 | 358.5474 | 5653.9957 | 46.08 | 46.08 | 5700.0757 | 452.8278 | 362.0984 | 362.0984 | 362.0984 | 90.7293 | 452.8278 | 3507.684 | 3507.684 | 1157.2247 | 1157.2247 | 1204.4464 | 1204.4464 | 388.4303 | 388.4303 | 757.5826 | 757.5826 | 264969398.5323 | 1347394149.996 | 133599082.2795 | 6037369.1923 | 1752 | 60.4227 | 67794.8043 | 4002.7563 | 5.0323 | 973.4523 | 158 | 2432 | 3689.5386 | 608 | 152 | 0.10554
3554 | 772.5812 | 600.4 | 800 | 3200 | 4 | 99.68% | 100 | 185.2174 | 184.2439 | 184.2439 | 1 | 185.2174 | 100 | 420.3289 | 396.3353 | 396.3353 | 396.3353 | 23.9936 | 420.3289 | 85.2581 | 75.8758 | 75.8758 | 75.8758 | 9.3823 | 85.2581 | 6345.5571 | 5901.0206 | 5901.0206 | 5947.5147 | 398.0424 | 6299.063 | 46.4941 | 46.4941 | 6345.5571 | 455.5643 | 364.221 | 364.221 | 364.221 | 91.3433 | 455.5643 | 3590.0775 | 3590.0775 | 1239.7919 | 1239.7919 | 1204.3574 | 1204.3574 | 388.4016 | 388.4016 | 757.5266 | 757.5266 | 266438475.3431 | 1347394149.996 | 132567534.9011 | 5599839.7597 | 1752 | 61.551 | 64012.6307 | 3779.4484 | 4.7516 | 1042.9846 | 158 | 2432 | 3689.5386 | 608 | 152 | 0.10474
3555 | 824.0866 | 600.4 | 800 | 3200 | 4 | 99.72% | 100 | 189.4168 | 187.8826 | 187.8826 | 1 | 189.4168 | 100 | 446.0331 | 420.5705 | 420.5705 | 420.5705 | 25.4625 | 446.0331 | 85.2528 | 75.8705 | 75.8705 | 75.8705 | 9.3823 | 85.2528 | 6953.0076 | 6470.6696 | 6470.6696 | 6517.8003 | 435.2074 | 6905.8769 | 47.1307 | 47.1307 | 6953.0076 | 458.1784 | 366.2527 | 366.2527 | 366.2527 | 91.9257 | 458.1784 | 3672.4718 | 3672.4718 | 1322.3516 | 1322.3516 | 1204.2726 | 1204.2726 | 388.3743 | 388.3743 | 757.4732 | 757.4732 | 267759218.3047 | 1347394149.996 | 131893205.5847 | 4953426.1146 | 1752 | 62.6148 | 56661.8135 | 3345.4397 | 4.2059 | 1112.5169 | 158 | 2432 | 3689.5386 | 608 | 152 | 0.10422
3556 | 875.592 | 600.4 | 800 | 3200 | 4 | 99.75% | 100 | 193.6151 | 191.5595 | 191.5595 | 1 | 193.6151 | 100 | 471.7408 | 444.809 | 444.809 | 444.809 | 26.9318 | 471.7408 | 85.2477 | 75.8654 | 75.8654 | 75.8654 | 9.3823 | 85.2477 | 7673.7784 | 7147.7532 | 7147.7532 | 7194.3676 | 479.4108 | 7627.1639 | 46.6144 | 46.6144 | 7673.7784 | 460.358 | 367.9423 | 367.9423 | 367.9423 | 92.4158 | 460.358 | 3754.8667 | 3754.8667 | 1404.9043 | 1404.9043 | 1204.1918 | 1204.1918 | 388.3482 | 388.3482 | 757.4224 | 757.4224 | 268941875.4609 | 1347394149.996 | 131307494.7555 | 4356479.7877 | 1752 | 63.6214 | 47598.6919 | 2810.3329 | 3.5332 | 1182.0492 | 158 | 2432 | 3689.5386 | 608 | 152 | 0.10377
3557 | 927.0974 | 600.4 | 800 | 3200 | 4 | 99.77% | 100 | 197.8145 | 196.3075 | 196.3075 | 1 | 197.8145 | 100 | 497.4313 | 469.0311 | 469.0311 | 469.0311 | 28.4002 | 497.4313 | 85.2428 | 75.8605 | 75.8605 | 75.8605 | 9.3823 | 85.2428 | 8609.2876 | 8027.1193 | 8027.1193 | 8072.5666 | 536.7211 | 8563.8404 | 45.4473 | 45.4473 | 8609.2876 | 462.1111 | 369.2997 | 369.2997 | 369.2997 | 92.8114 | 462.1111 | 3837.2623 | 3837.2623 | 1487.4504 | 1487.4504 | 1204.1146 | 1204.1146 | 388.3233 | 388.3233 | 757.3739 | 757.3739 | 269966318.3361 | 1347394149.996 | 130642215.6068 | 3997316.0612 | 1752 | 64.578 | 43424.1547 | 2563.8589 | 3.2233 | 1251.5815 | 158 | 2432 | 3689.5386 | 608 | 152 | 0.10326
3558 | 978.6028 | 600.4 | 800 | 3200 | 4 | 99.79% | 100 | 202.0229 | 200.7803 | 200.7803 | 1 | 202.0229 | 100 | 523.1884 | 493.3159 | 493.3159 | 493.3159 | 29.8725 | 523.1884 | 85.2382 | 75.8559 | 75.8559 | 75.8559 | 9.3823 | 85.2382 | 9460.6153 | 8827.1695 | 8827.1695 | 8871.7297 | 588.8856 | 9416.0551 | 44.5602 | 44.5602 | 9460.6153 | 463.9114 | 370.7028 | 370.7028 | 370.7028 | 93.2086 | 463.9114 | 3919.6584 | 3919.6584 | 1569.9905 | 1569.9905 | 1204.0409 | 1204.0409 | 388.2996 | 388.2996 | 757.3275 | 757.3275 | 270855995.4373 | 1347394149.996 | 130063964.3614 | 3685890.2053 | 1752 | 65.4859 | 39923.2151 | 2357.1556 | 2.9635 | 1321.1138 | 158 | 2432 | 3689.5386 | 608 | 152 | 0.10281
3559 | 1030.1083 | 600.4 | 800 | 3200 | 3 | 99.81% | 100 | 200.9746 | 200.0804 | 200.0804 | 1 | 200.9746 | 100 | 549.0213 | 517.6742 | 517.6742 | 517.6742 | 31.3472 | 549.0213 | 85.239 | 75.8567 | 75.8567 | 75.8567 | 9.3823 | 85.239 | 7682.2719 | 7157.4435 | 7157.4435 | 7202.2851 | 479.9868 | 7637.4303 | 44.8416 | 44.8416 | 7682.2719 | 465.718 | 372.118 | 372.118 | 372.118 | 93.6 | 465.718 | 3905.2556 | 3905.2556 | 1652.6389 | 1652.6389 | 1204.0535 | 1204.0535 | 291.2277 | 291.2277 | 757.3355 | 757.3355 | 271653746.9754 | 1347394149.996 | 129539340.8773 | 3412762.1513 | 1752 | 66.3484 | 37951.2024 | 2240.7236 | 2.8171 | 1390.6462 | 158 | 2432 | 3689.5386 | 608 | 152 | 0.10241
3560 | 20.6022 | 653.6 | 800 | 3200 | 7 | 95.15% | 100 | 149.6279 | 149.3187 | 149.3187 | 1 | 149.6279 | 100 | 118.3799 | 111.6283 | 111.6283 | 111.6283 | 6.7516 | 118.3799 | 91.5523 | 81.4856 | 81.4856 | 81.4856 | 10.0666 | 91.5523 | 823.0422 | 710.0123 | 710.0123 | 761.9543 | 61.0879 | 771.1002 | 51.942 | 51.942 | 823.0422 | 231.6956 | 187.3137 | 187.3137 | 187.3137 | 44.3819 | 231.6956 | 2783.9415 | 2783.9415 | 33.0918 | 33.0918 | 1312.288 | 1312.288 | 680.333 | 680.333 | 758.2288 | 758.2288 | 26158480.5424 | 1367070392.062 | 273836833.2982 | 84934294.0973 | 1752 | 41.1379 | 1077709.8046 | 63630.3887 | 79.9972 | 27.8129 | 172 | 2432 | 3689.5386 | 608 | 152 | 0.21356
3561 | 51.5054 | 653.6 | 800 | 3200 | 7 | 95.77% | 100 | 151.6368 | 151.0696 | 151.0696 | 1 | 151.6368 | 100 | 122.1737 | 115.2052 | 115.2052 | 115.2052 | 6.9684 | 122.1737 | 91.5468 | 81.4801 | 81.4801 | 81.4801 | 10.0667 | 91.5468 | 927.4432 | 808.8353 | 808.8353 | 860.206 | 67.2372 | 876.0724 | 51.3708 | 51.3708 | 927.4432 | 254.5765 | 205.6796 | 205.6796 | 205.6796 | 48.8969 | 254.5765 | 2833.3717 | 2833.3717 | 82.7234 | 82.7234 | 1312.1919 | 1312.1919 | 680.2832 | 680.2832 | 758.1733 | 758.1733 | 63281536.7705 | 1367060210.7704 | 247489184.3901 | 74169068.069 | 1752 | 42.4004 | 927951.2203 | 54788.3081 | 68.8808 | 69.5323 | 172 | 2432 | 3689.5386 | 608 | 152 | 0.19327
3562 | 154.5162 | 653.6 | 800 | 3200 | 5 | 97.31% | 100 | 147.733 | 146.6717 | 146.6717 | 1 | 147.733 | 100 | 139.5621 | 131.6022 | 131.6022 | 131.6022 | 7.9599 | 139.5621 | 91.5494 | 81.4828 | 81.4828 | 81.4828 | 10.0666 | 91.5494 | 1017.6293 | 896.9814 | 896.9814 | 945.4205 | 72.2088 | 969.1902 | 48.4391 | 48.4391 | 1017.6293 | 351.7213 | 282.7611 | 282.7611 | 282.7611 | 68.9602 | 351.7213 | 2804.5705 | 2804.5705 | 248.1806 | 248.1806 | 1312.2474 | 1312.2474 | 485.9371 | 485.9371 | 758.2054 | 758.2054 | 164732968.0934 | 1367075088.3216 | 173072582.1578 | 47119361.4273 | 1752 | 46.469 | 554995.9787 | 32768.1995 | 41.1967 | 208.5969 | 172 | 2432 | 3689.5386 | 608 | 152 | 0.13594
3563 | 206.0217 | 653.6 | 800 | 3200 | 5 | 97.86% | 100 | 151.4399 | 150.1078 | 150.1078 | 1 | 151.4399 | 100 | 155.1525 | 146.3024 | 146.3024 | 146.3024 | 8.8501 | 155.1525 | 91.5398 | 81.4732 | 81.4732 | 81.4732 | 10.0666 | 91.5398 | 1242.9181 | 1108.7522 | 1108.7522 | 1157.0396 | 85.8785 | 1194.6307 | 48.2874 | 48.2874 | 1242.9181 | 401.2601 | 322.1484 | 322.1484 | 322.1484 | 79.1117 | 401.2601 | 2886.9549 | 2886.9549 | 330.8682 | 330.8682 | 1312.0918 | 1312.0918 | 485.8795 | 485.8795 | 758.1154 | 758.1154 | 196001978.0147 | 1367072352.6037 | 151346460.6776 | 37579208.704 | 1752 | 48.3698 | 438997.3625 | 25919.3827 | 32.5863 | 278.1292 | 172 | 2432 | 3689.5386 | 608 | 152 | 0.11921
3564 | 257.5271 | 653.6 | 800 | 3200 | 5 | 98.28% | 100 | 155.2089 | 154.0283 | 154.0283 | 1 | 155.2089 | 100 | 177.7583 | 167.6177 | 167.6177 | 167.6177 | 10.1406 | 177.7583 | 91.5306 | 81.464 | 81.464 | 81.464 | 10.0666 | 91.5306 | 1531.4705 | 1380.8789 | 1380.8789 | 1428.064 | 103.4065 | 1484.2853 | 47.1852 | 47.1852 | 1531.4705 | 426.2734 | 341.8164 | 341.8164 | 341.8164 | 84.457 | 426.2734 | 2969.3407 | 2969.3407 | 413.5391 | 413.5391 | 1311.9454 | 1311.9454 | 485.8253 | 485.8253 | 758.0309 | 758.0309 | 212088183.894 | 1367076184.9784 | 142657629.5269 | 30178001.6007 | 1752 | 50.1562 | 346242.7911 | 20442.946 | 25.7012 | 347.6615 | 172 | 2432 | 3689.5386 | 608 | 152 | 0.11251
3565 | 309.0325 | 653.6 | 800 | 3200 | 5 | 98.63% | 100 | 159.1203 | 157.6912 | 157.6912 | 1 | 159.1203 | 100 | 202.8169 | 191.2456 | 191.2456 | 191.2456 | 11.5713 | 202.8169 | 91.5216 | 81.4551 | 81.4551 | 81.4551 | 10.0665 | 91.5216 | 1885.5095 | 1713.2492 | 1713.2492 | 1760.524 | 124.9855 | 1838.2347 | 47.2748 | 47.2748 | 1885.5095 | 439.2498 | 351.9344 | 351.9344 | 351.9344 | 87.3154 | 439.2498 | 3051.7278 | 3051.7278 | 496.1948 | 496.1948 | 1311.8076 | 1311.8076 | 485.7742 | 485.7742 | 757.9512 | 757.9512 | 222413730.7862 | 1367088236.114 | 138525601.3725 | 23972431.7273 | 1752 | 51.8407 | 275313.6204 | 16255.1297 | 20.4362 | 417.1938 | 172 | 2432 | 3689.5386 | 608 | 152 | 0.10933
3566 | 360.5379 | 653.6 | 800 | 3200 | 5 | 98.92% | 100 | 163.1019 | 161.3711 | 161.3711 | 1 | 163.1019 | 100 | 228.5277 | 215.4884 | 215.4884 | 215.4884 | 13.0393 | 228.5277 | 91.5133 | 81.4468 | 81.4468 | 81.4468 | 10.0665 | 91.5133 | 2340.7774 | 2140.9937 | 2140.9937 | 2187.9863 | 152.791 | 2293.7848 | 46.9926 | 46.9926 | 2340.7774 | 446.9927 | 357.9424 | 357.9424 | 357.9424 | 89.0503 | 446.9927 | 3134.1162 | 3134.1162 | 578.8365 | 578.8365 | 1311.6775 | 1311.6775 | 485.7261 | 485.7261 | 757.8761 | 757.8761 | 230036684.7445 | 1367088236.114 | 135961828.7265 | 18913250.415 | 1752 | 53.4347 | 212798.9474 | 12564.1241 | 15.7958 | 486.7262 | 172 | 2432 | 3689.5386 | 608 | 152 | 0.10736
3567 | 412.0433 | 653.6 | 800 | 3200 | 5 | 99.12% | 100 | 167.1358 | 165.527 | 165.527 | 1 | 167.1358 | 100 | 254.4105 | 239.893 | 239.893 | 239.893 | 14.5174 | 254.4105 | 91.5066 | 81.44 | 81.44 | 81.44 | 10.0666 | 91.5066 | 2884.1604 | 2652.0827 | 2652.0827 | 2698.1292 | 186.0312 | 2838.1138 | 46.0466 | 46.0466 | 2884.1604 | 453.2542 | 362.8017 | 362.8017 | 362.8017 | 90.4524 | 453.2542 | 3216.5057 | 3216.5057 | 661.4655 | 661.4655 | 1311.5546 | 1311.5546 | 485.6805 | 485.6805 | 757.8051 | 757.8051 | 235814826.4737 | 1367068190.4927 | 133762303.7518 | 15354679.2818 | 1752 | 54.9467 | 172422.2158 | 10180.1919 | 12.7987 | 556.2585 | 172 | 2432 | 3689.5386 | 608 | 152 | 0.10566
3568 | 463.5487 | 653.6 | 800 | 3200 | 4 | 99.29% | 100 | 165.9669 | 164.3174 | 164.3174 | 1 | 165.9669 | 100 | 280.4836 | 264.4786 | 264.4786 | 264.4786 | 16.005 | 280.4836 | 91.5073 | 81.4408 | 81.4408 | 81.4408 | 10.0666 | 91.5073 | 2789.065 | 2562.3012 | 2562.3012 | 2608.873 | 180.192 | 2742.4932 | 46.5718 | 46.5718 | 2789.065 | 459.3732 | 367.5706 | 367.5706 | 367.5706 | 91.8026 | 459.3732 | 3202.104 | 3202.104 | 744.1606 | 744.1606 | 1311.5756 | 1311.5756 | 388.5507 | 388.5507 | 757.8172 | 757.8172 | 240493353.805 | 1367080855.1873 | 131983617.1875 | 12442173.8203 | 1752 | 56.3728 | 140879.8747 | 8317.8618 | 10.4574 | 625.7908 | 172 | 2432 | 3689.5386 | 608 | 152 | 0.10429
3569 | 515.0541 | 653.6 | 800 | 3200 | 4 | 99.41% | 100 | 170.0775 | 168.7615 | 168.7615 | 1 | 170.0775 | 100 | 306.5761 | 289.0807 | 289.0807 | 289.0807 | 17.4954 | 306.5761 | 91.4996 | 81.4331 | 81.4331 | 81.4331 | 10.0665 | 91.4996 | 3387.657 | 3124.1933 | 3124.1933 | 3170.8213 | 216.8357 | 3341.029 | 46.628 | 46.628 | 3387.657 | 464.0335 | 371.1815 | 371.1815 | 371.1815 | 92.8521 | 464.0335 | 3284.4944 | 3284.4944 | 826.771 | 826.771 | 1311.4581 | 1311.4581 | 388.5159 | 388.5159 | 757.7493 | 757.7493 | 244197572.0472 | 1367086685.9669 | 130310769.7878 | 10404972.1982 | 1752 | 57.7228 | 117630.917 | 6945.1915 | 8.7316 | 695.3231 | 172 | 2432 | 3689.5386 | 608 | 152 | 0.103
3570 | 566.5595 | 653.6 | 800 | 3200 | 4 | 99.52% | 100 | 174.2161 | 172.3653 | 172.3653 | 1 | 174.2161 | 100 | 332.8922 | 313.8935 | 313.8935 | 313.8935 | 18.9987 | 332.8922 | 91.4926 | 81.4261 | 81.4261 | 81.4261 | 10.0665 | 91.4926 | 4056.5419 | 3752.1282 | 3752.1282 | 3798.6994 | 257.8425 | 4009.9707 | 46.5712 | 46.5712 | 4056.5419 | 468.1594 | 374.3863 | 374.3863 | 374.3863 | 93.7731 | 468.1594 | 3366.8857 | 3366.8857 | 909.3709 | 909.3709 | 1311.3468 | 1311.3468 | 388.4829 | 388.4829 | 757.685 | 757.685 | 247212941.9665 | 1367088236.114 | 129298020.0538 | 8400801.8657 | 1752 | 58.9901 | 94128.6489 | 5557.5652 | 6.9871 | 764.8554 | 172 | 2432 | 3689.5386 | 608 | 152 | 0.10222
3571 | 618.065 | 653.6 | 800 | 3200 | 4 | 99.6% | 100 | 178.3668 | 176.3106 | 176.3106 | 1 | 178.3668 | 100 | 359.4591 | 338.9426 | 338.9426 | 338.9426 | 20.5165 | 359.4591 | 91.4864 | 81.4199 | 81.4199 | 81.4199 | 10.0665 | 91.4864 | 4834.6648 | 4482.481 | 4482.481 | 4529.2059 | 305.4589 | 4787.9399 | 46.7249 | 46.7249 | 4834.6648 | 471.2937 | 376.7954 | 376.7954 | 376.7954 | 94.4983 | 471.2937 | 3449.2778 | 3449.2778 | 991.9611 | 991.9611 | 1311.2412 | 1311.2412 | 388.4516 | 388.4516 | 757.624 | 757.624 | 249551901.7493 | 1367080043.4663 | 128418134.2308 | 6949920.5536 | 1752 | 60.1904 | 77565.8523 | 4579.6608 | 5.7576 | 834.3877 | 172 | 2432 | 3689.5386 | 608 | 152 | 0.10154
3572 | 669.5704 | 653.6 | 800 | 3200 | 4 | 99.65% | 100 | 182.5384 | 181.2439 | 181.2439 | 1 | 182.5384 | 100 | 386.2655 | 364.2174 | 364.2174 | 364.2174 | 22.0481 | 386.2655 | 91.48 | 81.4134 | 81.4134 | 81.4134 | 10.0665 | 91.48 | 5647.4029 | 5245.5861 | 5245.5861 | 5292.104 | 355.2989 | 5600.885 | 46.5179 | 46.5179 | 5647.4029 | 474.1863 | 379.0353 | 379.0353 | 379.0353 | 95.151 | 474.1863 | 3531.6708 | 3531.6708 | 1074.5422 | 1074.5422 | 1311.1408 | 1311.1408 | 388.4218 | 388.4218 | 757.566 | 757.566 | 251419079.971 | 1367087317.0252 | 127295745.6754 | 6197857.3283 | 1752 | 61.3291 | 70354.9833 | 4153.915 | 5.2224 | 903.92 | 172 | 2432 | 3689.5386 | 608 | 152 | 0.10068
3573 | 721.0758 | 653.6 | 800 | 3200 | 4 | 99.71% | 100 | 186.7216 | 184.6077 | 184.6077 | 1 | 186.7216 | 100 | 413.1348 | 389.5514 | 389.5514 | 389.5514 | 23.5834 | 413.1348 | 91.4742 | 81.4076 | 81.4076 | 81.4076 | 10.0665 | 91.4742 | 6491.3026 | 6037.2263 | 6037.2263 | 6084.274 | 407.0286 | 6444.2549 | 47.0477 | 47.0477 | 6491.3026 | 476.9416 | 381.1646 | 381.1646 | 381.1646 | 95.777 | 476.9416 | 3614.0646 | 3614.0646 | 1157.115 | 1157.115 | 1311.0452 | 1311.0452 | 388.3935 | 388.3935 | 757.5108 | 757.5108 | 253086536.3345 | 1367088236.114 | 126679617.5799 | 5145609.9716 | 1752 | 62.4014 | 58968.6732 | 3481.6419 | 4.3772 | 973.4523 | 172 | 2432 | 3689.5386 | 608 | 152 | 0.10021
3574 | 772.5812 | 653.6 | 800 | 3200 | 4 | 99.73% | 100 | 190.9139 | 189.853 | 189.853 | 1 | 190.9139 | 100 | 440.0047 | 414.8858 | 414.8858 | 414.8858 | 25.1189 | 440.0047 | 91.4683 | 81.4018 | 81.4018 | 81.4018 | 10.0665 | 91.4683 | 7413.2577 | 6902.3116 | 6902.3116 | 6949.7629 | 463.4948 | 7365.8064 | 47.4513 | 47.4513 | 7413.2577 | 479.5888 | 383.2216 | 383.2216 | 383.2216 | 96.3672 | 479.5888 | 3696.4591 | 3696.4591 | 1239.68 | 1239.68 | 1310.9542 | 1310.9542 | 388.3666 | 388.3666 | 757.4582 | 757.4582 | 254512827.1296 | 1367088236.114 | 125631975.2711 | 4766961.4853 | 1752 | 63.4221 | 55405.263 | 3271.2502 | 4.1127 | 1042.9846 | 172 | 2432 | 3689.5386 | 608 | 152 | 0.099398
3575 | 824.0866 | 653.6 | 800 | 3200 | 4 | 99.76% | 100 | 195.111 | 193.8895 | 193.8895 | 1 | 195.111 | 100 | 466.8741 | 440.2196 | 440.2196 | 440.2196 | 26.6544 | 466.8741 | 91.463 | 81.3965 | 81.3965 | 81.3965 | 10.0665 | 91.463 | 8301.1572 | 7737.2222 | 7737.2222 | 7783.2837 | 517.8736 | 8255.0957 | 46.0615 | 46.0615 | 8301.1572 | 482.3243 | 385.3591 | 385.3591 | 385.3591 | 96.9652 | 482.3243 | 3778.8542 | 3778.8542 | 1322.2378 | 1322.2378 | 1310.8674 | 1310.8674 | 388.3409 | 388.3409 | 757.408 | 757.408 | 255775290.9762 | 1367073729.6269 | 124936767.1409 | 4214212.256 | 1752 | 64.3865 | 45991.4821 | 2715.4396 | 3.4139 | 1112.5169 | 172 | 2432 | 3689.5386 | 608 | 152 | 0.098862
3576 | 875.592 | 653.6 | 800 | 3200 | 4 | 99.78% | 100 | 199.3164 | 198.312 | 198.312 | 1 | 199.3164 | 100 | 493.8324 | 465.6372 | 465.6372 | 465.6372 | 28.1952 | 493.8324 | 91.4582 | 81.3916 | 81.3916 | 81.3916 | 10.0666 | 91.4582 | 9045.8047 | 8437.2916 | 8437.2916 | 8482.3628 | 563.4419 | 9000.7335 | 45.0713 | 45.0713 | 9045.8047 | 485.0129 | 387.4611 | 387.4611 | 387.4611 | 97.5518 | 485.0129 | 3861.2499 | 3861.2499 | 1404.7889 | 1404.7889 | 1310.7846 | 1310.7846 | 388.3163 | 388.3163 | 757.3602 | 757.3602 | 256831124.7892 | 1367084087.3473 | 124176586.9396 | 3908200.9239 | 1752 | 65.3041 | 43224.7806 | 2552.0874 | 3.2085 | 1182.0492 | 172 | 2432 | 3689.5386 | 608 | 152 | 0.098277
3577 | 927.0974 | 653.6 | 800 | 3200 | 3 | 99.79% | 100 | 198.2665 | 197.4098 | 197.4098 | 1 | 198.2665 | 100 | 520.907 | 491.1663 | 491.1663 | 491.1663 | 29.7407 | 520.907 | 91.4588 | 81.3923 | 81.3923 | 81.3923 | 10.0665 | 91.4588 | 7296.7865 | 6795.5478 | 6795.5478 | 6840.4544 | 456.3321 | 7251.8799 | 44.9066 | 44.9066 | 7296.7865 | 487.5684 | 389.4705 | 389.4705 | 389.4705 | 98.0979 | 487.5684 | 3846.8472 | 3846.8472 | 1487.4396 | 1487.4396 | 1310.7988 | 1310.7988 | 291.2404 | 291.2404 | 757.3684 | 757.3684 | 257761067.7518 | 1367088236.114 | 123543004.4587 | 3607691.6756 | 1752 | 66.1757 | 39229.2969 | 2316.1851 | 2.9119 | 1251.5815 | 172 | 2432 | 3689.5386 | 608 | 152 | 0.097789
3578 | 978.6028 | 653.6 | 800 | 3200 | 3 | 99.81% | 100 | 202.4828 | 201.5907 | 201.5907 | 1 | 202.4828 | 100 | 547.9759 | 516.6879 | 516.6879 | 516.6879 | 31.288 | 547.9759 | 91.4537 | 81.3872 | 81.3872 | 81.3872 | 10.0665 | 91.4537 | 7861.386 | 7325.4676 | 7325.4676 | 7370.4342 | 490.9518 | 7816.4194 | 44.9666 | 44.9666 | 7861.386 | 489.7278 | 391.1625 | 391.1625 | 391.1625 | 98.5653 | 489.7278 | 3929.2434 | 3929.2434 | 1569.9795 | 1569.9795 | 1310.7189 | 1310.7189 | 291.2227 | 291.2227 | 757.3222 | 757.3222 | 258583106.0323 | 1367088236.114 | 122991868.4316 | 3336789.4221 | 1752 | 67.0046 | 37041.374 | 2187.0053 | 2.7495 | 1321.1138 | 172 | 2432 | 3689.5386 | 608 | 152 | 0.097364
3579 | 1030.1083 | 653.6 | 800 | 3200 | 3 | 99.83% | 100 | 206.7001 | 205.745 | 205.745 | 1 | 206.7001 | 100 | 575.0044 | 542.1713 | 542.1713 | 542.1713 | 32.8331 | 575.0044 | 91.4489 | 81.3824 | 81.3824 | 81.3824 | 10.0665 | 91.4489 | 8515.2011 | 7938.4018 | 7938.4018 | 7984.1886 | 531.0125 | 8469.4143 | 45.7869 | 45.7869 | 8515.2011 | 491.6453 | 392.6594 | 392.6594 | 392.6594 | 98.9858 | 491.6453 | 4011.6401 | 4011.6401 | 1652.5138 | 1652.5138 | 1310.6426 | 1310.6426 | 291.2057 | 291.2057 | 757.2781 | 757.2781 | 259378679.5098 | 1367088236.114 | 122468988.8309 | 3064095.5452 | 1752 | 67.794 | 34806.9666 | 2055.0809 | 2.5837 | 1390.6462 | 172 | 2432 | 3689.5386 | 608 | 152 | 0.096962
3580 | 20.6022 | 703 | 800 | 3200 | 7 | 95.78% | 100 | 154.4669 | 154.1071 | 154.1071 | 1 | 154.4669 | 100 | 122.2219 | 115.2502 | 115.2502 | 115.2502 | 6.9716 | 122.2219 | 97.3523 | 86.6466 | 86.6466 | 86.6466 | 10.7057 | 97.3523 | 933.731 | 814.3028 | 814.3028 | 865.954 | 67.777 | 882.0799 | 51.6511 | 51.6511 | 933.731 | 234.2166 | 189.2158 | 189.2158 | 189.2158 | 45.0008 | 234.2166 | 2882.7121 | 2882.7121 | 33.087 | 33.087 | 1411.2699 | 1411.2699 | 680.2353 | 680.2353 | 758.1199 | 758.1199 | 25336748.7826 | 1382615756.1258 | 270115584.7621 | 73931919.9966 | 1752 | 44.8805 | 932960.3795 | 55084.0601 | 69.2526 | 27.8129 | 185 | 2432 | 3689.5386 | 608 | 152 | 0.21069
3581 | 51.5054 | 703 | 800 | 3200 | 6 | 96.34% | 100 | 151.2572 | 150.6478 | 150.6478 | 1 | 151.2572 | 100 | 125.6957 | 118.5263 | 118.5263 | 118.5263 | 7.1693 | 125.6957 | 97.3587 | 86.6529 | 86.6529 | 86.6529 | 10.7058 | 97.3587 | 915.3464 | 798.129 | 798.129 | 848.9165 | 66.4298 | 864.5589 | 50.7875 | 50.7875 | 915.3464 | 257.9867 | 208.2987 | 208.2987 | 208.2987 | 49.688 | 257.9867 | 2835.3575 | 2835.3575 | 82.7231 | 82.7231 | 1411.3651 | 1411.3651 | 583.0982 | 583.0982 | 758.1711 | 758.1711 | 61523917.193 | 1382615756.1258 | 243712566.7482 | 64147759.933 | 1752 | 46.015 | 794952.7695 | 46935.7832 | 59.0084 | 69.5323 | 185 | 2432 | 3689.5386 | 608 | 152 | 0.19036
3582 | 154.5162 | 703 | 800 | 3200 | 5 | 97.6% | 100 | 152.8306 | 151.8573 | 151.8573 | 1 | 152.8306 | 100 | 144.3107 | 136.0788 | 136.0788 | 136.0788 | 8.2318 | 144.3107 | 97.3494 | 86.6437 | 86.6437 | 86.6437 | 10.7057 | 97.3494 | 1139.5661 | 1011.1364 | 1011.1364 | 1059.8983 | 79.6678 | 1090.8042 | 48.7619 | 48.7619 | 1139.5661 | 360.5009 | 289.6179 | 289.6179 | 289.6179 | 70.883 | 360.5009 | 2903.3415 | 2903.3415 | 248.1455 | 248.1455 | 1411.2294 | 1411.2294 | 485.8684 | 485.8684 | 758.0982 | 758.0982 | 159233036.9227 | 1382625580.8239 | 168140934.8979 | 42000447.3555 | 1752 | 49.7125 | 498341.6403 | 29423.2011 | 36.9913 | 208.5969 | 185 | 2432 | 3689.5386 | 608 | 152 | 0.13214
3583 | 206.0217 | 703 | 800 | 3200 | 5 | 98.09% | 100 | 156.5605 | 155.3989 | 155.3989 | 1 | 156.5605 | 100 | 160.5307 | 151.3727 | 151.3727 | 151.3727 | 9.158 | 160.5307 | 97.3395 | 86.6339 | 86.6339 | 86.6339 | 10.7057 | 97.3395 | 1400.9687 | 1257.7765 | 1257.7765 | 1305.4564 | 95.5124 | 1353.2889 | 47.6799 | 47.6799 | 1400.9687 | 412.2147 | 330.745 | 330.745 | 330.745 | 81.4696 | 412.2147 | 2985.7276 | 2985.7276 | 330.8242 | 330.8242 | 1411.0739 | 1411.0739 | 485.8149 | 485.8149 | 758.0147 | 758.0147 | 189300766.8333 | 1382626037.425 | 146639842.9907 | 33433352.7511 | 1752 | 51.4063 | 389729.7665 | 23010.514 | 28.9292 | 278.1292 | 185 | 2432 | 3689.5386 | 608 | 152 | 0.11558
3584 | 257.5271 | 703 | 800 | 3200 | 5 | 98.48% | 100 | 160.4044 | 158.9999 | 158.9999 | 1 | 160.4044 | 100 | 184.1212 | 173.6164 | 173.6164 | 173.6164 | 10.5048 | 184.1212 | 97.3305 | 86.6249 | 86.6249 | 86.6249 | 10.7057 | 97.3305 | 1715.9711 | 1553.5457 | 1553.5457 | 1601.2496 | 114.7215 | 1668.2671 | 47.7039 | 47.7039 | 1715.9711 | 439.9724 | 352.6106 | 352.6106 | 352.6106 | 87.3618 | 439.9724 | 3068.115 | 3068.115 | 413.4873 | 413.4873 | 1410.9274 | 1410.9274 | 485.7644 | 485.7644 | 757.936 | 757.936 | 204755998.2416 | 1382628122.0852 | 138072287.5384 | 26543592.1349 | 1752 | 53.0016 | 305904.1395 | 18061.2622 | 22.7069 | 347.6615 | 185 | 2432 | 3689.5386 | 608 | 152 | 0.10898
3585 | 309.0325 | 703 | 800 | 3200 | 5 | 98.79% | 100 | 164.3287 | 162.9384 | 162.9384 | 1 | 164.3287 | 100 | 210.2506 | 198.2539 | 198.2539 | 198.2539 | 11.9967 | 210.2506 | 97.3229 | 86.6171 | 86.6171 | 86.6171 | 10.7058 | 97.3229 | 2127.28 | 1940.4916 | 1940.4916 | 1987.5352 | 139.7448 | 2080.2364 | 47.0436 | 47.0436 | 2127.28 | 453.8594 | 363.4618 | 363.4618 | 363.4618 | 90.3975 | 453.8594 | 3150.5036 | 3150.5036 | 496.1361 | 496.1361 | 1410.789 | 1410.789 | 485.7168 | 485.7168 | 757.8617 | 757.8617 | 214562496.9801 | 1382616461.6724 | 133589642.8409 | 21231398.5066 | 1752 | 54.5161 | 242730.47 | 14331.3479 | 18.0176 | 417.1938 | 185 | 2432 | 3689.5386 | 608 | 152 | 0.10553
3586 | 360.5379 | 703 | 800 | 3200 | 4 | 99.05% | 100 | 163.0728 | 161.6273 | 161.6273 | 1 | 163.0728 | 100 | 236.9446 | 223.425 | 223.425 | 223.425 | 13.5196 | 236.9446 | 97.3235 | 86.6178 | 86.6178 | 86.6178 | 10.7057 | 97.3235 | 2126.2469 | 1939.9304 | 1939.9304 | 1986.595 | 139.6518 | 2079.5822 | 46.6647 | 46.6647 | 2126.2469 | 463.3988 | 370.9195 | 370.9195 | 370.9195 | 92.4793 | 463.3988 | 3136.1021 | 3136.1021 | 578.8352 | 578.8352 | 1410.8127 | 1410.8127 | 388.5799 | 388.5799 | 757.8743 | 757.8743 | 221823680.7706 | 1382634821.9817 | 130896787.645 | 16644709.6028 | 1752 | 55.9466 | 186386.5191 | 11004.6755 | 13.8353 | 486.7262 | 185 | 2432 | 3689.5386 | 608 | 152 | 0.10345
3587 | 412.0433 | 703 | 800 | 3200 | 4 | 99.21% | 100 | 167.1425 | 165.9295 | 165.9295 | 1 | 167.1425 | 100 | 263.9844 | 248.9206 | 248.9206 | 248.9206 | 15.0638 | 263.9844 | 97.3143 | 86.6088 | 86.6088 | 86.6088 | 10.7055 | 97.3143 | 2564.1052 | 2351.3399 | 2351.3399 | 2397.6606 | 166.4445 | 2517.7844 | 46.3207 | 46.3207 | 2564.1052 | 471.7172 | 377.4215 | 377.4215 | 377.4215 | 94.2957 | 471.7172 | 3218.4916 | 3218.4916 | 661.464 | 661.464 | 1410.6806 | 1410.6806 | 388.5436 | 388.5436 | 757.8034 | 757.8034 | 227244943.2025 | 1382643365.079 | 128188957.6202 | 13922743.5655 | 1752 | 57.315 | 158859.8066 | 9379.437 | 11.792 | 556.2585 | 185 | 2432 | 3689.5386 | 608 | 152 | 0.10137
3588 | 463.5487 | 703 | 800 | 3200 | 4 | 99.36% | 100 | 171.2447 | 169.7493 | 169.7493 | 1 | 171.2447 | 100 | 291.005 | 274.3979 | 274.3979 | 274.3979 | 16.6071 | 291.005 | 97.3068 | 86.6012 | 86.6012 | 86.6012 | 10.7056 | 97.3068 | 3124.4338 | 2876.8327 | 2876.8327 | 2923.6903 | 200.7435 | 3077.5762 | 46.8576 | 46.8576 | 3124.4338 | 478.1593 | 382.4446 | 382.4446 | 382.4446 | 95.7148 | 478.1593 | 3300.8822 | 3300.8822 | 744.0811 | 744.0811 | 1410.5556 | 1410.5556 | 388.5092 | 388.5092 | 757.7363 | 757.7363 | 231721070.298 | 1382639601.4114 | 126448091.2231 | 11191237.0675 | 1752 | 58.5991 | 128495.8994 | 7586.6843 | 9.5381 | 625.7908 | 185 | 2432 | 3689.5386 | 608 | 152 | 0.10003
3589 | 515.0541 | 703 | 800 | 3200 | 4 | 99.49% | 100 | 175.3606 | 173.5529 | 173.5529 | 1 | 175.3606 | 100 | 318.162 | 300.0037 | 300.0037 | 300.0037 | 18.1583 | 318.162 | 97.2994 | 86.5939 | 86.5939 | 86.5939 | 10.7056 | 97.2994 | 3823.2439 | 3532.9879 | 3532.9879 | 3579.6203 | 243.6236 | 3776.6115 | 46.6324 | 46.6324 | 3823.2439 | 483.2014 | 386.355 | 386.355 | 386.355 | 96.8464 | 483.2014 | 3383.2737 | 3383.2737 | 826.6873 | 826.6873 | 1410.4372 | 1410.4372 | 388.4765 | 388.4765 | 757.6726 | 757.6726 | 235291728.9413 | 1382643365.079 | 125114981.9129 | 8949924.0669 | 1752 | 59.8136 | 100780.2264 | 5950.2892 | 7.4808 | 695.3231 | 185 | 2432 | 3689.5386 | 608 | 152 | 0.099
3590 | 566.5595 | 703 | 800 | 3200 | 4 | 99.57% | 100 | 179.5055 | 178.1207 | 178.1207 | 1 | 179.5055 | 100 | 345.5792 | 325.8546 | 325.8546 | 325.8546 | 19.7245 | 345.5792 | 97.2931 | 86.5875 | 86.5875 | 86.5875 | 10.7056 | 97.2931 | 4617.5703 | 4278.5386 | 4278.5386 | 4325.3842 | 292.1861 | 4570.7247 | 46.8456 | 46.8456 | 4617.5703 | 487.5229 | 389.7128 | 389.7128 | 389.7128 | 97.8101 | 487.5229 | 3465.666 | 3465.666 | 909.2835 | 909.2835 | 1410.3247 | 1410.3247 | 388.4455 | 388.4455 | 757.6122 | 757.6122 | 238053652.1699 | 1382628845.7564 | 123748439.2126 | 7569062.8611 | 1752 | 60.9669 | 87403.259 | 5160.4832 | 6.4878 | 764.8554 | 185 | 2432 | 3689.5386 | 608 | 152 | 0.097947
3591 | 618.065 | 703 | 800 | 3200 | 4 | 99.65% | 100 | 183.6683 | 181.3387 | 181.3387 | 1 | 183.6683 | 100 | 373.2779 | 351.9709 | 351.9709 | 351.9709 | 21.307 | 373.2779 | 97.2865 | 86.5809 | 86.5809 | 86.5809 | 10.7056 | 97.2865 | 5462.0284 | 5070.7132 | 5070.7132 | 5118.1019 | 343.9265 | 5414.6397 | 47.3887 | 47.3887 | 5462.0284 | 491.2949 | 392.6332 | 392.6332 | 392.6332 | 98.6617 | 491.2949 | 3548.0592 | 3548.0592 | 991.8705 | 991.8705 | 1410.2178 | 1410.2178 | 388.4161 | 388.4161 | 757.5548 | 757.5548 | 240259833.8075 | 1382643365.079 | 123044467.2802 | 6052333.8333 | 1752 | 62.0549 | 67487.5156 | 3984.6133 | 5.0095 | 834.3877 | 185 | 2432 | 3689.5386 | 608 | 152 | 0.097405
3592 | 669.5704 | 703 | 800 | 3200 | 4 | 99.69% | 100 | 187.8429 | 186.5131 | 186.5131 | 1 | 187.8429 | 100 | 401.2078 | 378.3049 | 378.3049 | 378.3049 | 22.9028 | 401.2078 | 97.2796 | 86.5741 | 86.5741 | 86.5741 | 10.7055 | 97.2796 | 6433.6424 | 5983.3283 | 5983.3283 | 6030.143 | 403.4994 | 6386.8277 | 46.8147 | 46.8147 | 6433.6424 | 494.322 | 394.9819 | 394.9819 | 394.9819 | 99.3401 | 494.322 | 3630.4531 | 3630.4531 | 1074.4488 | 1074.4488 | 1410.116 | 1410.116 | 388.3881 | 388.3881 | 757.5001 | 757.5001 | 242018263.7497 | 1382643365.079 | 121913137.5674 | 5425233.6038 | 1752 | 63.0921 | 62768.9296 | 3706.0175 | 4.6593 | 903.92 | 185 | 2432 | 3689.5386 | 608 | 152 | 0.096533
3593 | 721.0758 | 703 | 800 | 3200 | 4 | 99.75% | 100 | 192.028 | 189.9145 | 189.9145 | 1 | 192.028 | 100 | 429.0749 | 404.5797 | 404.5797 | 404.5797 | 24.4952 | 429.0749 | 97.2736 | 86.568 | 86.568 | 86.568 | 10.7055 | 97.2736 | 7584.7868 | 7063.4088 | 7063.4088 | 7110.7188 | 474.068 | 7537.4768 | 47.31 | 47.31 | 7584.7868 | 497.1619 | 397.184 | 397.184 | 397.184 | 99.9779 | 497.1619 | 3712.8476 | 3712.8476 | 1157.0192 | 1157.0192 | 1410.0191 | 1410.0191 | 388.3614 | 388.3614 | 757.448 | 757.448 | 243686673.3632 | 1382643365.079 | 121268288.0417 | 4401673.5161 | 1752 | 64.07 | 49904.6175 | 2946.4798 | 3.7044 | 973.4523 | 185 | 2432 | 3689.5386 | 608 | 152 | 0.096036
3594 | 772.5812 | 703 | 800 | 3200 | 4 | 99.77% | 100 | 196.2193 | 195.3274 | 195.3274 | 1 | 196.2193 | 100 | 456.9968 | 430.9059 | 430.9059 | 430.9059 | 26.0909 | 456.9968 | 97.2679 | 86.5624 | 86.5624 | 86.5624 | 10.7055 | 97.2679 | 8680.6949 | 8093.7453 | 8093.7453 | 8139.5196 | 541.1752 | 8634.9205 | 45.7743 | 45.7743 | 8680.6949 | 500.1929 | 399.5474 | 399.5474 | 399.5474 | 100.6455 | 500.1929 | 3795.2429 | 3795.2429 | 1239.5821 | 1239.5821 | 1409.9266 | 1409.9266 | 388.3359 | 388.3359 | 757.3983 | 757.3983 | 244989366.2214 | 1382643365.079 | 120264861.7542 | 4102406.9454 | 1752 | 65.0037 | 45432.4741 | 2682.4345 | 3.3724 | 1042.9846 | 185 | 2432 | 3689.5386 | 608 | 152 | 0.095264
3595 | 824.0866 | 703 | 800 | 3200 | 4 | 99.78% | 100 | 200.4275 | 199.393 | 199.393 | 1 | 200.4275 | 100 | 485.0175 | 457.3253 | 457.3253 | 457.3253 | 27.6922 | 485.0175 | 97.2625 | 86.5569 | 86.5569 | 86.5569 | 10.7055 | 97.2625 | 9330.2729 | 8703.5726 | 8703.5726 | 8749.25 | 581.0228 | 9284.5955 | 45.6774 | 45.6774 | 9330.2729 | 503.7434 | 402.3293 | 402.3293 | 402.3293 | 101.4141 | 503.7434 | 3877.6387 | 3877.6387 | 1322.1381 | 1322.1381 | 1409.8382 | 1409.8382 | 388.3116 | 388.3116 | 757.3509 | 757.3509 | 246180003.5811 | 1382643365.079 | 119391879.2934 | 3784752.0465 | 1752 | 65.8901 | 42542.6625 | 2511.8136 | 3.1579 | 1112.5169 | 185 | 2432 | 3689.5386 | 608 | 152 | 0.094591
3596 | 875.592 | 703 | 800 | 3200 | 3 | 99.8% | 100 | 199.3749 | 198.567 | 198.567 | 1 | 199.3749 | 100 | 513.0745 | 483.7807 | 483.7807 | 483.7807 | 29.2939 | 513.0745 | 97.2634 | 86.5579 | 86.5579 | 86.5579 | 10.7055 | 97.2634 | 7565.7969 | 7047.0588 | 7047.0588 | 7092.8331 | 472.9639 | 7520.0227 | 45.7743 | 45.7743 | 7565.7969 | 506.8668 | 404.7821 | 404.7821 | 404.7821 | 102.0847 | 506.8668 | 3863.236 | 3863.236 | 1404.7868 | 1404.7868 | 1409.8534 | 1409.8534 | 291.2368 | 291.2368 | 757.359 | 757.359 | 247202523.8371 | 1382643365.079 | 118660726.0616 | 3493385.0222 | 1752 | 66.7328 | 38394.5384 | 2266.8991 | 2.85 | 1182.0492 | 185 | 2432 | 3689.5386 | 608 | 152 | 0.094028
3597 | 927.0974 | 703 | 800 | 3200 | 3 | 99.82% | 100 | 203.5887 | 202.7007 | 202.7007 | 1 | 203.5887 | 100 | 541.1694 | 510.2697 | 510.2697 | 510.2697 | 30.8997 | 541.1694 | 97.2582 | 86.5526 | 86.5526 | 86.5526 | 10.7055 | 97.2582 | 8165.1694 | 7609.7801 | 7609.7801 | 7655.4522 | 509.7172 | 8119.4973 | 45.6721 | 45.6721 | 8165.1694 | 509.4983 | 406.8428 | 406.8428 | 406.8428 | 102.6555 | 509.4983 | 3945.6323 | 3945.6323 | 1487.3315 | 1487.3315 | 1409.7683 | 1409.7683 | 291.2192 | 291.2192 | 757.3133 | 757.3133 | 248079125.171 | 1382643365.079 | 118062280.8139 | 3215228.9361 | 1752 | 67.535 | 35993.6477 | 2125.1452 | 2.6718 | 1251.5815 | 185 | 2432 | 3689.5386 | 608 | 152 | 0.093567
3598 | 978.6028 | 703 | 800 | 3200 | 3 | 99.83% | 100 | 207.8064 | 206.928 | 206.928 | 1 | 207.8064 | 100 | 569.325 | 536.8159 | 536.8159 | 536.8159 | 32.5091 | 569.325 | 97.2532 | 86.5476 | 86.5476 | 86.5476 | 10.7055 | 97.2532 | 8821.815 | 8225.7371 | 8225.7371 | 8271.8891 | 549.9259 | 8775.6631 | 46.152 | 46.152 | 8821.815 | 511.7491 | 408.6063 | 408.6063 | 408.6063 | 103.1428 | 511.7491 | 4028.0292 | 4028.0292 | 1569.8703 | 1569.8703 | 1409.6869 | 1409.6869 | 291.2024 | 291.2024 | 757.2696 | 757.2696 | 248850905.4421 | 1382643365.079 | 117530348.6418 | 2975380.8371 | 1752 | 68.2995 | 33886.9177 | 2000.7591 | 2.5154 | 1321.1138 | 185 | 2432 | 3689.5386 | 608 | 152 | 0.093157
3599 | 1030.1083 | 703 | 800 | 3200 | 3 | 99.84% | 100 | 212.0278 | 211.3078 | 211.3078 | 1 | 212.0278 | 100 | 597.4604 | 563.343 | 563.343 | 563.343 | 34.1174 | 597.4604 | 97.2484 | 86.5429 | 86.5429 | 86.5429 | 10.7055 | 97.2484 | 9454.9284 | 8819.2886 | 8819.2886 | 8866.2397 | 588.6887 | 9407.9773 | 46.9511 | 46.9511 | 9454.9284 | 513.9347 | 410.3229 | 410.3229 | 410.3229 | 103.6118 | 513.9347 | 4110.4265 | 4110.4265 | 1652.4037 | 1652.4037 | 1409.6089 | 1409.6089 | 291.1863 | 291.1863 | 757.2277 | 757.2277 | 249595071.6559 | 1382643365.079 | 116956651.544 | 2804911.7211 | 1752 | 69.0295 | 32630.0598 | 1926.5514 | 2.4221 | 1390.6462 | 185 | 2432 | 3689.5386 | 608 | 152 | 0.092715
3600 | 20.6022 | 752.4 | 800 | 3200 | 7 | 96.3% | 100 | 159.373 | 158.9995 | 158.9995 | 1 | 159.373 | 100 | 125.4462 | 118.2897 | 118.2897 | 118.2897 | 7.1564 | 125.4462 | 103.1418 | 91.798 | 91.798 | 91.798 | 11.3438 | 103.1418 | 1055.5136 | 929.2437 | 929.2437 | 980.338 | 75.1756 | 1004.4193 | 51.0943 | 51.0943 | 1055.5136 | 237.1032 | 191.4173 | 191.4173 | 191.4173 | 45.6859 | 237.1032 | 2981.4848 | 2981.4848 | 33.0826 | 33.0826 | 1510.2388 | 1510.2388 | 680.1446 | 680.1446 | 758.0188 | 758.0188 | 24681204.6683 | 1396546693.2116 | 266010625.9548 | 64761476.1652 | 1752 | 48.2167 | 809569.2206 | 47798.771 | 60.0934 | 27.8129 | 198 | 2432 | 3689.5386 | 608 | 152 | 0.20753
3601 | 51.5054 | 752.4 | 800 | 3200 | 6 | 96.79% | 100 | 156.2259 | 155.6202 | 155.6202 | 1 | 156.2259 | 100 | 129.0273 | 121.667 | 121.667 | 121.667 | 7.3603 | 129.0273 | 103.1474 | 91.8036 | 91.8036 | 91.8036 | 11.3437 | 103.1474 | 1033.516 | 909.63 | 909.63 | 959.8794 | 73.6366 | 983.2666 | 50.2494 | 50.2494 | 1033.516 | 261.9852 | 211.3905 | 211.3905 | 211.3905 | 50.5948 | 261.9852 | 2934.1292 | 2934.1292 | 82.7117 | 82.7117 | 1510.3335 | 1510.3335 | 583.0176 | 583.0176 | 758.0664 | 758.0664 | 59907233.2471 | 1396551734.9286 | 239238872.2618 | 56302159.5625 | 1752 | 49.2525 | 687913.8979 | 40615.9697 | 51.0631 | 69.5323 | 198 | 2432 | 3689.5386 | 608 | 152 | 0.18691
3602 | 154.5162 | 752.4 | 800 | 3200 | 5 | 97.88% | 100 | 157.9472 | 156.9438 | 156.9438 | 1 | 157.9472 | 100 | 148.9596 | 140.4616 | 140.4616 | 140.4616 | 8.4981 | 148.9596 | 103.138 | 91.7944 | 91.7944 | 91.7944 | 11.3436 | 103.138 | 1280.8745 | 1144.112 | 1144.112 | 1192.5452 | 88.3293 | 1232.4414 | 48.4331 | 48.4331 | 1280.8745 | 368.4567 | 295.8416 | 295.8416 | 295.8416 | 72.6151 | 368.4567 | 3002.1147 | 3002.1147 | 248.1129 | 248.1129 | 1510.1985 | 1510.1985 | 485.8046 | 485.8046 | 757.9986 | 757.9986 | 154220632.5313 | 1396565850.676 | 164152246.873 | 37061269.9197 | 1752 | 52.5859 | 437520.6313 | 25832.1932 | 32.4767 | 208.5969 | 198 | 2432 | 3689.5386 | 608 | 152 | 0.12907
3603 | 206.0217 | 752.4 | 800 | 3200 | 5 | 98.3% | 100 | 161.7437 | 160.5526 | 160.5526 | 1 | 161.7437 | 100 | 165.8995 | 156.4341 | 156.4341 | 156.4341 | 9.4654 | 165.8995 | 103.1285 | 91.7849 | 91.7849 | 91.7849 | 11.3436 | 103.1285 | 1563.5264 | 1409.9316 | 1409.9316 | 1458.0593 | 105.4671 | 1515.3986 | 48.1277 | 48.1277 | 1563.5264 | 423.1482 | 339.3302 | 339.3302 | 339.3302 | 83.8181 | 423.1482 | 3084.5023 | 3084.5023 | 330.7833 | 330.7833 | 1510.0435 | 1510.0435 | 485.7547 | 485.7547 | 757.9208 | 757.9208 | 183148986.6149 | 1396565850.676 | 142491507.9843 | 29793654.7248 | 1752 | 54.1152 | 348778.5325 | 20592.6619 | 25.8894 | 278.1292 | 198 | 2432 | 3689.5386 | 608 | 152 | 0.11238
3604 | 257.5271 | 752.4 | 800 | 3200 | 5 | 98.67% | 100 | 165.5974 | 164.0916 | 164.0916 | 1 | 165.5974 | 100 | 190.3161 | 179.4566 | 179.4566 | 179.4566 | 10.8595 | 190.3161 | 103.1195 | 91.7759 | 91.7759 | 91.7759 | 11.3436 | 103.1195 | 1931.004 | 1755.9742 | 1755.9742 | 1803.1592 | 127.8448 | 1883.8191 | 47.1849 | 47.1849 | 1931.004 | 452.4583 | 362.4381 | 362.4381 | 362.4381 | 90.0201 | 452.4583 | 3166.8911 | 3166.8911 | 413.439 | 413.439 | 1509.8971 | 1509.8971 | 485.7077 | 485.7077 | 757.8474 | 757.8474 | 198058253.3865 | 1396565850.676 | 133990983.6762 | 23384912.2613 | 1752 | 55.5448 | 264075.2997 | 15591.5942 | 19.602 | 347.6615 | 198 | 2432 | 3689.5386 | 608 | 152 | 0.10584
3605 | 309.0325 | 752.4 | 800 | 3200 | 4 | 98.92% | 100 | 164.3002 | 163.0844 | 163.0844 | 1 | 164.3002 | 100 | 217.4588 | 205.0508 | 205.0508 | 205.0508 | 12.408 | 217.4588 | 103.1211 | 91.7775 | 91.7775 | 91.7775 | 11.3436 | 103.1211 | 1904.37 | 1731.0935 | 1731.0935 | 1778.2605 | 126.1095 | 1857.203 | 47.167 | 47.167 | 1904.37 | 469.0055 | 375.4101 | 375.4101 | 375.4101 | 93.5954 | 469.0055 | 3152.4896 | 3152.4896 | 496.135 | 496.135 | 1509.9221 | 1509.9221 | 388.5726 | 388.5726 | 757.8599 | 757.8599 | 207484791.1773 | 1396569922.5397 | 128994326.3706 | 18950959.9124 | 1752 | 56.9152 | 218237.2843 | 12885.2156 | 16.1995 | 417.1938 | 198 | 2432 | 3689.5386 | 608 | 152 | 0.10199
3606 | 360.5379 | 752.4 | 800 | 3200 | 4 | 99.13% | 100 | 168.3219 | 167.1298 | 167.1298 | 1 | 168.3219 | 100 | 245.2059 | 231.2135 | 231.2135 | 231.2135 | 13.9925 | 245.2059 | 103.112 | 91.7685 | 91.7685 | 91.7685 | 11.3435 | 103.112 | 2356.6312 | 2156.8535 | 2156.8535 | 2202.8493 | 153.7819 | 2310.6354 | 45.9958 | 45.9958 | 2356.6312 | 479.6961 | 383.7808 | 383.7808 | 383.7808 | 95.9153 | 479.6961 | 3234.8793 | 3234.8793 | 578.7706 | 578.7706 | 1509.7823 | 1509.7823 | 388.5366 | 388.5366 | 757.7898 | 757.7898 | 214242752.7278 | 1396577491.5406 | 125968529.6089 | 15211226.1227 | 1752 | 58.211 | 168822.6887 | 9967.6678 | 12.5315 | 486.7262 | 198 | 2432 | 3689.5386 | 608 | 152 | 0.099657
3607 | 412.0433 | 752.4 | 800 | 3200 | 4 | 99.29% | 100 | 172.4157 | 170.9385 | 170.9385 | 1 | 172.4157 | 100 | 273.2063 | 257.6147 | 257.6147 | 257.6147 | 15.5916 | 273.2063 | 103.1044 | 91.7608 | 91.7608 | 91.7608 | 11.3436 | 103.1044 | 2841.1175 | 2611.1542 | 2611.1542 | 2657.6958 | 183.4218 | 2794.576 | 46.5416 | 46.5416 | 2841.1175 | 489.1393 | 391.1856 | 391.1856 | 391.1856 | 97.9537 | 489.1393 | 3317.27 | 3317.27 | 661.3941 | 661.3941 | 1509.65 | 1509.65 | 388.5025 | 388.5025 | 757.7233 | 757.7233 | 219580287.8722 | 1396570273.5994 | 123497443.6973 | 12351994.8311 | 1752 | 59.4422 | 139806.9282 | 8254.5126 | 10.3777 | 556.2585 | 198 | 2432 | 3689.5386 | 608 | 152 | 0.097754
3608 | 463.5487 | 752.4 | 800 | 3200 | 4 | 99.42% | 100 | 176.528 | 175.1484 | 175.1484 | 1 | 176.528 | 100 | 301.2579 | 284.0641 | 284.0641 | 284.0641 | 17.1938 | 301.2579 | 103.0965 | 91.7529 | 91.7529 | 91.7529 | 11.3435 | 103.0965 | 3466.2332 | 3197.4502 | 3197.4502 | 3244.5402 | 221.693 | 3419.1432 | 47.09 | 47.09 | 3466.2332 | 496.3287 | 396.8047 | 396.8047 | 396.8047 | 99.524 | 496.3287 | 3399.6617 | 3399.6617 | 744.0065 | 744.0065 | 1509.5245 | 1509.5245 | 388.4702 | 388.4702 | 757.6604 | 757.6604 | 223788305.4716 | 1396571044.5432 | 121497783.6993 | 10142866.2858 | 1752 | 60.6095 | 117946.8182 | 6963.843 | 8.7551 | 625.7908 | 198 | 2432 | 3689.5386 | 608 | 152 | 0.096213
3609 | 515.0541 | 752.4 | 800 | 3200 | 4 | 99.55% | 100 | 180.6482 | 178.9448 | 178.9448 | 1 | 180.6482 | 100 | 329.4243 | 310.6216 | 310.6216 | 310.6216 | 18.8028 | 329.4243 | 103.0888 | 91.7453 | 91.7453 | 91.7453 | 11.3435 | 103.0888 | 4347.5457 | 4024.8312 | 4024.8312 | 4071.8499 | 275.6959 | 4300.5271 | 47.0186 | 47.0186 | 4347.5457 | 501.2378 | 400.6129 | 400.6129 | 400.6129 | 100.6249 | 501.2378 | 3482.0542 | 3482.0542 | 826.6087 | 826.6087 | 1509.4054 | 1509.4054 | 388.4396 | 388.4396 | 757.6006 | 757.6006 | 227209006.0473 | 1396577491.5406 | 120303006.209 | 7910496.2031 | 1752 | 61.7098 | 89976.685 | 5312.424 | 6.6789 | 695.3231 | 198 | 2432 | 3689.5386 | 608 | 152 | 0.095293
3610 | 566.5595 | 752.4 | 800 | 3200 | 4 | 99.63% | 100 | 184.8035 | 182.9104 | 182.9104 | 1 | 184.8035 | 100 | 357.8955 | 337.4662 | 337.4662 | 337.4662 | 20.4293 | 357.8955 | 103.0819 | 91.7384 | 91.7384 | 91.7384 | 11.3435 | 103.0819 | 5239.2718 | 4861.6808 | 4861.6808 | 4909.0025 | 330.2693 | 5191.9501 | 47.3217 | 47.3217 | 5239.2718 | 506.3055 | 404.5692 | 404.5692 | 404.5692 | 101.7363 | 506.3055 | 3564.4475 | 3564.4475 | 909.2013 | 909.2013 | 1509.2921 | 1509.2921 | 388.4104 | 388.4104 | 757.5437 | 757.5437 | 229855868.9516 | 1396577491.5406 | 119089143.5225 | 6477495.9853 | 1752 | 62.7586 | 74932.154 | 4424.1614 | 5.5621 | 764.8554 | 198 | 2432 | 3689.5386 | 608 | 152 | 0.094358
3611 | 618.065 | 752.4 | 800 | 3200 | 4 | 99.7% | 100 | 188.9675 | 186.9745 | 186.9745 | 1 | 188.9675 | 100 | 386.6073 | 364.5377 | 364.5377 | 364.5377 | 22.0697 | 386.6073 | 103.0751 | 91.7316 | 91.7316 | 91.7316 | 11.3435 | 103.0751 | 6343.4608 | 5898.1856 | 5898.1856 | 5945.4614 | 397.9994 | 6296.185 | 47.2758 | 47.2758 | 6343.4608 | 510.1083 | 407.5191 | 407.5191 | 407.5191 | 102.5892 | 510.1083 | 3646.8415 | 3646.8415 | 991.7851 | 991.7851 | 1509.1842 | 1509.1842 | 388.3827 | 388.3827 | 757.4896 | 757.4896 | 231944903.5857 | 1396582688.964 | 118163196.993 | 5309210.4573 | 1752 | 63.7529 | 59288.5743 | 3500.5296 | 4.4009 | 834.3877 | 198 | 2432 | 3689.5386 | 608 | 152 | 0.093644
3612 | 669.5704 | 752.4 | 800 | 3200 | 4 | 99.73% | 100 | 193.1483 | 191.7817 | 191.7817 | 1 | 193.1483 | 100 | 415.5803 | 391.8551 | 391.8551 | 391.8551 | 23.7251 | 415.5803 | 103.0687 | 91.7252 | 91.7252 | 91.7252 | 11.3435 | 103.0687 | 7396.2859 | 6887.3742 | 6887.3742 | 6933.8409 | 462.445 | 7349.8193 | 46.4667 | 46.4667 | 7396.2859 | 513.8401 | 410.4273 | 410.4273 | 410.4273 | 103.4128 | 513.8401 | 3729.2363 | 3729.2363 | 1074.3607 | 1074.3607 | 1509.0814 | 1509.0814 | 388.3562 | 388.3562 | 757.438 | 757.438 | 233609547.96 | 1396582688.964 | 117102396.5186 | 4705366.5574 | 1752 | 64.7006 | 53582.174 | 3163.611 | 3.9773 | 903.92 | 198 | 2432 | 3689.5386 | 608 | 152 | 0.092827
3613 | 721.0758 | 752.4 | 800 | 3200 | 4 | 99.77% | 100 | 197.3399 | 195.7639 | 195.7639 | 1 | 197.3399 | 100 | 444.5696 | 419.1879 | 419.1879 | 419.1879 | 25.3817 | 444.5696 | 103.0627 | 91.7193 | 91.7193 | 91.7193 | 11.3435 | 103.0627 | 8539.404 | 7960.5407 | 7960.5407 | 8006.7945 | 532.6095 | 8493.1502 | 46.2538 | 46.2538 | 8539.404 | 517.3165 | 413.1377 | 413.1377 | 413.1377 | 104.1789 | 517.3165 | 3811.6316 | 3811.6316 | 1156.9286 | 1156.9286 | 1508.9833 | 1508.9833 | 388.331 | 388.331 | 757.3887 | 757.3887 | 235126448.2282 | 1396582688.964 | 116266440.3189 | 4024422.4888 | 1752 | 65.5995 | 44596.5758 | 2633.0812 | 3.3104 | 973.4523 | 198 | 2432 | 3689.5386 | 608 | 152 | 0.092183
3614 | 772.5812 | 752.4 | 800 | 3200 | 4 | 99.79% | 100 | 201.5428 | 200.6425 | 200.6425 | 1 | 201.5428 | 100 | 473.5889 | 446.5489 | 446.5489 | 446.5489 | 27.04 | 473.5889 | 103.057 | 91.7136 | 91.7136 | 91.7136 | 11.3435 | 103.057 | 9506.34 | 8868.5348 | 8868.5348 | 8914.4452 | 591.8948 | 9460.4297 | 45.9103 | 45.9103 | 9506.34 | 521.0298 | 416.0483 | 416.0483 | 416.0483 | 104.9815 | 521.0298 | 3894.0276 | 3894.0276 | 1239.4894 | 1239.4894 | 1508.8897 | 1508.8897 | 388.3069 | 388.3069 | 757.3417 | 757.3417 | 236384240.8103 | 1396582688.964 | 115290371.9013 | 3742698.3244 | 1752 | 66.4566 | 42436.2968 | 2505.5335 | 3.15 | 1042.9846 | 198 | 2432 | 3689.5386 | 608 | 152 | 0.091432
3615 | 824.0866 | 752.4 | 800 | 3200 | 3 | 99.8% | 100 | 200.4918 | 199.7556 | 199.7556 | 1 | 200.4918 | 100 | 502.7108 | 474.0084 | 474.0084 | 474.0084 | 28.7025 | 502.7108 | 103.058 | 91.7145 | 91.7145 | 91.7145 | 11.3435 | 103.058 | 7666.1672 | 7140.5295 | 7140.5295 | 7187.0006 | 479.1665 | 7619.6961 | 46.4711 | 46.4711 | 7666.1672 | 524.8116 | 419.0241 | 419.0241 | 419.0241 | 105.7876 | 524.8116 | 3879.6248 | 3879.6248 | 1322.1361 | 1322.1361 | 1508.9057 | 1508.9057 | 291.2332 | 291.2332 | 757.3498 | 757.3498 | 237488281.4536 | 1396582688.964 | 114461289.713 | 3467739.8694 | 1752 | 67.2721 | 38388.6546 | 2266.5517 | 2.8495 | 1112.5169 | 198 | 2432 | 3689.5386 | 608 | 152 | 0.090793
3616 | 875.592 | 752.4 | 800 | 3200 | 3 | 99.82% | 100 | 204.7057 | 203.904 | 203.904 | 1 | 204.7057 | 100 | 531.8189 | 501.4528 | 501.4528 | 501.4528 | 30.3661 | 531.8189 | 103.0525 | 91.7091 | 91.7091 | 91.7091 | 11.3435 | 103.0525 | 8264.6409 | 7702.5371 | 7702.5371 | 7748.7459 | 515.8949 | 8218.432 | 46.2088 | 46.2088 | 8264.6409 | 528.0485 | 421.567 | 421.567 | 421.567 | 106.4815 | 528.0485 | 3962.0213 | 3962.0213 | 1404.6856 | 1404.6856 | 1508.8154 | 1508.8154 | 291.2158 | 291.2158 | 757.3045 | 757.3045 | 238452108.6374 | 1396582688.964 | 113767183.0066 | 3198019.3919 | 1752 | 68.049 | 36128.5964 | 2133.1128 | 2.6818 | 1182.0492 | 198 | 2432 | 3689.5386 | 608 | 152 | 0.090258
3617 | 927.0974 | 752.4 | 800 | 3200 | 3 | 99.83% | 100 | 208.9242 | 208.0061 | 208.0061 | 1 | 208.9242 | 100 | 560.9935 | 528.9598 | 528.9598 | 528.9598 | 32.0337 | 560.9935 | 103.0473 | 91.7038 | 91.7038 | 91.7038 | 11.3435 | 103.0473 | 8921.3445 | 8318.5226 | 8318.5226 | 8365.2031 | 556.1413 | 8874.664 | 46.6805 | 46.6805 | 8921.3445 | 530.8148 | 423.7424 | 423.7424 | 423.7424 | 107.0724 | 530.8148 | 4044.4182 | 4044.4182 | 1487.2289 | 1487.2289 | 1508.729 | 1508.729 | 291.1991 | 291.1991 | 757.2611 | 757.2611 | 239293221.8623 | 1396582688.964 | 113188596.252 | 2935492.9216 | 1752 | 68.7898 | 33940.7511 | 2003.9376 | 2.5194 | 1251.5815 | 198 | 2432 | 3689.5386 | 608 | 152 | 0.089813
3618 | 978.6028 | 752.4 | 800 | 3200 | 3 | 99.84% | 100 | 213.1438 | 212.3659 | 212.3659 | 1 | 213.1438 | 100 | 590.189 | 556.4864 | 556.4864 | 556.4864 | 33.7026 | 590.189 | 103.0422 | 91.6988 | 91.6988 | 91.6988 | 11.3435 | 103.0422 | 9611.3953 | 8965.2965 | 8965.2965 | 9012.9837 | 598.4116 | 9563.7081 | 47.6872 | 47.6872 | 9611.3953 | 533.2667 | 425.6652 | 425.6652 | 425.6652 | 107.6015 | 533.2667 | 4126.8157 | 4126.8157 | 1569.7667 | 1569.7667 | 1508.6463 | 1508.6463 | 291.1832 | 291.1832 | 757.2196 | 757.2196 | 240052804.2316 | 1396582688.964 | 112614878.5536 | 2749628.2508 | 1752 | 69.4974 | 32502.0959 | 1918.9962 | 2.4126 | 1321.1138 | 198 | 2432 | 3689.5386 | 608 | 152 | 0.089371
3619 | 1030.1083 | 752.4 | 800 | 3200 | 3 | 99.87% | 100 | 217.3625 | 215.5969 | 215.5969 | 1 | 217.3625 | 100 | 619.3223 | 583.9543 | 583.9543 | 583.9543 | 35.368 | 619.3223 | 103.0374 | 91.6939 | 91.6939 | 91.6939 | 11.3434 | 103.0374 | 10456.167 | 9757.4014 | 9757.4014 | 9805.9518 | 650.2152 | 10407.6166 | 48.5504 | 48.5504 | 10456.167 | 535.4542 | 427.3762 | 427.3762 | 427.3762 | 108.078 | 535.4542 | 4209.2136 | 4209.2136 | 1652.2991 | 1652.2991 | 1508.5669 | 1508.5669 | 291.1679 | 291.1679 | 757.1797 | 757.1797 | 240797606.2374 | 1396584218.1081 | 112267408.2525 | 2350767.402 | 1752 | 70.1722 | 27527.5785 | 1625.2896 | 2.0433 | 1390.6462 | 198 | 2432 | 3689.5386 | 608 | 152 | 0.089103
3620 | 20.6022 | 801.8 | 800 | 3200 | 7 | 96.73% | 100 | 164.3734 | 163.9415 | 163.9415 | 1 | 164.3734 | 100 | 129.103 | 121.7371 | 121.7371 | 121.7371 | 7.3659 | 129.103 | 108.9235 | 96.9425 | 96.9425 | 96.9425 | 11.981 | 108.9235 | 1181.2647 | 1047.7068 | 1047.7068 | 1098.4417 | 82.8229 | 1130.5297 | 50.7349 | 50.7349 | 1181.2647 | 240.5328 | 194.0687 | 194.0687 | 194.0687 | 46.4641 | 240.5328 | 3080.2594 | 3080.2594 | 33.0785 | 33.0785 | 1609.196 | 1609.196 | 680.0601 | 680.0601 | 757.9247 | 757.9247 | 23979115.8731 | 1409085370.4754 | 261604861.8052 | 57330651.8463 | 1752 | 51.2058 | 710112.0749 | 41926.5995 | 52.7108 | 27.8129 | 211 | 2432 | 3689.5386 | 608 | 152 | 0.20414
3621 | 51.5054 | 801.8 | 800 | 3200 | 7 | 97.13% | 100 | 166.5487 | 165.97 | 165.97 | 1 | 166.5487 | 100 | 132.7252 | 125.1522 | 125.1522 | 125.1522 | 7.573 | 132.7252 | 108.9182 | 96.9372 | 96.9372 | 96.9372 | 11.981 | 108.9182 | 1335.9833 | 1193.8042 | 1193.8042 | 1243.8481 | 92.1352 | 1285.9394 | 50.0439 | 50.0439 | 1335.9833 | 266.3852 | 214.8175 | 214.8175 | 214.8175 | 51.5677 | 266.3852 | 3129.6925 | 3129.6925 | 82.6914 | 82.6914 | 1609.1011 | 1609.1011 | 680.02 | 680.02 | 757.88 | 757.88 | 58187298.8181 | 1409085370.4754 | 234489365.9411 | 50237964.7654 | 1752 | 52.1553 | 614084.0451 | 36256.8906 | 45.5828 | 69.5323 | 211 | 2432 | 3689.5386 | 608 | 152 | 0.18325
3622 | 154.5162 | 801.8 | 800 | 3200 | 5 | 98.12% | 100 | 163.1072 | 162.0332 | 162.0332 | 1 | 163.1072 | 100 | 153.5918 | 144.8285 | 144.8285 | 144.8285 | 8.7633 | 153.5918 | 108.921 | 96.94 | 96.94 | 96.94 | 11.981 | 108.921 | 1428.2205 | 1282.5345 | 1282.5345 | 1330.8845 | 97.336 | 1379.8705 | 48.35 | 48.35 | 1428.2205 | 376.3854 | 302.047 | 302.047 | 302.047 | 74.3384 | 376.3854 | 3100.8896 | 3100.8896 | 248.0825 | 248.0825 | 1609.156 | 1609.156 | 485.7452 | 485.7452 | 757.9059 | 757.9059 | 149555895.6301 | 1409087729.1295 | 160408298.0183 | 32948077.2221 | 1752 | 55.1578 | 388488.1138 | 22937.2041 | 28.837 | 208.5969 | 211 | 2432 | 3689.5386 | 608 | 152 | 0.12619
3623 | 206.0217 | 801.8 | 800 | 3200 | 5 | 98.49% | 100 | 166.9307 | 165.6191 | 165.6191 | 1 | 166.9307 | 100 | 171.1134 | 161.3495 | 161.3495 | 161.3495 | 9.7639 | 171.1134 | 108.9118 | 96.9308 | 96.9308 | 96.9308 | 11.981 | 108.9118 | 1747.4565 | 1583.0551 | 1583.0551 | 1630.7529 | 116.7036 | 1699.7587 | 47.6978 | 47.6978 | 1747.4565 | 433.2279 | 347.2408 | 347.2408 | 347.2408 | 85.9871 | 433.2279 | 3183.2787 | 3183.2787 | 330.745 | 330.745 | 1609.0018 | 1609.0018 | 485.6986 | 485.6986 | 757.8332 | 757.8332 | 177511627.9109 | 1409087729.1295 | 139021941.7286 | 26378701.231 | 1752 | 56.5365 | 300891.8344 | 17765.3245 | 22.3349 | 278.1292 | 211 | 2432 | 3689.5386 | 608 | 152 | 0.10971
3624 | 257.5271 | 801.8 | 800 | 3200 | 4 | 98.78% | 100 | 165.5693 | 164.5551 | 164.5551 | 1 | 165.5693 | 100 | 196.4087 | 185.2016 | 185.2016 | 185.2016 | 11.2071 | 196.4087 | 108.9132 | 96.9323 | 96.9323 | 96.9323 | 11.9809 | 108.9132 | 1719.5282 | 1557.726 | 1557.726 | 1604.6364 | 114.8918 | 1672.6178 | 46.9104 | 46.9104 | 1719.5282 | 465.5915 | 372.8065 | 372.8065 | 372.8065 | 92.785 | 465.5915 | 3168.8771 | 3168.8771 | 413.4381 | 413.4381 | 1609.0281 | 1609.0281 | 388.5652 | 388.5652 | 757.8456 | 757.8456 | 191885431.7771 | 1409087729.1295 | 129632233.1026 | 21394605.9908 | 1752 | 57.8426 | 245062.6391 | 14469.0444 | 18.1907 | 347.6615 | 211 | 2432 | 3689.5386 | 608 | 152 | 0.10248
3625 | 309.0325 | 801.8 | 800 | 3200 | 4 | 99.04% | 100 | 169.5548 | 168.2252 | 168.2252 | 1 | 169.5548 | 100 | 224.4609 | 211.652 | 211.652 | 211.652 | 12.8089 | 224.4609 | 108.9047 | 96.9237 | 96.9237 | 96.9237 | 11.981 | 108.9047 | 2114.0178 | 1928.106 | 1928.106 | 1975.0184 | 138.9994 | 2067.1054 | 46.9125 | 46.9125 | 2114.0178 | 483.269 | 386.6721 | 386.6721 | 386.6721 | 96.5969 | 483.269 | 3251.267 | 3251.267 | 496.0802 | 496.0802 | 1608.8808 | 1608.8808 | 388.5297 | 388.5297 | 757.7763 | 757.7763 | 200963137.8204 | 1409087729.1295 | 125045062.8641 | 16904070.186 | 1752 | 59.0756 | 190306.7763 | 11236.1362 | 14.1263 | 417.1938 | 211 | 2432 | 3689.5386 | 608 | 152 | 0.098946
3626 | 360.5379 | 801.8 | 800 | 3200 | 4 | 99.21% | 100 | 173.6041 | 172.3935 | 172.3935 | 1 | 173.6041 | 100 | 253.24 | 238.7876 | 238.7876 | 238.7876 | 14.4524 | 253.24 | 108.8966 | 96.9156 | 96.9156 | 96.9156 | 11.981 | 108.8966 | 2588.7213 | 2374.8244 | 2374.8244 | 2420.7143 | 168.007 | 2542.8314 | 45.8899 | 45.8899 | 2588.7213 | 495.6696 | 396.4166 | 396.4166 | 396.4166 | 99.253 | 495.6696 | 3333.6579 | 3333.6579 | 578.7101 | 578.7101 | 1608.7413 | 1608.7413 | 388.496 | 388.496 | 757.7106 | 757.7106 | 207437564.7054 | 1409072474.5017 | 121682130.0721 | 13807830.7208 | 1752 | 60.2541 | 155075.7903 | 9156.0203 | 11.5111 | 486.7262 | 211 | 2432 | 3689.5386 | 608 | 152 | 0.096355
3627 | 412.0433 | 801.8 | 800 | 3200 | 4 | 99.37% | 100 | 177.7089 | 176.1327 | 176.1327 | 1 | 177.7089 | 100 | 282.1277 | 266.0255 | 266.0255 | 266.0255 | 16.1022 | 282.1277 | 108.8882 | 96.9073 | 96.9073 | 96.9073 | 11.981 | 108.8882 | 3151.0447 | 2901.5992 | 2901.5992 | 2948.6663 | 202.3784 | 3103.9776 | 47.067 | 47.067 | 3151.0447 | 505.8678 | 404.4231 | 404.4231 | 404.4231 | 101.4446 | 505.8678 | 3416.0497 | 3416.0497 | 661.3286 | 661.3286 | 1608.6089 | 1608.6089 | 388.464 | 388.464 | 757.6482 | 757.6482 | 212612244.9885 | 1409087729.1295 | 119241015.5066 | 11059010.3754 | 1752 | 61.3703 | 126924.6899 | 7493.9166 | 9.4215 | 556.2585 | 211 | 2432 | 3689.5386 | 608 | 152 | 0.094475
3628 | 463.5487 | 801.8 | 800 | 3200 | 4 | 99.51% | 100 | 181.8175 | 180.0937 | 180.0937 | 1 | 181.8175 | 100 | 311.1147 | 293.3568 | 293.3568 | 293.3568 | 17.7579 | 311.1147 | 108.8804 | 96.8994 | 96.8994 | 96.8994 | 11.9809 | 108.8804 | 3996.2095 | 3694.673 | 3694.673 | 3742.0751 | 254.1344 | 3948.8074 | 47.4021 | 47.4021 | 3996.2095 | 512.4141 | 409.531 | 409.531 | 409.531 | 102.8831 | 512.4141 | 3498.4424 | 3498.4424 | 743.9365 | 743.9365 | 1608.4832 | 1608.4832 | 388.4337 | 388.4337 | 757.589 | 757.589 | 216657001.3473 | 1409087729.1295 | 117643408.3701 | 8611861.1531 | 1752 | 62.4285 | 100617.7791 | 5940.6979 | 7.4687 | 625.7908 | 211 | 2432 | 3689.5386 | 608 | 152 | 0.093244
3629 | 515.0541 | 801.8 | 800 | 3200 | 4 | 99.6% | 100 | 185.9502 | 184.5152 | 184.5152 | 1 | 185.9502 | 100 | 340.2858 | 320.8615 | 320.8615 | 320.8615 | 19.4243 | 340.2858 | 108.8732 | 96.8922 | 96.8922 | 96.8922 | 11.9809 | 108.8732 | 4978.9977 | 4617.5462 | 4617.5462 | 4664.5948 | 314.4029 | 4931.9491 | 47.0486 | 47.0486 | 4978.9977 | 518.5134 | 414.2905 | 414.2905 | 414.2905 | 104.2229 | 518.5134 | 3580.8359 | 3580.8359 | 826.5347 | 826.5347 | 1608.3637 | 1608.3637 | 388.4048 | 388.4048 | 757.5327 | 757.5327 | 219902424.7933 | 1409087729.1295 | 116004575.479 | 7005270.5981 | 1752 | 63.4373 | 80276.1986 | 4739.6857 | 5.9588 | 695.3231 | 211 | 2432 | 3689.5386 | 608 | 152 | 0.091982
3630 | 566.5595 | 801.8 | 800 | 3200 | 4 | 99.67% | 100 | 190.105 | 188.5604 | 188.5604 | 1 | 190.105 | 100 | 369.7321 | 348.6254 | 348.6254 | 348.6254 | 21.1066 | 369.7321 | 108.8663 | 96.8854 | 96.8854 | 96.8854 | 11.9809 | 108.8663 | 6041.1507 | 5615.0031 | 5615.0031 | 5661.7301 | 379.4207 | 5994.4237 | 46.727 | 46.727 | 6041.1507 | 524.0903 | 418.6396 | 418.6396 | 418.6396 | 105.4508 | 524.0903 | 3663.2301 | 3663.2301 | 909.1238 | 909.1238 | 1608.2499 | 1608.2499 | 388.3773 | 388.3773 | 757.4791 | 757.4791 | 222428403.4402 | 1409087729.1295 | 114761194.8054 | 5722672.6249 | 1752 | 64.3951 | 64943.8384 | 3834.429 | 4.8207 | 764.8554 | 211 | 2432 | 3689.5386 | 608 | 152 | 0.091024
3631 | 618.065 | 801.8 | 800 | 3200 | 4 | 99.72% | 100 | 194.2787 | 193.0387 | 193.0387 | 1 | 194.2787 | 100 | 399.5645 | 376.7534 | 376.7534 | 376.7534 | 22.8111 | 399.5645 | 108.8598 | 96.8788 | 96.8788 | 96.8788 | 11.9809 | 108.8598 | 7182.8468 | 6687.0079 | 6687.0079 | 6733.4603 | 449.3865 | 7136.3944 | 46.4524 | 46.4524 | 7182.8468 | 528.6419 | 422.1871 | 422.1871 | 422.1871 | 106.4548 | 528.6419 | 3745.6249 | 3745.6249 | 991.7045 | 991.7045 | 1608.1414 | 1608.1414 | 388.3511 | 388.3511 | 757.428 | 757.428 | 224330300.7037 | 1409087729.1295 | 113699488.1227 | 4882482.044 | 1752 | 65.3081 | 54751.508 | 3232.6511 | 4.0641 | 834.3877 | 211 | 2432 | 3689.5386 | 608 | 152 | 0.090206
3632 | 669.5704 | 801.8 | 800 | 3200 | 4 | 99.75% | 100 | 198.4728 | 197.1458 | 197.1458 | 1 | 198.4728 | 100 | 429.6749 | 405.1433 | 405.1433 | 405.1433 | 24.5316 | 429.6749 | 108.8536 | 96.8726 | 96.8726 | 96.8726 | 11.9809 | 108.8536 | 8071.4268 | 7521.606 | 7521.606 | 7567.5063 | 503.9205 | 8025.5264 | 45.9004 | 45.9004 | 8071.4268 | 533.2862 | 425.8279 | 425.8279 | 425.8279 | 107.4582 | 533.2862 | 3828.0204 | 3828.0204 | 1074.2773 | 1074.2773 | 1608.0378 | 1608.0378 | 388.3261 | 388.3261 | 757.3792 | 757.3792 | 225917873.4418 | 1409087729.1295 | 112676021.3891 | 4318376.0396 | 1752 | 66.1777 | 48235.1037 | 2847.908 | 3.5804 | 903.92 | 211 | 2432 | 3689.5386 | 608 | 152 | 0.089418
3633 | 721.0758 | 801.8 | 800 | 3200 | 4 | 99.79% | 100 | 202.6707 | 201.1678 | 201.1678 | 1 | 202.6707 | 100 | 459.7005 | 433.4531 | 433.4531 | 433.4531 | 26.2474 | 459.7005 | 108.8476 | 96.8666 | 96.8666 | 96.8666 | 11.9809 | 108.8476 | 9337.4078 | 8709.5245 | 8709.5245 | 8755.7965 | 581.6113 | 9291.1358 | 46.272 | 46.272 | 9337.4078 | 536.9721 | 428.7116 | 428.7116 | 428.7116 | 108.2605 | 536.9721 | 3910.4165 | 3910.4165 | 1156.8429 | 1156.8429 | 1607.9388 | 1607.9388 | 388.3022 | 388.3022 | 757.3326 | 757.3326 | 227354584.7327 | 1409087729.1295 | 111864251.4324 | 3693434.7054 | 1752 | 67.0043 | 41876.5394 | 2472.4842 | 3.1084 | 973.4523 | 211 | 2432 | 3689.5386 | 608 | 152 | 0.088792
3634 | 772.5812 | 801.8 | 800 | 3200 | 3 | 99.8% | 100 | 201.6132 | 200.8626 | 200.8626 | 1 | 201.6132 | 100 | 489.7982 | 461.8326 | 461.8326 | 461.8326 | 27.9656 | 489.7982 | 108.8493 | 96.8683 | 96.8683 | 96.8683 | 11.981 | 108.8493 | 7775.9242 | 7243.2374 | 7243.2374 | 7289.9981 | 485.9261 | 7729.1634 | 46.7607 | 46.7607 | 7775.9242 | 540.8996 | 431.7954 | 431.7954 | 431.7954 | 109.1042 | 540.8996 | 3896.0137 | 3896.0137 | 1239.4876 | 1239.4876 | 1607.9558 | 1607.9558 | 291.2297 | 291.2297 | 757.3406 | 757.3406 | 228562065.6224 | 1409077893.9283 | 110942282.6616 | 3417757.7877 | 1752 | 67.7935 | 38860.8481 | 2294.4311 | 2.8846 | 1042.9846 | 211 | 2432 | 3689.5386 | 608 | 152 | 0.088082
3635 | 824.0866 | 801.8 | 800 | 3200 | 3 | 99.82% | 100 | 205.8248 | 204.8223 | 204.8223 | 1 | 205.8248 | 100 | 519.8846 | 490.1995 | 490.1995 | 490.1995 | 29.685 | 519.8846 | 108.8434 | 96.8624 | 96.8624 | 96.8624 | 11.981 | 108.8434 | 8414.9328 | 7843.1437 | 7843.1437 | 7889.7992 | 525.1336 | 8368.2773 | 46.6555 | 46.6555 | 8414.9328 | 544.7485 | 434.818 | 434.818 | 434.818 | 109.9305 | 544.7485 | 3978.4102 | 3978.4102 | 1322.0417 | 1322.0417 | 1607.8604 | 1607.8604 | 291.2124 | 291.2124 | 757.2957 | 757.2957 | 229662112.2247 | 1409084966.256 | 110154241.213 | 3098634.1004 | 1752 | 68.5459 | 35093.1683 | 2071.9789 | 2.6049 | 1112.5169 | 211 | 2432 | 3689.5386 | 608 | 152 | 0.087475
3636 | 875.592 | 801.8 | 800 | 3200 | 3 | 99.84% | 100 | 210.0415 | 209.1074 | 209.1074 | 1 | 210.0415 | 100 | 549.951 | 518.5475 | 518.5475 | 518.5475 | 31.4035 | 549.951 | 108.8375 | 96.8565 | 96.8565 | 96.8565 | 11.981 | 108.8375 | 9203.0752 | 8582.6945 | 8582.6945 | 8629.6038 | 573.4715 | 9156.166 | 46.9092 | 46.9092 | 9203.0752 | 548.1306 | 437.4831 | 437.4831 | 437.4831 | 110.6475 | 548.1306 | 4060.8073 | 4060.8073 | 1404.5895 | 1404.5895 | 1607.7692 | 1607.7692 | 291.1959 | 291.1959 | 757.2527 | 757.2527 | 230586233.9771 | 1409087729.1295 | 109482097.9779 | 2843938.9155 | 1752 | 69.2641 | 32983.6325 | 1947.4272 | 2.4483 | 1182.0492 | 211 | 2432 | 3689.5386 | 608 | 152 | 0.086957
3637 | 927.0974 | 801.8 | 800 | 3200 | 3 | 99.85% | 100 | 214.2609 | 213.3836 | 213.3836 | 1 | 214.2609 | 100 | 580.0972 | 546.9706 | 546.9706 | 546.9706 | 33.1266 | 580.0972 | 108.8321 | 96.8512 | 96.8512 | 96.8512 | 11.9809 | 108.8321 | 10005.6851 | 9335.1047 | 9335.1047 | 9383.05 | 622.6351 | 9957.7398 | 47.9453 | 47.9453 | 10005.6851 | 551.0625 | 439.7887 | 439.7887 | 439.7887 | 111.2738 | 551.0625 | 4143.2048 | 4143.2048 | 1487.1315 | 1487.1315 | 1607.6817 | 1607.6817 | 291.1801 | 291.1801 | 757.2115 | 757.2115 | 231405188.6765 | 1409087729.1295 | 108883055.2932 | 2624026.9008 | 1752 | 69.9505 | 31237.0314 | 1844.304 | 2.3187 | 1251.5815 | 211 | 2432 | 3689.5386 | 608 | 152 | 0.086496
3638 | 978.6028 | 801.8 | 800 | 3200 | 3 | 99.87% | 100 | 218.4808 | 216.5092 | 216.5092 | 1 | 218.4808 | 100 | 610.2798 | 575.4279 | 575.4279 | 575.4279 | 34.8519 | 610.2798 | 108.8271 | 96.8461 | 96.8461 | 96.8461 | 11.9809 | 108.8271 | 10800.2234 | 10079.7969 | 10079.7969 | 10128.8654 | 671.3579 | 10751.1548 | 49.0685 | 49.0685 | 10800.2234 | 553.6981 | 441.8556 | 441.8556 | 441.8556 | 111.8425 | 553.6981 | 4225.6028 | 4225.6028 | 1569.6681 | 1569.6681 | 1607.5979 | 1607.5979 | 291.1649 | 291.1649 | 757.172 | 757.172 | 232154970.167 | 1409087729.1295 | 108515406.7312 | 2241893.9722 | 1752 | 70.6058 | 26477.6959 | 1563.3022 | 1.9654 | 1321.1138 | 211 | 2432 | 3689.5386 | 608 | 152 | 0.086213
3639 | 1030.1083 | 801.8 | 800 | 3200 | 3 | 99.88% | 100 | 222.6971 | 221.428 | 221.428 | 1 | 222.6971 | 100 | 640.4066 | 603.8325 | 603.8325 | 603.8325 | 36.5741 | 640.4066 | 108.8222 | 96.8413 | 96.8413 | 96.8413 | 11.9809 | 108.8222 | 12098.0262 | 11297.5745 | 11297.5745 | 11347.101 | 750.9252 | 12048.4997 | 49.5265 | 49.5265 | 12098.0262 | 555.7245 | 443.4368 | 443.4368 | 443.4368 | 112.2877 | 555.7245 | 4308.0012 | 4308.0012 | 1652.1995 | 1652.1995 | 1607.5174 | 1607.5174 | 291.1503 | 291.1503 | 757.1341 | 757.1341 | 232832477.0295 | 1409087729.1295 | 107972732.0547 | 2107061.7863 | 1752 | 71.2344 | 25400.7705 | 1499.7181 | 1.8855 | 1390.6462 | 211 | 2432 | 3689.5386 | 608 | 152 | 0.085795
3640 | 20.6022 | 851.2 | 800 | 3200 | 7 | 97.08% | 100 | 169.4284 | 168.9259 | 168.9259 | 1 | 169.4284 | 100 | 131.8703 | 124.3457 | 124.3457 | 124.3457 | 7.5246 | 131.8703 | 114.7134 | 102.0943 | 102.0943 | 102.0943 | 12.6191 | 114.7134 | 1312.4164 | 1171.5193 | 1171.5193 | 1221.6075 | 90.8089 | 1262.3282 | 50.0882 | 50.0882 | 1312.4164 | 244.2477 | 196.9633 | 196.9633 | 196.9633 | 47.2844 | 244.2477 | 3179.0357 | 3179.0357 | 33.0747 | 33.0747 | 1708.1428 | 1708.1428 | 679.9813 | 679.9813 | 757.8369 | 757.8369 | 23475348.0767 | 1420250034.873 | 257116497.796 | 51158064.608 | 1751.9999 | 53.8892 | 626375.2836 | 36982.5927 | 46.4951 | 27.8129 | 224 | 2432 | 3689.5386 | 608 | 152 | 0.20068
3641 | 51.5054 | 851.2 | 800 | 3200 | 7 | 97.42% | 100 | 171.2857 | 170.6304 | 170.6304 | 1 | 171.2857 | 100 | 136.3512 | 128.5705 | 128.5705 | 128.5705 | 7.7807 | 136.3512 | 114.708 | 102.0889 | 102.0889 | 102.0889 | 12.6192 | 114.708 | 1475.2011 | 1324.3574 | 1324.3574 | 1374.5811 | 100.62 | 1424.9773 | 50.2237 | 50.2237 | 1475.2011 | 268.2092 | 215.6054 | 215.6054 | 215.6054 | 52.6038 | 268.2092 | 3228.4696 | 3228.4696 | 82.6821 | 82.6821 | 1708.0486 | 1708.0486 | 679.9438 | 679.9438 | 757.7951 | 757.7951 | 56641212.9035 | 1420250051.0884 | 229938189.5493 | 45170546.4588 | 1752 | 54.758 | 555822.0328 | 32816.9716 | 41.258 | 69.5323 | 224 | 2432 | 3689.5386 | 608 | 152 | 0.17975
3642 | 154.5162 | 851.2 | 800 | 3200 | 5 | 98.29% | 100 | 168.304 | 167.3634 | 167.3634 | 1 | 168.304 | 100 | 158.1913 | 149.1645 | 149.1645 | 149.1645 | 9.0267 | 158.1913 | 114.71 | 102.091 | 102.091 | 102.091 | 12.619 | 114.71 | 1577.4081 | 1422.9279 | 1422.9279 | 1470.9736 | 106.4344 | 1529.3623 | 48.0457 | 48.0457 | 1577.4081 | 384.1523 | 308.1459 | 308.1459 | 308.1459 | 76.0064 | 384.1523 | 3199.6662 | 3199.6662 | 248.0542 | 248.0542 | 1708.1031 | 1708.1031 | 485.6896 | 485.6896 | 757.8193 | 757.8193 | 145190216.0544 | 1420263945.5625 | 156650801.7042 | 29895036.6789 | 1752 | 57.4798 | 350817.2499 | 20713.0323 | 26.0408 | 208.5969 | 224 | 2432 | 3689.5386 | 608 | 152 | 0.12329
3643 | 206.0217 | 851.2 | 800 | 3200 | 5 | 98.62% | 100 | 172.17 | 171.0088 | 171.0088 | 1 | 172.17 | 100 | 176.2633 | 166.2045 | 166.2045 | 166.2045 | 10.0588 | 176.2633 | 114.701 | 102.082 | 102.082 | 102.082 | 12.619 | 114.701 | 1917.2443 | 1742.7049 | 1742.7049 | 1790.1511 | 127.0932 | 1869.7981 | 47.4462 | 47.4462 | 1917.2443 | 443.7488 | 355.5416 | 355.5416 | 355.5416 | 88.2072 | 443.7488 | 3282.0565 | 3282.0565 | 330.7093 | 330.7093 | 1707.9499 | 1707.9499 | 485.6461 | 485.6461 | 757.7513 | 757.7513 | 172309837.7766 | 1420263951.2837 | 135276425.0993 | 24149790.8087 | 1752 | 58.7329 | 279000.2786 | 16472.7982 | 20.7099 | 278.1292 | 224 | 2432 | 3689.5386 | 608 | 152 | 0.10683
3644 | 257.5271 | 851.2 | 800 | 3200 | 4 | 98.89% | 100 | 170.835 | 169.7341 | 169.7341 | 1 | 170.835 | 100 | 202.286 | 190.7423 | 190.7423 | 190.7423 | 11.5437 | 202.286 | 114.7023 | 102.0833 | 102.0833 | 102.0833 | 12.619 | 114.7023 | 1877.7208 | 1706.1185 | 1706.1185 | 1753.1248 | 124.596 | 1830.7144 | 47.0063 | 47.0063 | 1877.7208 | 478.4378 | 382.9493 | 382.9493 | 382.9493 | 95.4885 | 478.4378 | 3267.6547 | 3267.6547 | 413.3929 | 413.3929 | 1707.9761 | 1707.9761 | 388.5228 | 388.5228 | 757.7629 | 757.7629 | 186288947.8362 | 1420263956.7052 | 126011821.4789 | 19435281.1174 | 1752 | 59.9145 | 222149.8226 | 13116.2206 | 16.4899 | 347.6615 | 224 | 2432 | 3689.5386 | 608 | 152 | 0.09969
3645 | 309.0325 | 851.2 | 800 | 3200 | 4 | 99.11% | 100 | 174.8369 | 173.6859 | 173.6859 | 1 | 174.8369 | 100 | 231.1908 | 217.9966 | 217.9966 | 217.9966 | 13.1942 | 231.1908 | 114.6939 | 102.0748 | 102.0748 | 102.0748 | 12.619 | 114.6939 | 2321.6011 | 2123.3229 | 2123.3229 | 2169.8972 | 151.7039 | 2275.0268 | 46.5743 | 46.5743 | 2321.6011 | 497.3539 | 397.8247 | 397.8247 | 397.8247 | 99.5292 | 497.3539 | 3350.0458 | 3350.0458 | 496.0289 | 496.0289 | 1707.8295 | 1707.8295 | 388.4895 | 388.4895 | 757.6979 | 757.6979 | 195036976.7913 | 1420268581.5858 | 121167272.7752 | 15527174.3549 | 1752 | 61.0377 | 176584.4755 | 10425.941 | 13.1077 | 417.1938 | 224 | 2432 | 3689.5386 | 608 | 152 | 0.095962
3646 | 360.5379 | 851.2 | 800 | 3200 | 4 | 99.29% | 100 | 178.9059 | 177.4928 | 177.4928 | 1 | 178.9059 | 100 | 260.8159 | 245.9298 | 245.9298 | 245.9298 | 14.8861 | 260.8159 | 114.6851 | 102.0661 | 102.0661 | 102.0661 | 12.619 | 114.6851 | 2856.0329 | 2624.9422 | 2624.9422 | 2671.6725 | 184.3604 | 2809.3027 | 46.7302 | 46.7302 | 2856.0329 | 510.9226 | 408.4942 | 408.4942 | 408.4942 | 102.4284 | 510.9226 | 3432.4378 | 3432.4378 | 578.6533 | 578.6533 | 1707.6905 | 1707.6905 | 388.4579 | 388.4579 | 757.6362 | 757.6362 | 201405080.9049 | 1420269293.7408 | 117973223.7382 | 12352401.6161 | 1752 | 62.1068 | 141398.9009 | 8348.5062 | 10.4959 | 486.7262 | 224 | 2432 | 3689.5386 | 608 | 152 | 0.093498
3647 | 412.0433 | 851.2 | 800 | 3200 | 4 | 99.46% | 100 | 183.0019 | 181.115 | 181.115 | 1 | 183.0019 | 100 | 290.5402 | 273.9564 | 273.9564 | 273.9564 | 16.5838 | 290.5402 | 114.6772 | 102.0582 | 102.0582 | 102.0582 | 12.619 | 114.6772 | 3590.766 | 3314.308 | 3314.308 | 3361.4305 | 229.3355 | 3543.6435 | 47.1225 | 47.1225 | 3590.766 | 520.771 | 416.2189 | 416.2189 | 416.2189 | 104.552 | 520.771 | 3514.8307 | 3514.8307 | 661.2669 | 661.2669 | 1707.5584 | 1707.5584 | 388.4278 | 388.4278 | 757.5776 | 757.5776 | 206440273.3027 | 1420253666.9997 | 115792117.0911 | 9513942.6065 | 1752 | 63.1213 | 108103.3393 | 6382.6621 | 8.0244 | 556.2585 | 224 | 2432 | 3689.5386 | 608 | 152 | 0.091818
3648 | 463.5487 | 851.2 | 800 | 3200 | 4 | 99.56% | 100 | 187.121 | 185.6035 | 185.6035 | 1 | 187.121 | 100 | 320.549 | 302.251 | 302.251 | 302.251 | 18.298 | 320.549 | 114.6701 | 102.0511 | 102.0511 | 102.0511 | 12.619 | 114.6701 | 4505.6091 | 4172.9499 | 4172.9499 | 4220.3176 | 285.2915 | 4458.2414 | 47.3677 | 47.3677 | 4505.6091 | 528.5295 | 422.2825 | 422.2825 | 422.2825 | 106.247 | 528.5295 | 3597.2243 | 3597.2243 | 743.8705 | 743.8705 | 1707.4327 | 1707.4327 | 388.3992 | 388.3992 | 757.5218 | 757.5218 | 210238845.9248 | 1420267745.9849 | 113771580.9029 | 7721827.1873 | 1752 | 64.0922 | 87432.7581 | 5162.2249 | 6.49 | 625.7908 | 224 | 2432 | 3689.5386 | 608 | 152 | 0.090262
3649 | 515.0541 | 851.2 | 800 | 3200 | 4 | 99.64% | 100 | 191.2566 | 189.9525 | 189.9525 | 1 | 191.2566 | 100 | 350.7292 | 330.7072 | 330.7072 | 330.7072 | 20.0221 | 350.7292 | 114.6624 | 102.0435 | 102.0435 | 102.0435 | 12.619 | 114.6624 | 5628.5684 | 5228.5005 | 5228.5005 | 5274.424 | 354.1444 | 5582.6449 | 45.9235 | 45.9235 | 5628.5684 | 535.1955 | 427.4899 | 427.4899 | 427.4899 | 107.7055 | 535.1955 | 3679.6186 | 3679.6186 | 826.4649 | 826.4649 | 1707.313 | 1707.313 | 388.372 | 388.372 | 757.4687 | 757.4687 | 213310675.4948 | 1420269293.7408 | 112185834.7564 | 6234196.008 | 1752 | 65.0156 | 70066.0248 | 4136.8543 | 5.2009 | 695.3231 | 224 | 2432 | 3689.5386 | 608 | 152 | 0.08904
3650 | 566.5595 | 851.2 | 800 | 3200 | 4 | 99.71% | 100 | 195.4316 | 193.6477 | 193.6477 | 1 | 195.4316 | 100 | 381.2257 | 359.4613 | 359.4613 | 359.4613 | 21.7644 | 381.2257 | 114.6556 | 102.0366 | 102.0366 | 102.0366 | 12.619 | 114.6556 | 6704.5607 | 6237.8941 | 6237.8941 | 6284.4529 | 420.1078 | 6658.0019 | 46.5588 | 46.5588 | 6704.5607 | 541.7544 | 432.6401 | 432.6401 | 432.6401 | 109.1143 | 541.7544 | 3762.0136 | 3762.0136 | 909.0506 | 909.0506 | 1707.1989 | 1707.1989 | 388.346 | 388.346 | 757.4181 | 757.4181 | 215679937.0843 | 1420269293.7408 | 110966220.2073 | 5084548.9676 | 1752 | 65.8951 | 57799.6516 | 3412.6202 | 4.2904 | 764.8554 | 224 | 2432 | 3689.5386 | 608 | 152 | 0.088101
3651 | 618.065 | 851.2 | 800 | 3200 | 4 | 99.74% | 100 | 199.6131 | 198.4148 | 198.4148 | 1 | 199.6131 | 100 | 412.1042 | 388.5755 | 388.5755 | 388.5755 | 23.5287 | 412.1042 | 114.6491 | 102.0301 | 102.0301 | 102.0301 | 12.619 | 114.6491 | 7795.0645 | 7262.0653 | 7262.0653 | 7308.0876 | 486.9769 | 7749.0422 | 46.0223 | 46.0223 | 7795.0645 | 547.0677 | 436.7962 | 436.7962 | 436.7962 | 110.2715 | 547.0677 | 3844.4092 | 3844.4092 | 991.6283 | 991.6283 | 1707.0899 | 1707.0899 | 388.3212 | 388.3212 | 757.3698 | 757.3698 | 217479039.7183 | 1420269293.7408 | 109745211.9805 | 4506454.5604 | 1752 | 66.7358 | 49428.3765 | 2918.3615 | 3.669 | 834.3877 | 224 | 2432 | 3689.5386 | 608 | 152 | 0.08716
3652 | 669.5704 | 851.2 | 800 | 3200 | 3 | 99.77% | 100 | 198.5463 | 197.5224 | 197.5224 | 1 | 198.5463 | 100 | 443.2068 | 417.9026 | 417.9026 | 417.9026 | 25.3042 | 443.2068 | 114.6502 | 102.0313 | 102.0313 | 102.0313 | 12.619 | 114.6502 | 6596.0494 | 6136.5404 | 6136.5404 | 6182.4365 | 413.6129 | 6550.1533 | 45.8961 | 45.8961 | 6596.0494 | 551.9993 | 440.6701 | 440.6701 | 440.6701 | 111.3292 | 551.9993 | 3830.0065 | 3830.0065 | 1074.2757 | 1074.2757 | 1707.1086 | 1707.1086 | 291.2441 | 291.2441 | 757.3781 | 757.3781 | 219025553.68 | 1420269293.7408 | 108744526.9926 | 3960625.5866 | 1752 | 67.5361 | 45052.7445 | 2660.0144 | 3.3442 | 903.92 | 224 | 2432 | 3689.5386 | 608 | 152 | 0.086389
3653 | 721.0758 | 851.2 | 800 | 3200 | 3 | 99.81% | 100 | 202.7469 | 201.6762 | 201.6762 | 1 | 202.7469 | 100 | 474.2029 | 447.1275 | 447.1275 | 447.1275 | 27.0754 | 474.2029 | 114.644 | 102.025 | 102.025 | 102.025 | 12.619 | 114.644 | 7696.3121 | 7168.0967 | 7168.0967 | 7215.2131 | 481.0989 | 7649.1956 | 47.1165 | 47.1165 | 7696.3121 | 555.7787 | 443.6268 | 443.6268 | 443.6268 | 112.1518 | 555.7787 | 3912.4026 | 3912.4026 | 1156.8412 | 1156.8412 | 1707.0037 | 1707.0037 | 291.2262 | 291.2262 | 757.3315 | 757.3315 | 220373824.5888 | 1420269293.7408 | 107979009.4551 | 3377872.2153 | 1752 | 68.2986 | 39053.857 | 2305.8268 | 2.8989 | 973.4523 | 224 | 2432 | 3689.5386 | 608 | 152 | 0.0858
3654 | 772.5812 | 851.2 | 800 | 3200 | 3 | 99.82% | 100 | 206.9537 | 206.2712 | 206.2712 | 1 | 206.9537 | 100 | 505.3169 | 476.4633 | 476.4633 | 476.4633 | 28.8535 | 505.3169 | 114.638 | 102.019 | 102.019 | 102.019 | 12.619 | 114.638 | 8503.2623 | 7925.9546 | 7925.9546 | 7972.7017 | 530.5606 | 8456.5153 | 46.7471 | 46.7471 | 8503.2623 | 559.8294 | 446.8035 | 446.8035 | 446.8035 | 113.0259 | 559.8294 | 3994.7992 | 3994.7992 | 1239.3998 | 1239.3998 | 1706.9033 | 1706.9033 | 291.2091 | 291.2091 | 757.287 | 757.287 | 221492563.7891 | 1420269293.7408 | 107099457.128 | 3138685.3421 | 1752 | 69.0281 | 35447.6088 | 2092.9058 | 2.6312 | 1042.9846 | 224 | 2432 | 3689.5386 | 608 | 152 | 0.085122
3655 | 824.0866 | 851.2 | 800 | 3200 | 3 | 99.84% | 100 | 211.1691 | 210.3042 | 210.3042 | 1 | 211.1691 | 100 | 536.4333 | 505.8014 | 505.8014 | 505.8014 | 30.6319 | 536.4333 | 114.6322 | 102.0132 | 102.0132 | 102.0132 | 12.619 | 114.6322 | 9180.7561 | 8561.8961 | 8561.8961 | 8608.652 | 572.104 | 9134.0001 | 46.7559 | 46.7559 | 9180.7561 | 563.8225 | 449.9475 | 449.9475 | 449.9475 | 113.875 | 563.8225 | 4077.1964 | 4077.1964 | 1321.9521 | 1321.9521 | 1706.8072 | 1706.8072 | 291.1927 | 291.1927 | 757.2444 | 757.2444 | 222527513.5388 | 1420269293.7408 | 106336510.9015 | 2866681.819 | 1752 | 69.7247 | 33062.3128 | 1952.0726 | 2.4542 | 1112.5169 | 224 | 2432 | 3689.5386 | 608 | 152 | 0.084534
3656 | 875.592 | 851.2 | 800 | 3200 | 3 | 99.85% | 100 | 215.3885 | 214.4969 | 214.4969 | 1 | 215.3885 | 100 | 567.4972 | 535.0898 | 535.0898 | 535.0898 | 32.4074 | 567.4972 | 114.6267 | 102.0077 | 102.0077 | 102.0077 | 12.619 | 114.6267 | 10013.0624 | 9342.2387 | 9342.2387 | 9389.9716 | 623.0909 | 9965.3296 | 47.7329 | 47.7329 | 10013.0624 | 567.3599 | 452.7364 | 452.7364 | 452.7364 | 114.6234 | 567.3599 | 4159.594 | 4159.594 | 1404.4983 | 1404.4983 | 1706.7152 | 1706.7152 | 291.177 | 291.177 | 757.2035 | 757.2035 | 223441120.8747 | 1420269293.7408 | 105668666.2817 | 2620919.1028 | 1752 | 70.3908 | 30951.5015 | 1827.4456 | 2.2975 | 1182.0492 | 224 | 2432 | 3689.5386 | 608 | 152 | 0.08402
3657 | 927.0974 | 851.2 | 800 | 3200 | 3 | 99.86% | 100 | 219.6088 | 218.85 | 218.85 | 1 | 219.6088 | 100 | 598.6155 | 564.4294 | 564.4294 | 564.4294 | 34.1861 | 598.6155 | 114.6214 | 102.0025 | 102.0025 | 102.0025 | 12.619 | 114.6214 | 10779.5921 | 10060.6937 | 10060.6937 | 10109.5271 | 670.065 | 10730.7587 | 48.8334 | 48.8334 | 10779.5921 | 570.5788 | 455.2681 | 455.2681 | 455.2681 | 115.3107 | 570.5788 | 4241.9921 | 4241.9921 | 1487.0389 | 1487.0389 | 1706.6269 | 1706.6269 | 291.1619 | 291.1619 | 757.1643 | 757.1643 | 224230024.2462 | 1420269293.7408 | 105045324.1423 | 2455357.8708 | 1752 | 71.0287 | 29781.3969 | 1758.36 | 2.2106 | 1251.5815 | 224 | 2432 | 3689.5386 | 608 | 152 | 0.08354
3658 | 978.6028 | 851.2 | 800 | 3200 | 3 | 99.88% | 100 | 223.8263 | 222.4382 | 222.4382 | 1 | 223.8263 | 100 | 629.7428 | 593.7774 | 593.7774 | 593.7774 | 35.9654 | 629.7428 | 114.6166 | 101.9976 | 101.9976 | 101.9976 | 12.619 | 114.6166 | 12007.6175 | 11212.8456 | 11212.8456 | 11262.2623 | 745.3552 | 11958.2008 | 49.4167 | 49.4167 | 12007.6175 | 572.9913 | 457.1576 | 457.1576 | 457.1576 | 115.8336 | 572.9913 | 4324.3906 | 4324.3906 | 1569.5742 | 1569.5742 | 1706.5421 | 1706.5421 | 291.1475 | 291.1475 | 757.1267 | 757.1267 | 224948710.4827 | 1420255442.1795 | 104690495.4723 | 2105351.8655 | 1752 | 71.6382 | 25085.0875 | 1481.0795 | 1.862 | 1321.1138 | 224 | 2432 | 3689.5386 | 608 | 152 | 0.083266
3659 | 1030.1083 | 851.2 | 800 | 3200 | 3 | 99.89% | 100 | 228.0451 | 227.1319 | 227.1319 | 1 | 228.0451 | 100 | 660.8382 | 623.0952 | 623.0952 | 623.0952 | 37.743 | 660.8382 | 114.6121 | 101.9931 | 101.9931 | 101.9931 | 12.619 | 114.6121 | 13332.6931 | 12457.0452 | 12457.0452 | 12506.1696 | 826.5235 | 13283.5687 | 49.1244 | 49.1244 | 13332.6931 | 575.303 | 458.9716 | 458.9716 | 458.9716 | 116.3314 | 575.303 | 4406.7895 | 4406.7895 | 1652.1046 | 1652.1046 | 1706.4607 | 1706.4607 | 291.1336 | 291.1336 | 757.0906 | 757.0906 | 225617225.7184 | 1420262514.5073 | 104159980.2959 | 1960279.4784 | 1752 | 72.2241 | 22847.9906 | 1348.9963 | 1.696 | 1390.6462 | 224 | 2432 | 3689.5386 | 608 | 152 | 0.082858
3660 | 20.6022 | 900.6 | 800 | 3200 | 7 | 97.34% | 100 | 174.5708 | 174.0971 | 174.0971 | 1 | 174.5708 | 100 | 134.7516 | 127.0618 | 127.0618 | 127.0618 | 7.6898 | 134.7516 | 120.494 | 107.2377 | 107.2377 | 107.2377 | 13.2563 | 120.494 | 1436.8949 | 1288.3994 | 1288.3994 | 1338.493 | 98.402 | 1386.8013 | 50.0936 | 50.0936 | 1436.8949 | 248.6256 | 200.4041 | 200.4041 | 200.4041 | 48.2215 | 248.6256 | 3277.8135 | 3277.8135 | 33.0711 | 33.0711 | 1807.0801 | 1807.0801 | 679.9076 | 679.9076 | 757.7547 | 757.7547 | 22962199.7882 | 1430447594.9227 | 252029712.2631 | 46560493.0785 | 1752 | 56.3179 | 570783.5184 | 33700.331 | 42.3686 | 27.8129 | 237 | 2432 | 3689.5386 | 608 | 152 | 0.19676
3661 | 51.5054 | 900.6 | 800 | 3200 | 7 | 97.64% | 100 | 176.4598 | 175.8567 | 175.8567 | 1 | 176.4598 | 100 | 140.0186 | 132.0278 | 132.0278 | 132.0278 | 7.9908 | 140.0186 | 120.4883 | 107.232 | 107.232 | 107.232 | 13.2563 | 120.4883 | 1611.5633 | 1452.217 | 1452.217 | 1502.6365 | 108.9268 | 1561.1437 | 50.4195 | 50.4195 | 1611.5633 | 273.306 | 219.6055 | 219.6055 | 219.6055 | 53.7005 | 273.306 | 3327.2481 | 3327.2481 | 82.6734 | 82.6734 | 1806.9867 | 1806.9867 | 679.8724 | 679.8724 | 757.7155 | 757.7155 | 55151627.9956 | 1430449993.9985 | 225137289.7286 | 41261088.2774 | 1752 | 57.1081 | 509245.7342 | 30067.0031 | 37.8007 | 69.5323 | 237 | 2432 | 3689.5386 | 608 | 152 | 0.17605
3662 | 154.5162 | 900.6 | 800 | 3200 | 5 | 98.45% | 100 | 173.526 | 172.5588 | 172.5588 | 1 | 173.526 | 100 | 162.792 | 153.5018 | 153.5018 | 153.5018 | 9.2902 | 162.792 | 120.493 | 107.2365 | 107.2365 | 107.2365 | 13.2564 | 120.493 | 1729.5285 | 1566.0441 | 1566.0441 | 1613.7929 | 115.7356 | 1681.7798 | 47.7488 | 47.7488 | 1729.5285 | 391.7794 | 314.1362 | 314.1362 | 314.1362 | 77.6432 | 391.7794 | 3298.4443 | 3298.4443 | 248.0277 | 248.0277 | 1807.0408 | 1807.0408 | 485.6377 | 485.6377 | 757.7382 | 757.7382 | 141068410.7198 | 1430435715.167 | 153370988.8662 | 27124885.247 | 1752 | 59.5751 | 314662.032 | 18578.3476 | 23.357 | 208.5969 | 237 | 2432 | 3689.5386 | 608 | 152 | 0.12077
3663 | 206.0217 | 900.6 | 800 | 3200 | 5 | 98.75% | 100 | 177.438 | 175.8331 | 175.8331 | 1 | 177.438 | 100 | 181.2275 | 170.8845 | 170.8845 | 170.8845 | 10.3431 | 181.2275 | 120.4836 | 107.2272 | 107.2272 | 107.2272 | 13.2564 | 120.4836 | 2073.4754 | 1889.1829 | 1889.1829 | 1936.7621 | 136.7133 | 2025.8962 | 47.5792 | 47.5792 | 2073.4754 | 454.9801 | 364.4093 | 364.4093 | 364.4093 | 90.5708 | 454.9801 | 3380.8358 | 3380.8358 | 330.6757 | 330.6757 | 1806.8887 | 1806.8887 | 485.5968 | 485.5968 | 757.6745 | 757.6745 | 167689094.9841 | 1430439188.9299 | 132051034.7586 | 21820681.3274 | 1752 | 60.7162 | 251551.2153 | 14852.1444 | 18.6724 | 278.1292 | 237 | 2432 | 3689.5386 | 608 | 152 | 0.10434
3664 | 257.5271 | 900.6 | 800 | 3200 | 4 | 98.98% | 100 | 176.1149 | 175.0834 | 175.0834 | 1 | 176.1149 | 100 | 208.0304 | 196.1578 | 196.1578 | 196.1578 | 11.8726 | 208.0304 | 120.4847 | 107.2283 | 107.2283 | 107.2283 | 13.2564 | 120.4847 | 2038.1199 | 1856.55 | 1856.55 | 1903.692 | 134.428 | 1990.978 | 47.1419 | 47.1419 | 2038.1199 | 490.9908 | 392.8611 | 392.8611 | 392.8611 | 98.1297 | 490.9908 | 3366.4338 | 3366.4338 | 413.3506 | 413.3506 | 1806.9147 | 1806.9147 | 388.4831 | 388.4831 | 757.6854 | 757.6854 | 181134458.9734 | 1430442638.7099 | 122472331.346 | 17950570.9707 | 1752 | 61.7975 | 206386.1008 | 12185.4954 | 15.3198 | 347.6615 | 237 | 2432 | 3689.5386 | 608 | 152 | 0.096964
3665 | 309.0325 | 900.6 | 800 | 3200 | 4 | 99.2% | 100 | 180.1249 | 178.9853 | 178.9853 | 1 | 180.1249 | 100 | 237.7488 | 224.1791 | 224.1791 | 224.1791 | 13.5697 | 237.7488 | 120.4749 | 107.2187 | 107.2187 | 107.2187 | 13.2562 | 120.4749 | 2564.4658 | 2350.8162 | 2350.8162 | 2397.9194 | 166.5464 | 2517.3625 | 47.1032 | 47.1032 | 2564.4658 | 510.3375 | 408.0761 | 408.0761 | 408.0761 | 102.2614 | 510.3375 | 3448.826 | 3448.826 | 495.9808 | 495.9808 | 1806.7691 | 1806.7691 | 388.4518 | 388.4518 | 757.6243 | 757.6243 | 189645003.9675 | 1430447719.0974 | 117865288.036 | 14041988.8991 | 1752 | 62.8187 | 163218.7602 | 9636.7994 | 12.1155 | 417.1938 | 237 | 2432 | 3689.5386 | 608 | 152 | 0.093415
3666 | 360.5379 | 900.6 | 800 | 3200 | 4 | 99.37% | 100 | 184.1996 | 182.7078 | 182.7078 | 1 | 184.1996 | 100 | 268.1642 | 252.8574 | 252.8574 | 252.8574 | 15.3068 | 268.1642 | 120.4661 | 107.21 | 107.21 | 107.21 | 13.2562 | 120.4661 | 3182.8363 | 2931.6212 | 2931.6212 | 2978.4326 | 204.4036 | 3136.0248 | 46.8115 | 46.8115 | 3182.8363 | 524.971 | 419.5962 | 419.5962 | 419.5962 | 105.3747 | 524.971 | 3531.219 | 3531.219 | 578.5999 | 578.5999 | 1806.6308 | 1806.6308 | 388.422 | 388.422 | 757.5663 | 757.5663 | 195880131.7882 | 1430465559.7517 | 114634750.8393 | 11019557.6209 | 1752 | 63.7942 | 124455.6973 | 7348.1417 | 9.2382 | 486.7262 | 237 | 2432 | 3689.5386 | 608 | 152 | 0.090926
3667 | 412.0433 | 900.6 | 800 | 3200 | 4 | 99.51% | 100 | 188.2938 | 186.9734 | 186.9734 | 1 | 188.2938 | 100 | 298.8989 | 281.8366 | 281.8366 | 281.8366 | 17.0623 | 298.8989 | 120.4582 | 107.202 | 107.202 | 107.202 | 13.2562 | 120.4582 | 4077.3435 | 3771.9374 | 3771.9374 | 3818.3198 | 259.0237 | 4030.9611 | 46.3824 | 46.3824 | 4077.3435 | 534.7445 | 427.2551 | 427.2551 | 427.2551 | 107.4894 | 534.7445 | 3613.6127 | 3613.6127 | 661.2088 | 661.2088 | 1806.4991 | 1806.4991 | 388.3937 | 388.3937 | 757.5111 | 757.5111 | 200549227.0973 | 1430466123.161 | 112339539.8647 | 8645109.8769 | 1752 | 64.725 | 97471.5322 | 5754.9365 | 7.2352 | 556.2585 | 237 | 2432 | 3689.5386 | 608 | 152 | 0.089158
3668 | 463.5487 | 900.6 | 800 | 3200 | 4 | 99.6% | 100 | 192.4333 | 190.9087 | 190.9087 | 1 | 192.4333 | 100 | 329.9964 | 311.1577 | 311.1577 | 311.1577 | 18.8387 | 329.9964 | 120.4507 | 107.1946 | 107.1946 | 107.1946 | 13.2562 | 120.4507 | 4924.194 | 4566.4712 | 4566.4712 | 4613.262 | 310.9321 | 4877.4033 | 46.7908 | 46.7908 | 4924.194 | 544.4589 | 434.8728 | 434.8728 | 434.8728 | 109.5861 | 544.4589 | 3696.0072 | 3696.0072 | 743.8083 | 743.8083 | 1806.3737 | 1806.3737 | 388.3667 | 388.3667 | 757.4585 | 757.4585 | 204169490.7425 | 1430466123.161 | 110310041.1093 | 7054344.9872 | 1752 | 65.6163 | 78084.8801 | 4610.3053 | 5.7962 | 625.7908 | 237 | 2432 | 3689.5386 | 608 | 152 | 0.087595
3669 | 515.0541 | 900.6 | 800 | 3200 | 4 | 99.68% | 100 | 196.5855 | 195.0324 | 195.0324 | 1 | 196.5855 | 100 | 361.1739 | 340.554 | 340.554 | 340.554 | 20.6199 | 361.1739 | 120.4444 | 107.1881 | 107.1881 | 107.1881 | 13.2562 | 120.4444 | 6108.2334 | 5678.8544 | 5678.8544 | 5724.6492 | 383.5842 | 6062.4386 | 45.7948 | 45.7948 | 6108.2334 | 551.7926 | 440.6318 | 440.6318 | 440.6318 | 111.1608 | 551.7926 | 3778.4023 | 3778.4023 | 826.3989 | 826.3989 | 1806.254 | 1806.254 | 388.341 | 388.341 | 757.4083 | 757.4083 | 207115513.4723 | 1430459245.8988 | 108762926.3237 | 5662314.3052 | 1752 | 66.465 | 63434.2913 | 3745.3019 | 4.7087 | 695.3231 | 237 | 2432 | 3689.5386 | 608 | 152 | 0.086403
3670 | 566.5595 | 900.6 | 800 | 3200 | 4 | 99.73% | 100 | 200.7603 | 199.2298 | 199.2298 | 1 | 200.7603 | 100 | 392.6859 | 370.2656 | 370.2656 | 370.2656 | 22.4203 | 392.6859 | 120.4371 | 107.1809 | 107.1809 | 107.1809 | 13.2562 | 120.4371 | 7204.3824 | 6707.4244 | 6707.4244 | 6753.5963 | 450.7861 | 7158.2105 | 46.1719 | 46.1719 | 7204.3824 | 558.7929 | 446.1175 | 446.1175 | 446.1175 | 112.6754 | 558.7929 | 3860.798 | 3860.798 | 908.9813 | 908.9813 | 1806.1398 | 1806.1398 | 388.3164 | 388.3164 | 757.3604 | 757.3604 | 209330134.5124 | 1430466123.161 | 107408119.0399 | 4795623.2868 | 1752 | 67.276 | 53496.1328 | 3158.5309 | 3.971 | 764.8554 | 237 | 2432 | 3689.5386 | 608 | 152 | 0.08536
3671 | 618.065 | 900.6 | 800 | 3200 | 3 | 99.76% | 100 | 199.6862 | 198.7856 | 198.7856 | 1 | 199.6862 | 100 | 424.6422 | 400.3977 | 400.3977 | 400.3977 | 24.2446 | 424.6422 | 120.438 | 107.1819 | 107.1819 | 107.1819 | 13.2562 | 120.438 | 6195.6413 | 5760.919 | 5760.919 | 5806.6133 | 389.028 | 6149.947 | 45.6943 | 45.6943 | 6195.6413 | 564.6411 | 450.7145 | 450.7145 | 450.7145 | 113.9266 | 564.6411 | 3846.3953 | 3846.3953 | 991.6268 | 991.6268 | 1806.1594 | 1806.1594 | 291.2405 | 291.2405 | 757.3686 | 757.3686 | 211053913.9906 | 1430466123.161 | 106220332.3017 | 4259630.5466 | 1752 | 68.051 | 47446.245 | 2801.332 | 3.5219 | 834.3877 | 237 | 2432 | 3689.5386 | 608 | 152 | 0.084445
3672 | 669.5704 | 900.6 | 800 | 3200 | 3 | 99.79% | 100 | 203.887 | 202.8703 | 202.8703 | 1 | 203.887 | 100 | 456.6632 | 430.5889 | 430.5889 | 430.5889 | 26.0743 | 456.6632 | 120.4315 | 107.1753 | 107.1753 | 107.1753 | 13.2562 | 120.4315 | 7002.1111 | 6517.0205 | 6517.0205 | 6563.6589 | 438.4523 | 6955.4728 | 46.6384 | 46.6384 | 7002.1111 | 569.7041 | 454.6866 | 454.6866 | 454.6866 | 115.0176 | 569.7041 | 3928.7915 | 3928.7915 | 1074.1969 | 1074.1969 | 1806.0494 | 1806.0494 | 291.2228 | 291.2228 | 757.3225 | 757.3225 | 212548105.4685 | 1430466123.161 | 105254182.0977 | 3731589.2729 | 1752 | 68.7901 | 43266.5505 | 2554.5536 | 3.2116 | 903.92 | 237 | 2432 | 3689.5386 | 608 | 152 | 0.083701
3673 | 721.0758 | 900.6 | 800 | 3200 | 3 | 99.82% | 100 | 208.0864 | 207.0427 | 207.0427 | 1 | 208.0864 | 100 | 488.6358 | 460.7344 | 460.7344 | 460.7344 | 27.9014 | 488.6358 | 120.4252 | 107.1691 | 107.1691 | 107.1691 | 13.2562 | 120.4252 | 8236.6854 | 7675.3165 | 7675.3165 | 7722.4866 | 514.1988 | 8189.5153 | 47.1701 | 47.1701 | 8236.6854 | 573.4853 | 457.6434 | 457.6434 | 457.6434 | 115.8419 | 573.4853 | 4011.1882 | 4011.1882 | 1156.76 | 1156.76 | 1805.9441 | 1805.9441 | 291.2058 | 291.2058 | 757.2784 | 757.2784 | 213836358.4843 | 1430466123.161 | 104536503.0508 | 3161015.3039 | 1752 | 69.4955 | 35463.4444 | 2093.8408 | 2.6324 | 973.4523 | 237 | 2432 | 3689.5386 | 608 | 152 | 0.083148
3674 | 772.5812 | 900.6 | 800 | 3200 | 3 | 99.83% | 100 | 212.2969 | 211.5665 | 211.5665 | 1 | 212.2969 | 100 | 520.7409 | 491.0047 | 491.0047 | 491.0047 | 29.7361 | 520.7409 | 120.4193 | 107.1631 | 107.1631 | 107.1631 | 13.2562 | 120.4193 | 9099.7432 | 8486.032 | 8486.032 | 8532.6416 | 567.1015 | 9053.1336 | 46.6096 | 46.6096 | 9099.7432 | 577.7046 | 460.9629 | 460.9629 | 460.9629 | 116.7418 | 577.7046 | 4093.5855 | 4093.5855 | 1239.3165 | 1239.3165 | 1805.8433 | 1805.8433 | 291.1895 | 291.1895 | 757.2361 | 757.2361 | 214920733.5056 | 1430466123.161 | 103691314.9026 | 2921828.4307 | 1752 | 70.1717 | 33519.0502 | 1979.0394 | 2.4881 | 1042.9846 | 237 | 2432 | 3689.5386 | 608 | 152 | 0.082497
3675 | 824.0866 | 900.6 | 800 | 3200 | 3 | 99.85% | 100 | 216.5164 | 215.6548 | 215.6548 | 1 | 216.5164 | 100 | 552.7918 | 521.2238 | 521.2238 | 521.2238 | 31.5679 | 552.7918 | 120.4135 | 107.1574 | 107.1574 | 107.1574 | 13.2562 | 120.4135 | 9869.165 | 9207.5378 | 9207.5378 | 9254.9442 | 614.2208 | 9821.7586 | 47.4064 | 47.4064 | 9869.165 | 581.8982 | 464.2742 | 464.2742 | 464.2742 | 117.624 | 581.8982 | 4175.9832 | 4175.9832 | 1321.8669 | 1321.8669 | 1805.7467 | 1805.7467 | 291.174 | 291.174 | 757.1956 | 757.1956 | 215930710.0032 | 1430466123.161 | 102936637.9767 | 2666528.8592 | 1752 | 70.8184 | 31232.2831 | 1844.0236 | 2.3183 | 1112.5169 | 237 | 2432 | 3689.5386 | 608 | 152 | 0.081915
3676 | 875.592 | 900.6 | 800 | 3200 | 3 | 99.86% | 100 | 220.7354 | 219.9202 | 219.9202 | 1 | 220.7354 | 100 | 584.7893 | 551.3925 | 551.3925 | 551.3925 | 33.3968 | 584.7893 | 120.408 | 107.1519 | 107.1519 | 107.1519 | 13.2562 | 120.408 | 10672.8701 | 9960.9783 | 9960.9783 | 10009.4206 | 663.4495 | 10624.4278 | 48.4424 | 48.4424 | 10672.8701 | 585.7481 | 467.3052 | 467.3052 | 467.3052 | 118.4429 | 585.7481 | 4258.3814 | 4258.3814 | 1404.4116 | 1404.4116 | 1805.6541 | 1805.6541 | 291.159 | 291.159 | 757.1567 | 757.1567 | 216841696.6559 | 1430466123.161 | 102220651.9116 | 2471528.2715 | 1752 | 71.438 | 29626.6197 | 1749.2217 | 2.1992 | 1182.0492 | 237 | 2432 | 3689.5386 | 608 | 152 | 0.081364
3677 | 927.0974 | 900.6 | 800 | 3200 | 3 | 99.88% | 100 | 224.9527 | 223.3694 | 223.3694 | 1 | 224.9527 | 100 | 616.8029 | 581.5762 | 581.5762 | 581.5762 | 35.2267 | 616.8029 | 120.4027 | 107.1466 | 107.1466 | 107.1466 | 13.2562 | 120.4027 | 11813.0509 | 11030.4774 | 11030.4774 | 11079.6795 | 733.3714 | 11763.8488 | 49.2021 | 49.2021 | 11813.0509 | 588.8367 | 469.7297 | 469.7297 | 469.7297 | 119.107 | 588.8367 | 4340.78 | 4340.78 | 1486.9507 | 1486.9507 | 1805.5651 | 1805.5651 | 291.1447 | 291.1447 | 757.1194 | 757.1194 | 217605399.1679 | 1430466123.161 | 101817455.8505 | 2111021.8206 | 1752 | 72.0307 | 25049.5995 | 1478.9842 | 1.8594 | 1251.5815 | 237 | 2432 | 3689.5386 | 608 | 152 | 0.081053
3678 | 978.6028 | 900.6 | 800 | 3200 | 3 | 99.89% | 100 | 229.1711 | 228.0543 | 228.0543 | 1 | 229.1711 | 100 | 648.8744 | 611.8144 | 611.8144 | 611.8144 | 37.06 | 648.8744 | 120.3977 | 107.1415 | 107.1415 | 107.1415 | 13.2562 | 120.3977 | 13166.8265 | 12301.437 | 12301.437 | 12350.473 | 816.3535 | 13117.7905 | 49.036 | 49.036 | 13166.8265 | 591.463 | 471.7927 | 471.7927 | 471.7927 | 119.6702 | 591.463 | 4423.1789 | 4423.1789 | 1569.4848 | 1569.4848 | 1805.4797 | 1805.4797 | 291.1309 | 291.1309 | 757.0836 | 757.0836 | 218311014.8876 | 1430466123.161 | 101265266.5176 | 1957595.4338 | 1752 | 72.6006 | 22997.4685 | 1357.8218 | 1.7071 | 1321.1138 | 237 | 2432 | 3689.5386 | 608 | 152 | 0.080628
3679 | 1030.1083 | 900.6 | 800 | 3200 | 3 | 99.9% | 100 | 233.3906 | 232.5932 | 232.5932 | 1 | 233.3906 | 100 | 680.933 | 642.0403 | 642.0403 | 642.0403 | 38.8927 | 680.933 | 120.3928 | 107.1366 | 107.1366 | 107.1366 | 13.2562 | 120.3928 | 14351.9641 | 13416.0189 | 13416.0189 | 13462.8633 | 889.1008 | 14305.1197 | 46.8444 | 46.8444 | 14351.9641 | 594.1492 | 473.9065 | 473.9065 | 473.9065 | 120.2427 | 594.1492 | 4505.5783 | 4505.5783 | 1652.0141 | 1652.0141 | 1805.3975 | 1805.3975 | 291.1176 | 291.1176 | 757.0491 | 757.0491 | 218943186.4043 | 1430466123.161 | 100755683.1247 | 1835007.31 | 1752 | 73.1478 | 20268.6697 | 1196.7074 | 1.5045 | 1390.6462 | 237 | 2432 | 3689.5386 | 608 | 152 | 0.080235
3680 | 20.6022 | 950 | 800 | 3200 | 7 | 97.57% | 100 | 179.7491 | 179.338 | 179.338 | 1 | 179.7491 | 100 | 138.5865 | 130.6771 | 130.6771 | 130.6771 | 7.9094 | 138.5865 | 126.2625 | 112.3703 | 112.3703 | 112.3703 | 13.8922 | 126.2625 | 1570.3683 | 1413.2051 | 1413.2051 | 1463.857 | 106.5114 | 1519.7165 | 50.6518 | 50.6518 | 1570.3683 | 252.8014 | 203.6818 | 203.6818 | 203.6818 | 49.1196 | 252.8014 | 3376.5927 | 3376.5927 | 33.0677 | 33.0677 | 1906.0088 | 1906.0088 | 679.8384 | 679.8384 | 757.6777 | 757.6777 | 22318259.6417 | 1439847368.5927 | 247302959.2318 | 42531412.5338 | 1752 | 58.5108 | 527443.4392 | 31141.4361 | 39.1515 | 27.8129 | 250 | 2432 | 3689.5386 | 608 | 152 | 0.19312
3681 | 51.5054 | 950 | 800 | 3200 | 7 | 97.87% | 100 | 181.6223 | 181.0233 | 181.0233 | 1 | 181.6223 | 100 | 144.0348 | 135.814 | 135.814 | 135.814 | 8.2207 | 144.0348 | 126.2549 | 112.3629 | 112.3629 | 112.3629 | 13.8919 | 126.2549 | 1774.2396 | 1605.4549 | 1605.4549 | 1655.3733 | 118.8663 | 1724.3212 | 49.9184 | 49.9184 | 1774.2396 | 277.6551 | 223.0059 | 223.0059 | 223.0059 | 54.6492 | 277.6551 | 3426.0279 | 3426.0279 | 82.6653 | 82.6653 | 1905.9163 | 1905.9163 | 679.8054 | 679.8054 | 757.6409 | 757.6409 | 53610647.8658 | 1439871555.1949 | 221191838.0672 | 37325958.8721 | 1752 | 59.2248 | 453965.4446 | 26803.1316 | 33.6973 | 69.5323 | 250 | 2432 | 3689.5386 | 608 | 152 | 0.17301
3682 | 154.5162 | 950 | 800 | 3200 | 5 | 98.57% | 100 | 178.7875 | 177.8731 | 177.8731 | 1 | 178.7875 | 100 | 167.5643 | 158.0009 | 158.0009 | 158.0009 | 9.5634 | 167.5643 | 126.2576 | 112.3657 | 112.3657 | 112.3657 | 13.8919 | 126.2576 | 1873.1766 | 1700.5263 | 1700.5263 | 1748.6362 | 124.5404 | 1825.0667 | 48.11 | 48.11 | 1873.1766 | 399.7032 | 320.3753 | 320.3753 | 320.3753 | 79.3278 | 399.7032 | 3397.2238 | 3397.2238 | 248.0028 | 248.0028 | 1905.9699 | 1905.9699 | 485.589 | 485.589 | 757.6622 | 757.6622 | 137030181.1468 | 1439864354.9022 | 150070596.4754 | 25034867.4756 | 1752 | 61.4825 | 295326.648 | 17436.7435 | 21.9218 | 208.5969 | 250 | 2432 | 3689.5386 | 608 | 152 | 0.11822
3683 | 206.0217 | 950 | 800 | 3200 | 5 | 98.86% | 100 | 182.6898 | 181.454 | 181.454 | 1 | 182.6898 | 100 | 186.2392 | 175.6091 | 175.6091 | 175.6091 | 10.6301 | 186.2392 | 126.2487 | 112.3568 | 112.3568 | 112.3568 | 13.8919 | 126.2487 | 2291.7235 | 2094.3394 | 2094.3394 | 2141.6492 | 150.0744 | 2244.4138 | 47.3097 | 47.3097 | 2291.7235 | 463.8347 | 371.3709 | 371.3709 | 371.3709 | 92.4638 | 463.8347 | 3479.6163 | 3479.6163 | 330.6442 | 330.6442 | 1905.8192 | 1905.8192 | 485.5506 | 485.5506 | 757.6023 | 757.6023 | 163064400.7002 | 1439878090.725 | 129024770.4946 | 20032738.0802 | 1752 | 62.5216 | 227172.8207 | 13412.7896 | 16.8628 | 278.1292 | 250 | 2432 | 3689.5386 | 608 | 152 | 0.10201
3684 | 257.5271 | 950 | 800 | 3200 | 4 | 99.07% | 100 | 181.3929 | 180.2865 | 180.2865 | 1 | 181.3929 | 100 | 213.7784 | 201.5766 | 201.5766 | 201.5766 | 12.2018 | 213.7784 | 126.25 | 112.3582 | 112.3582 | 112.3582 | 13.8919 | 126.25 | 2241.315 | 2047.4556 | 2047.4556 | 2094.4454 | 146.8696 | 2194.3253 | 46.9897 | 46.9897 | 2241.315 | 501.9716 | 401.5224 | 401.5224 | 401.5224 | 100.4492 | 501.9716 | 3465.2141 | 3465.2141 | 413.3109 | 413.3109 | 1905.845 | 1905.845 | 388.4457 | 388.4457 | 757.6125 | 757.6125 | 176259663.888 | 1439878090.725 | 119650519.2371 | 16211726.1499 | 1752 | 63.5081 | 185062.6252 | 10926.5098 | 13.737 | 347.6615 | 250 | 2432 | 3689.5386 | 608 | 152 | 0.09479
3685 | 309.0325 | 950 | 800 | 3200 | 4 | 99.28% | 100 | 185.4246 | 184.0865 | 184.0865 | 1 | 185.4246 | 100 | 244.3962 | 230.4458 | 230.4458 | 230.4458 | 13.9503 | 244.3962 | 126.2416 | 112.3497 | 112.3497 | 112.3497 | 13.8919 | 126.2416 | 2808.5636 | 2579.8637 | 2579.8637 | 2627.1532 | 181.4104 | 2761.274 | 47.2895 | 47.2895 | 2808.5636 | 522.8758 | 417.984 | 417.984 | 417.984 | 104.8918 | 522.8758 | 3547.6073 | 3547.6073 | 495.9354 | 495.9354 | 1905.7005 | 1905.7005 | 388.4163 | 388.4163 | 757.5551 | 757.5551 | 184522959.9618 | 1439878090.725 | 114941081.234 | 12657868.0792 | 1752 | 64.4433 | 146010.6151 | 8620.7921 | 10.8382 | 417.1938 | 250 | 2432 | 3689.5386 | 608 | 152 | 0.091162
3686 | 360.5379 | 950 | 800 | 3200 | 4 | 99.44% | 100 | 189.493 | 188.1965 | 188.1965 | 1 | 189.493 | 100 | 275.6225 | 259.8886 | 259.8886 | 259.8886 | 15.7338 | 275.6225 | 126.2334 | 112.3415 | 112.3415 | 112.3415 | 13.8919 | 126.2334 | 3581.1323 | 3306.6384 | 3306.6384 | 3352.4104 | 228.7219 | 3535.3603 | 45.772 | 45.772 | 3581.1323 | 537.4455 | 429.4534 | 429.4534 | 429.4534 | 107.9921 | 537.4455 | 3630.0012 | 3630.0012 | 578.5496 | 578.5496 | 1905.5629 | 1905.5629 | 388.3882 | 388.3882 | 757.5004 | 757.5004 | 190521078.6799 | 1439878090.725 | 111713550.0598 | 9887280.5352 | 1752 | 65.3391 | 110477.6397 | 6522.8461 | 8.2006 | 486.7262 | 250 | 2432 | 3689.5386 | 608 | 152 | 0.088676
3687 | 412.0433 | 950 | 800 | 3200 | 4 | 99.54% | 100 | 193.6163 | 192.4051 | 192.4051 | 1 | 193.6163 | 100 | 307.4204 | 289.8703 | 289.8703 | 289.8703 | 17.5502 | 307.4204 | 126.2257 | 112.3338 | 112.3338 | 112.3338 | 13.8919 | 126.2257 | 4364.8381 | 4041.7943 | 4041.7943 | 4088.2144 | 276.6237 | 4318.4181 | 46.4201 | 46.4201 | 4364.8381 | 549.9791 | 439.3006 | 439.3006 | 439.3006 | 110.6786 | 549.9791 | 3712.3958 | 3712.3958 | 661.1541 | 661.1541 | 1905.4319 | 1905.4319 | 388.3615 | 388.3615 | 757.4483 | 757.4483 | 194943774.4797 | 1439878090.725 | 109060154.825 | 8117979.9703 | 1752 | 66.1985 | 91577.7395 | 5406.9538 | 6.7977 | 556.2585 | 250 | 2432 | 3689.5386 | 608 | 152 | 0.086632
3688 | 463.5487 | 950 | 800 | 3200 | 4 | 99.64% | 100 | 197.76 | 195.6686 | 195.6686 | 1 | 197.76 | 100 | 339.4734 | 320.0922 | 320.0922 | 320.0922 | 19.3812 | 339.4734 | 126.2183 | 112.3264 | 112.3264 | 112.3264 | 13.8919 | 126.2183 | 5314.6897 | 4933.8678 | 4933.8678 | 4979.819 | 334.8706 | 5268.7384 | 45.9512 | 45.9512 | 5314.6897 | 559.9035 | 447.1006 | 447.1006 | 447.1006 | 112.8029 | 559.9035 | 3794.791 | 3794.791 | 743.7495 | 743.7495 | 1905.3068 | 1905.3068 | 388.336 | 388.336 | 757.3986 | 757.3986 | 198519619.4621 | 1439878090.725 | 107277294.8422 | 6324994.9707 | 1752 | 67.0161 | 69428.0603 | 4099.1874 | 5.1536 | 625.7908 | 250 | 2432 | 3689.5386 | 608 | 152 | 0.085259
3689 | 515.0541 | 950 | 800 | 3200 | 4 | 99.7% | 100 | 201.9188 | 200.7592 | 200.7592 | 1 | 201.9188 | 100 | 371.5921 | 350.3759 | 350.3759 | 350.3759 | 21.2162 | 371.5921 | 126.212 | 112.3201 | 112.3201 | 112.3201 | 13.892 | 126.212 | 6615.7878 | 6155.6777 | 6155.6777 | 6201.1129 | 414.675 | 6570.3527 | 45.4352 | 45.4352 | 6615.7878 | 567.6074 | 453.154 | 453.154 | 453.154 | 114.4534 | 567.6074 | 3877.1868 | 3877.1868 | 826.3366 | 826.3366 | 1905.1874 | 1905.1874 | 388.3117 | 388.3117 | 757.3511 | 757.3511 | 201254459.4961 | 1439863926.7652 | 105544432.7201 | 5337181.0186 | 1752 | 67.8004 | 58838.0013 | 3473.9267 | 4.3675 | 695.3231 | 250 | 2432 | 3689.5386 | 608 | 152 | 0.083924
3690 | 566.5595 | 950 | 800 | 3200 | 3 | 99.74% | 100 | 200.8347 | 199.8233 | 199.8233 | 1 | 200.8347 | 100 | 404.1581 | 381.0828 | 381.0828 | 381.0828 | 23.0753 | 404.1581 | 126.2136 | 112.3216 | 112.3216 | 112.3216 | 13.892 | 126.2136 | 5821.6964 | 5409.7198 | 5409.7198 | 5455.6134 | 366.083 | 5775.8028 | 45.8936 | 45.8936 | 5821.6964 | 574.9547 | 458.9215 | 458.9215 | 458.9215 | 116.0332 | 574.9547 | 3862.7841 | 3862.7841 | 908.98 | 908.98 | 1905.2079 | 1905.2079 | 291.2369 | 291.2369 | 757.3593 | 757.3593 | 203370224.5598 | 1439867294.2489 | 104258263.5213 | 4504217.67 | 1752 | 68.5492 | 50888.374 | 3004.563 | 3.7774 | 764.8554 | 250 | 2432 | 3689.5386 | 608 | 152 | 0.082933
3691 | 618.065 | 950 | 800 | 3200 | 3 | 99.77% | 100 | 205.0318 | 204.0842 | 204.0842 | 1 | 205.0318 | 100 | 437.0609 | 412.1056 | 412.1056 | 412.1056 | 24.9553 | 437.0609 | 126.2065 | 112.3145 | 112.3145 | 112.3145 | 13.892 | 126.2065 | 6608.7305 | 6148.1754 | 6148.1754 | 6194.4321 | 414.2984 | 6562.4738 | 46.2567 | 46.2567 | 6608.7305 | 581.2086 | 463.8413 | 463.8413 | 463.8413 | 117.3673 | 581.2086 | 3945.1804 | 3945.1804 | 991.5547 | 991.5547 | 1905.0929 | 1905.0929 | 291.2193 | 291.2193 | 757.3136 | 757.3136 | 205039574.6709 | 1439870766.7014 | 103111530.6906 | 3978127.9371 | 1752 | 69.2657 | 44926.1793 | 2652.5418 | 3.3348 | 834.3877 | 250 | 2432 | 3689.5386 | 608 | 152 | 0.08205
3692 | 669.5704 | 950 | 800 | 3200 | 3 | 99.8% | 100 | 209.2327 | 208.2486 | 208.2486 | 1 | 209.2327 | 100 | 470.0045 | 443.1667 | 443.1667 | 443.1667 | 26.8378 | 470.0045 | 126.1997 | 112.3078 | 112.3078 | 112.3078 | 13.8919 | 126.1997 | 7528.0031 | 7010.2974 | 7010.2974 | 7057.3489 | 470.6542 | 7480.9516 | 47.0515 | 47.0515 | 7528.0031 | 586.4285 | 467.9377 | 467.9377 | 467.9377 | 118.4908 | 586.4285 | 4027.5773 | 4027.5773 | 1074.1221 | 1074.1221 | 1904.9828 | 1904.9828 | 291.2025 | 291.2025 | 757.2698 | 757.2698 | 206489541.6024 | 1439874535.4075 | 102158200.6202 | 3477722.3699 | 1752 | 69.9506 | 40118.9005 | 2368.7093 | 2.978 | 903.92 | 250 | 2432 | 3689.5386 | 608 | 152 | 0.081316
3693 | 721.0758 | 950 | 800 | 3200 | 3 | 99.83% | 100 | 213.4335 | 212.4008 | 212.4008 | 1 | 213.4335 | 100 | 502.9436 | 474.2235 | 474.2235 | 474.2235 | 28.7201 | 502.9436 | 126.1932 | 112.3013 | 112.3013 | 112.3013 | 13.8919 | 126.1932 | 8917.6739 | 8314.8468 | 8314.8468 | 8361.7366 | 555.9373 | 8870.7842 | 46.8898 | 46.8898 | 8917.6739 | 590.3287 | 470.995 | 470.995 | 470.995 | 119.3338 | 590.3287 | 4109.9746 | 4109.9746 | 1156.6829 | 1156.6829 | 1904.8774 | 1904.8774 | 291.1864 | 291.1864 | 757.2279 | 757.2279 | 207730025.5403 | 1439878090.725 | 101471209.373 | 2920674.3618 | 1752 | 70.6052 | 33295.934 | 1965.8661 | 2.4715 | 973.4523 | 250 | 2432 | 3689.5386 | 608 | 152 | 0.080787
3694 | 772.5812 | 950 | 800 | 3200 | 3 | 99.85% | 100 | 217.6488 | 216.8186 | 216.8186 | 1 | 217.6488 | 100 | 535.9915 | 505.3826 | 505.3826 | 505.3826 | 30.6088 | 535.9915 | 126.1871 | 112.2952 | 112.2952 | 112.2952 | 13.8919 | 126.1871 | 9873.1254 | 9211.4696 | 9211.4696 | 9258.6885 | 614.4368 | 9825.9065 | 47.2189 | 47.2189 | 9873.1254 | 594.7897 | 474.5147 | 474.5147 | 474.5147 | 120.2749 | 594.7897 | 4192.3724 | 4192.3724 | 1239.2374 | 1239.2374 | 1904.7764 | 1904.7764 | 291.1709 | 291.1709 | 757.1877 | 757.1877 | 208809048.9959 | 1439878090.725 | 100639661.427 | 2673198.8521 | 1752 | 71.2335 | 31152.5091 | 1839.3136 | 2.3124 | 1042.9846 | 250 | 2432 | 3689.5386 | 608 | 152 | 0.080146
3695 | 824.0866 | 950 | 800 | 3200 | 3 | 99.86% | 100 | 221.8684 | 221.1959 | 221.1959 | 1 | 221.8684 | 100 | 568.9711 | 536.4774 | 536.4774 | 536.4774 | 32.4938 | 568.9711 | 126.1813 | 112.2894 | 112.2894 | 112.2894 | 13.8919 | 126.1813 | 10678.8493 | 9966.8935 | 9966.8935 | 10015.0878 | 663.7615 | 10630.6551 | 48.1943 | 48.1943 | 10678.8493 | 599.2376 | 478.0243 | 478.0243 | 478.0243 | 121.2133 | 599.2376 | 4274.7707 | 4274.7707 | 1321.7859 | 1321.7859 | 1904.6794 | 1904.6794 | 291.1561 | 291.1561 | 757.1492 | 757.1492 | 209779816.2362 | 1439878090.725 | 99845609.9413 | 2496483.0975 | 1752 | 71.8358 | 29716.6012 | 1754.5344 | 2.2058 | 1112.5169 | 250 | 2432 | 3689.5386 | 608 | 152 | 0.079534
3696 | 875.592 | 950 | 800 | 3200 | 3 | 99.88% | 100 | 226.0878 | 224.2403 | 224.2403 | 1 | 226.0878 | 100 | 601.9134 | 567.5367 | 567.5367 | 567.5367 | 34.3767 | 601.9134 | 126.1758 | 112.284 | 112.284 | 112.284 | 13.8919 | 126.1758 | 11551.1465 | 10784.9155 | 10784.9155 | 10833.9203 | 717.2262 | 11502.1417 | 49.0048 | 49.0048 | 11551.1465 | 603.2584 | 481.1913 | 481.1913 | 481.1913 | 122.0671 | 603.2584 | 4357.1693 | 4357.1693 | 1404.3289 | 1404.3289 | 1904.5863 | 1904.5863 | 291.1419 | 291.1419 | 757.1122 | 757.1122 | 210652615.7564 | 1439878090.725 | 99351599.1556 | 2117694.3631 | 1752 | 72.4123 | 24761.143 | 1461.9531 | 1.838 | 1182.0492 | 250 | 2432 | 3689.5386 | 608 | 152 | 0.079154
3697 | 927.0974 | 950 | 800 | 3200 | 3 | 99.89% | 100 | 230.3043 | 229.2259 | 229.2259 | 1 | 230.3043 | 100 | 634.9029 | 598.6405 | 598.6405 | 598.6405 | 36.2624 | 634.9029 | 126.1706 | 112.2787 | 112.2787 | 112.2787 | 13.8919 | 126.1706 | 12961.2848 | 12109.1178 | 12109.1178 | 12157.6156 | 803.6692 | 12912.787 | 48.4979 | 48.4979 | 12961.2848 | 606.2854 | 483.5702 | 483.5702 | 483.5702 | 122.7152 | 606.2854 | 4439.5684 | 4439.5684 | 1486.8667 | 1486.8667 | 1904.4969 | 1904.4969 | 291.1282 | 291.1282 | 757.0766 | 757.0766 | 211377891.2978 | 1439878090.725 | 98748911.7379 | 1995106.2392 | 1752 | 72.9669 | 22994.908 | 1357.6706 | 1.7069 | 1251.5815 | 250 | 2432 | 3689.5386 | 608 | 152 | 0.07869
3698 | 978.6028 | 950 | 800 | 3200 | 3 | 99.89% | 100 | 234.5219 | 233.683 | 233.683 | 1 | 234.5219 | 100 | 667.9318 | 629.7813 | 629.7813 | 629.7813 | 38.1505 | 667.9318 | 126.1655 | 112.2736 | 112.2736 | 112.2736 | 13.8919 | 126.1655 | 14265.1372 | 13335.2091 | 13335.2091 | 13381.4712 | 883.666 | 14218.8752 | 46.2621 | 46.2621 | 14265.1372 | 609.2022 | 485.8632 | 485.8632 | 485.8632 | 123.339 | 609.2022 | 4521.9678 | 4521.9678 | 1569.3995 | 1569.3995 | 1904.4109 | 1904.4109 | 291.1151 | 291.1151 | 757.0424 | 757.0424 | 212064314.1377 | 1439878090.725 | 98215915.2848 | 1841679.8525 | 1752 | 73.4997 | 20224.4858 | 1194.0987 | 1.5012 | 1321.1138 | 250 | 2432 | 3689.5386 | 608 | 152 | 0.078279
3699 | 1030.1083 | 950 | 800 | 3200 | 3 | 99.9% | 100 | 238.7449 | 237.9244 | 237.9244 | 1 | 238.7449 | 100 | 700.9589 | 660.9203 | 660.9203 | 660.9203 | 40.0385 | 700.9589 | 126.1606 | 112.2687 | 112.2687 | 112.2687 | 13.8919 | 126.1606 | 15270.2423 | 14279.3217 | 14279.3217 | 14324.86 | 945.3824 | 15224.7041 | 45.5383 | 45.5383 | 15270.2423 | 612.1835 | 488.2108 | 488.2108 | 488.2108 | 123.9727 | 612.1835 | 4604.3676 | 4604.3676 | 1651.9276 | 1651.9276 | 1904.3281 | 1904.3281 | 291.1024 | 291.1024 | 757.0095 | 757.0095 | 212673434.7449 | 1439878090.725 | 97727126.5764 | 1721347.9536 | 1752 | 74.0119 | 19247.2319 | 1136.3995 | 1.4287 | 1390.6462 | 250 | 2432 | 3689.5386 | 608 | 152 | 0.077903
3700 | 20.6022 | 1003.2 | 800 | 3200 | 7 | 97.79% | 100 | 185.3267 | 184.8326 | 184.8326 | 1 | 185.3267 | 100 | 143.5235 | 135.3315 | 135.3315 | 135.3315 | 8.192 | 143.5235 | 132.469 | 117.8926 | 117.8926 | 117.8926 | 14.5764 | 132.469 | 1715.5179 | 1549.9888 | 1549.9888 | 1600.1222 | 115.3957 | 1665.3845 | 50.1334 | 50.1334 | 1715.5179 | 257.2374 | 207.1634 | 207.1634 | 207.1634 | 50.074 | 257.2374 | 3482.9717 | 3482.9717 | 33.0643 | 33.0643 | 2012.5388 | 2012.5388 | 679.7687 | 679.7687 | 757.5999 | 757.5999 | 21559787.8425 | 1449107010.9216 | 242656643.598 | 38676557.638 | 1752 | 60.6439 | 473541.1129 | 27958.9227 | 35.1504 | 27.8129 | 264 | 2432 | 3689.5386 | 608 | 152 | 0.18954
3701 | 51.5054 | 1003.2 | 800 | 3200 | 7 | 98.05% | 100 | 187.207 | 186.5958 | 186.5958 | 1 | 187.207 | 100 | 148.3967 | 139.9262 | 139.9262 | 139.9262 | 8.4705 | 148.3967 | 132.4636 | 117.8872 | 117.8872 | 117.8872 | 14.5764 | 132.4636 | 1930.8119 | 1753.0082 | 1753.0082 | 1802.3231 | 128.4888 | 1881.497 | 49.3149 | 49.3149 | 1930.8119 | 282.7419 | 226.9593 | 226.9593 | 226.9593 | 55.7827 | 282.7419 | 3532.4076 | 3532.4076 | 82.657 | 82.657 | 2012.4473 | 2012.4473 | 679.7378 | 679.7378 | 757.5655 | 757.5655 | 52037763.8174 | 1449107010.9216 | 216686601.6241 | 34168623.637 | 1752 | 61.296 | 410182.3391 | 24218.0795 | 30.4474 | 69.5323 | 264 | 2432 | 3689.5386 | 608 | 152 | 0.16954
3702 | 154.5162 | 1003.2 | 800 | 3200 | 5 | 98.7% | 100 | 184.4583 | 183.4712 | 183.4712 | 1 | 184.4583 | 100 | 172.5212 | 162.674 | 162.674 | 162.674 | 9.8473 | 172.5212 | 132.4646 | 117.8885 | 117.8885 | 117.8885 | 14.5762 | 132.4646 | 2047.9601 | 1864.3378 | 1864.3378 | 1912.702 | 135.2581 | 1999.5959 | 48.3643 | 48.3643 | 2047.9601 | 407.5408 | 326.5395 | 326.5395 | 326.5395 | 81.0013 | 407.5408 | 3503.6031 | 3503.6031 | 247.9776 | 247.9776 | 2012.5003 | 2012.5003 | 485.5398 | 485.5398 | 757.5854 | 757.5854 | 133129541.1324 | 1449130133.5544 | 146978310.5495 | 22762014.7637 | 1752 | 63.3442 | 266942.7985 | 15760.8978 | 19.8149 | 208.5969 | 264 | 2432 | 3689.5386 | 608 | 152 | 0.11584
3703 | 206.0217 | 1003.2 | 800 | 3200 | 5 | 98.95% | 100 | 188.3744 | 187.1822 | 187.1822 | 1 | 188.3744 | 100 | 191.7165 | 180.7728 | 180.7728 | 180.7728 | 10.9437 | 191.7165 | 132.456 | 117.8798 | 117.8798 | 117.8798 | 14.5762 | 132.456 | 2491.4843 | 2282.8069 | 2282.8069 | 2329.1949 | 162.2894 | 2445.0963 | 46.388 | 46.388 | 2491.4843 | 473.9338 | 379.3425 | 379.3425 | 379.3425 | 94.5913 | 473.9338 | 3585.9966 | 3585.9966 | 330.6124 | 330.6124 | 2012.3511 | 2012.3511 | 485.5038 | 485.5038 | 757.5293 | 757.5293 | 158407930.5384 | 1449130133.5544 | 126042406.0984 | 18419529.8088 | 1752 | 64.2918 | 209360.2503 | 12361.0958 | 15.5406 | 278.1292 | 264 | 2432 | 3689.5386 | 608 | 152 | 0.099714
3704 | 257.5271 | 1003.2 | 800 | 3200 | 4 | 99.17% | 100 | 187.097 | 185.8926 | 185.8926 | 1 | 187.097 | 100 | 219.8729 | 207.3222 | 207.3222 | 207.3222 | 12.5508 | 219.8729 | 132.4574 | 117.8812 | 117.8812 | 117.8812 | 14.5762 | 132.4574 | 2467.1067 | 2259.7378 | 2259.7378 | 2306.4861 | 160.6206 | 2420.3584 | 46.7483 | 46.7483 | 2467.1067 | 513.4074 | 410.5658 | 410.5658 | 410.5658 | 102.8416 | 513.4074 | 3571.5942 | 3571.5942 | 413.2707 | 413.2707 | 2012.3767 | 2012.3767 | 388.408 | 388.408 | 757.5389 | 757.5389 | 171381200.6189 | 1449130133.5544 | 116877174.6077 | 14611491.219 | 1752 | 65.1877 | 164723.0888 | 9725.6183 | 12.2272 | 347.6615 | 264 | 2432 | 3689.5386 | 608 | 152 | 0.092654
3705 | 309.0325 | 1003.2 | 800 | 3200 | 4 | 99.36% | 100 | 191.1454 | 189.2525 | 189.2525 | 1 | 191.1454 | 100 | 251.4003 | 237.0489 | 237.0489 | 237.0489 | 14.3514 | 251.4003 | 132.4491 | 117.8729 | 117.8729 | 117.8729 | 14.5762 | 132.4491 | 3072.5724 | 2827.6411 | 2827.6411 | 2875.0019 | 197.5705 | 3025.2117 | 47.3608 | 47.3608 | 3072.5724 | 536.0444 | 428.3996 | 428.3996 | 428.3996 | 107.6448 | 536.0444 | 3653.9883 | 3653.9883 | 495.8896 | 495.8896 | 2012.2335 | 2012.2335 | 388.3803 | 388.3803 | 757.485 | 757.485 | 179398160.5012 | 1449130133.5544 | 112296030.133 | 11175675.8114 | 1752 | 66.0412 | 125298.5868 | 7397.9078 | 9.3008 | 417.1938 | 264 | 2432 | 3689.5386 | 608 | 152 | 0.089125
3706 | 360.5379 | 1003.2 | 800 | 3200 | 4 | 99.48% | 100 | 195.2236 | 193.8265 | 193.8265 | 1 | 195.2236 | 100 | 283.6763 | 267.4813 | 267.4813 | 267.4813 | 16.1949 | 283.6763 | 132.441 | 117.8648 | 117.8648 | 117.8648 | 14.5762 | 132.441 | 3871.2336 | 3579.5908 | 3579.5908 | 3624.8102 | 246.4234 | 3826.0142 | 45.2194 | 45.2194 | 3871.2336 | 551.9339 | 440.9161 | 440.9161 | 440.9161 | 111.0178 | 551.9339 | 3736.3831 | 3736.3831 | 578.4986 | 578.4986 | 2012.097 | 2012.097 | 388.354 | 388.354 | 757.4336 | 757.4336 | 185092814.0463 | 1449130133.5544 | 108694354.6533 | 9082697.746 | 1752 | 66.8645 | 100012.0157 | 5904.9323 | 7.4238 | 486.7262 | 264 | 2432 | 3689.5386 | 608 | 152 | 0.086351
3707 | 412.0433 | 1003.2 | 800 | 3200 | 4 | 99.58% | 100 | 199.3566 | 197.8185 | 197.8185 | 1 | 199.3566 | 100 | 316.4519 | 298.3847 | 298.3847 | 298.3847 | 18.0672 | 316.4519 | 132.4334 | 117.8572 | 117.8572 | 117.8572 | 14.5762 | 132.4334 | 4705.0968 | 4361.8137 | 4361.8137 | 4407.6597 | 297.4372 | 4659.2508 | 45.846 | 45.846 | 4705.0968 | 565.3114 | 451.4416 | 451.4416 | 451.4416 | 113.8699 | 565.3114 | 3818.7785 | 3818.7785 | 661.0984 | 661.0984 | 2011.9667 | 2011.9667 | 388.3288 | 388.3288 | 757.3846 | 757.3846 | 189381064.3332 | 1449130133.5544 | 106102353.9969 | 7386448.1156 | 1752 | 67.6514 | 81188.5489 | 4793.5529 | 6.0265 | 556.2585 | 264 | 2432 | 3689.5386 | 608 | 152 | 0.084354
3708 | 463.5487 | 1003.2 | 800 | 3200 | 4 | 99.68% | 100 | 203.5049 | 201.0916 | 201.0916 | 1 | 203.5049 | 100 | 349.4359 | 329.4844 | 329.4844 | 329.4844 | 19.9515 | 349.4359 | 132.4275 | 117.8512 | 117.8512 | 117.8512 | 14.5763 | 132.4275 | 5796.4814 | 5386.7778 | 5386.7778 | 5432.1075 | 364.3739 | 5751.1517 | 45.3297 | 45.3297 | 5796.4814 | 575.4735 | 459.4352 | 459.4352 | 459.4352 | 116.0383 | 575.4735 | 3901.1746 | 3901.1746 | 743.6897 | 743.6897 | 2011.8423 | 2011.8423 | 388.3048 | 388.3048 | 757.3377 | 757.3377 | 192858081.7848 | 1449117566.9638 | 104335425.776 | 5688925.4753 | 1752 | 68.4022 | 61067.4782 | 3605.56 | 4.533 | 625.7908 | 264 | 2432 | 3689.5386 | 608 | 152 | 0.082993
3709 | 515.0541 | 1003.2 | 800 | 3200 | 3 | 99.72% | 100 | 202.4083 | 201.5809 | 201.5809 | 1 | 202.4083 | 100 | 382.5946 | 360.7501 | 360.7501 | 360.7501 | 21.8445 | 382.5946 | 132.428 | 117.8518 | 117.8518 | 117.8518 | 14.5762 | 132.428 | 5346.4063 | 4964.4574 | 4964.4574 | 5009.5127 | 336.8936 | 5301.351 | 45.0553 | 45.0553 | 5346.4063 | 584.2026 | 466.3108 | 466.3108 | 466.3108 | 117.8919 | 584.2026 | 3886.7718 | 3886.7718 | 826.3307 | 826.3307 | 2011.8636 | 2011.8636 | 291.2317 | 291.2317 | 757.3458 | 757.3458 | 195457605.4484 | 1449122922.5928 | 102436575.3643 | 4982896.5945 | 1752 | 69.1246 | 55287.133 | 3264.2755 | 4.1039 | 695.3231 | 264 | 2432 | 3689.5386 | 608 | 152 | 0.08153
3710 | 566.5595 | 1003.2 | 800 | 3200 | 3 | 99.76% | 100 | 206.5966 | 205.6773 | 205.6773 | 1 | 206.5966 | 100 | 416.19 | 392.426 | 392.426 | 392.426 | 23.764 | 416.19 | 132.4205 | 117.8443 | 117.8443 | 117.8443 | 14.5762 | 132.4205 | 6272.1724 | 5832.4488 | 5832.4488 | 5878.5722 | 393.6002 | 6226.049 | 46.1234 | 46.1234 | 6272.1724 | 591.7534 | 472.249 | 472.249 | 472.249 | 119.5044 | 591.7534 | 3969.1683 | 3969.1683 | 908.9096 | 908.9096 | 2011.7437 | 2011.7437 | 291.2143 | 291.2143 | 757.3006 | 757.3006 | 197467218.5061 | 1449128277.4153 | 101197934.7172 | 4206569.3614 | 1752 | 69.8141 | 47826.0573 | 2823.757 | 3.5501 | 764.8554 | 264 | 2432 | 3689.5386 | 608 | 152 | 0.080576
3711 | 618.065 | 1003.2 | 800 | 3200 | 3 | 99.79% | 100 | 210.7953 | 209.7876 | 209.7876 | 1 | 210.7953 | 100 | 450.1012 | 424.3995 | 424.3995 | 424.3995 | 25.7017 | 450.1012 | 132.4136 | 117.8374 | 117.8374 | 117.8374 | 14.5762 | 132.4136 | 7099.986 | 6609.2647 | 6609.2647 | 6655.6832 | 444.3027 | 7053.5674 | 46.4186 | 46.4186 | 7099.986 | 598.3323 | 477.4257 | 477.4257 | 477.4257 | 120.9066 | 598.3323 | 4051.5653 | 4051.5653 | 991.4812 | 991.4812 | 2011.629 | 2011.629 | 291.1977 | 291.1977 | 757.2574 | 757.2574 | 199085316.7071 | 1449130133.5544 | 100099774.5678 | 3684775.1706 | 1752 | 70.4746 | 41049.3083 | 2423.6426 | 3.047 | 834.3877 | 264 | 2432 | 3689.5386 | 608 | 152 | 0.07973
3712 | 669.5704 | 1003.2 | 800 | 3200 | 3 | 99.83% | 100 | 214.9934 | 212.791 | 212.791 | 1 | 214.9934 | 100 | 484.0534 | 456.4116 | 456.4116 | 456.4116 | 27.6418 | 484.0534 | 132.4072 | 117.831 | 117.831 | 117.831 | 14.5762 | 132.4072 | 8164.6125 | 7608.8079 | 7608.8079 | 7655.0183 | 509.5942 | 8118.4022 | 46.2103 | 46.2103 | 8164.6125 | 603.5442 | 481.5108 | 481.5108 | 481.5108 | 122.0334 | 603.5442 | 4133.9627 | 4133.9627 | 1074.0459 | 1074.0459 | 2011.519 | 2011.519 | 291.1818 | 291.1818 | 757.216 | 757.216 | 200533448.7887 | 1449130133.5544 | 99413404.4673 | 2923013.1896 | 1752 | 71.1057 | 32719.8405 | 1931.8523 | 2.4288 | 903.92 | 264 | 2432 | 3689.5386 | 608 | 152 | 0.079201
3713 | 721.0758 | 1003.2 | 800 | 3200 | 3 | 99.85% | 100 | 219.1981 | 218.175 | 218.175 | 1 | 219.1981 | 100 | 518.0157 | 488.433 | 488.433 | 488.433 | 29.5827 | 518.0157 | 132.401 | 117.8248 | 117.8248 | 117.8248 | 14.5762 | 132.401 | 9653.8205 | 9006.3113 | 9006.3113 | 9052.948 | 600.8724 | 9607.1838 | 46.6367 | 46.6367 | 9653.8205 | 607.6807 | 484.7582 | 484.7582 | 484.7582 | 122.9225 | 607.6807 | 4216.3607 | 4216.3607 | 1156.6042 | 1156.6042 | 2011.4136 | 2011.4136 | 291.1666 | 291.1666 | 757.1763 | 757.1763 | 201672189.6196 | 1449130133.5544 | 98499167.8802 | 2698508.9458 | 1752 | 71.7131 | 30816.3956 | 1819.4687 | 2.2875 | 973.4523 | 264 | 2432 | 3689.5386 | 608 | 152 | 0.078497
3714 | 772.5812 | 1003.2 | 800 | 3200 | 3 | 99.86% | 100 | 223.4138 | 222.7067 | 222.7067 | 1 | 223.4138 | 100 | 552.0344 | 520.5075 | 520.5075 | 520.5075 | 31.5269 | 552.0344 | 132.3951 | 117.8189 | 117.8189 | 117.8189 | 14.5762 | 132.3951 | 10687.7134 | 9976.2049 | 9976.2049 | 10023.5724 | 664.1409 | 10640.3458 | 47.3675 | 47.3675 | 10687.7134 | 612.3829 | 488.4646 | 488.4646 | 488.4646 | 123.9183 | 612.3829 | 4298.7591 | 4298.7591 | 1239.1564 | 1239.1564 | 2011.3124 | 2011.3124 | 291.1519 | 291.1519 | 757.1383 | 757.1383 | 202730676.3639 | 1449130133.5544 | 97649291.3961 | 2489898.6856 | 1752 | 72.2957 | 29094.9938 | 1717.8333 | 2.1597 | 1042.9846 | 264 | 2432 | 3689.5386 | 608 | 152 | 0.077843
3715 | 824.0866 | 1003.2 | 800 | 3200 | 3 | 99.87% | 100 | 227.6338 | 227.0402 | 227.0402 | 1 | 227.6338 | 100 | 585.9763 | 552.5094 | 552.5094 | 552.5094 | 33.4669 | 585.9763 | 132.3894 | 117.8132 | 117.8132 | 117.8132 | 14.5762 | 132.3894 | 11422.8199 | 10665.5421 | 10665.5421 | 10713.6199 | 709.2 | 11374.7421 | 48.0777 | 48.0777 | 11422.8199 | 617.2581 | 492.3108 | 492.3108 | 492.3108 | 124.9473 | 617.2581 | 4381.1579 | 4381.1579 | 1321.703 | 1321.703 | 2011.2153 | 2011.2153 | 291.1378 | 291.1378 | 757.1017 | 757.1017 | 203685664.0871 | 1449130133.5544 | 96838388.6829 | 2345813.6756 | 1752 | 72.8551 | 27548.7951 | 1626.5423 | 2.0449 | 1112.5169 | 264 | 2432 | 3689.5386 | 608 | 152 | 0.077218
3716 | 875.592 | 1003.2 | 800 | 3200 | 3 | 99.89% | 100 | 231.8496 | 230.7196 | 230.7196 | 1 | 231.8496 | 100 | 619.8884 | 584.4831 | 584.4831 | 584.4831 | 35.4053 | 619.8884 | 132.3843 | 117.8081 | 117.8081 | 117.8081 | 14.5762 | 132.3843 | 12893.4373 | 12046.7412 | 12046.7412 | 12094.0644 | 799.3729 | 12846.1141 | 47.3232 | 47.3232 | 12893.4373 | 620.8715 | 495.156 | 495.156 | 495.156 | 125.7154 | 620.8715 | 4463.557 | 4463.557 | 1404.2443 | 1404.2443 | 2011.1219 | 2011.1219 | 291.1243 | 291.1243 | 757.0665 | 757.0665 | 204519681.3499 | 1449115762.413 | 96365836.4359 | 1998719.8012 | 1752 | 73.391 | 22438.7224 | 1324.8322 | 1.6656 | 1182.0492 | 264 | 2432 | 3689.5386 | 608 | 152 | 0.076854
3717 | 927.0974 | 1003.2 | 800 | 3200 | 3 | 99.89% | 100 | 236.0677 | 235.4228 | 235.4228 | 1 | 236.0677 | 100 | 653.896 | 616.5468 | 616.5468 | 616.5468 | 37.3492 | 653.896 | 132.3796 | 117.8033 | 117.8033 | 117.8033 | 14.5763 | 132.3796 | 14162.9181 | 13240.6795 | 13240.6795 | 13285.7024 | 877.2157 | 14117.8953 | 45.0228 | 45.0228 | 14162.9181 | 624.299 | 497.8567 | 497.8567 | 497.8567 | 126.4423 | 624.299 | 4545.9566 | 4545.9566 | 1486.7804 | 1486.7804 | 2011.0321 | 2011.0321 | 291.1113 | 291.1113 | 757.0327 | 757.0327 | 205221723.0042 | 1449119501.0381 | 95777869.3666 | 1880906.5911 | 1752 | 73.9075 | 20220.5837 | 1193.8683 | 1.501 | 1251.5815 | 264 | 2432 | 3689.5386 | 608 | 152 | 0.076401
3718 | 978.6028 | 1003.2 | 800 | 3200 | 3 | 99.9% | 100 | 240.2895 | 239.4113 | 239.4113 | 1 | 240.2895 | 100 | 687.9157 | 648.6218 | 648.6218 | 648.6218 | 39.2939 | 687.9157 | 132.3745 | 117.7982 | 117.7982 | 117.7982 | 14.5763 | 132.3745 | 15181.5425 | 14197.1553 | 14197.1553 | 14241.7474 | 939.795 | 15136.9503 | 44.5922 | 44.5922 | 15181.5425 | 627.6888 | 500.5235 | 500.5235 | 500.5235 | 127.1652 | 627.6888 | 4628.3564 | 4628.3564 | 1569.3119 | 1569.3119 | 2010.9456 | 2010.9456 | 291.0988 | 291.0988 | 757.0002 | 757.0002 | 205891334.5178 | 1449123239.6631 | 95260167.5097 | 1725258.3094 | 1752 | 74.4041 | 18977.9307 | 1120.4993 | 1.4087 | 1321.1138 | 264 | 2432 | 3689.5386 | 608 | 152 | 0.076002
3719 | 1030.1083 | 1003.2 | 800 | 3200 | 2 | 99.91% | 100 | 239.2498 | 238.6877 | 238.6877 | 1 | 239.2498 | 100 | 721.9532 | 680.7153 | 680.7153 | 680.7153 | 41.2379 | 721.9532 | 132.375 | 117.7988 | 117.7988 | 117.7988 | 14.5762 | 132.375 | 10902.54 | 10179.5788 | 10179.5788 | 10224.9303 | 677.6097 | 10857.1884 | 45.3516 | 45.3516 | 10902.54 | 630.8017 | 502.9774 | 502.9774 | 502.9774 | 127.8243 | 630.8017 | 4613.953 | 4613.953 | 1651.9195 | 1651.9195 | 2010.9605 | 2010.9605 | 194.0673 | 194.0673 | 757.0058 | 757.0058 | 206490702.1347 | 1449126978.2882 | 94778122.6648 | 1604196.9124 | 1752 | 74.8823 | 17977.7982 | 1061.4493 | 1.3345 | 1390.6462 | 264 | 2432 | 3689.5386 | 608 | 152 | 0.075631
3720 | 206.0217 | 22.8 | 1000 | 4000 | 7 | 33.68% | 100 | 139.4121 | 140.9222 | 140.9222 | 1 | 139.4121 | 100 | 132.908 | 125.341 | 125.341 | 125.341 | 7.567 | 132.908 | 43.6964 | 38.8996 | 38.8996 | 38.8996 | 4.7968 | 43.6964 | 107.2173 | 51.5773 | 51.5773 | 92.0307 | 15.1866 | 66.7639 | 40.4534 | 40.4534 | 107.2173 | 338.8716 | 277.0637 | 277.0637 | 277.0637 | 61.8079 | 338.8716 | 2008.4959 | 2008.4959 | 331.5268 | 331.5268 | 45.8618 | 45.8618 | 681.5853 | 681.5853 | 949.5221 | 949.5221 | 233615345.9699 | 100080123.8448 | 256444405.7679 | 1161860124.4174 | 1752 | 0 | 11468936.3493 | 677151.5625 | 851.3261 | 278.1292 | 6 | 3040 | 4611.9232 | 760 | 190 | 0.15829
3721 | 257.5271 | 22.8 | 1000 | 4000 | 7 | 40.66% | 100 | 140.2415 | 141.5328 | 141.5328 | 1 | 140.2415 | 100 | 134.0654 | 126.4306 | 126.4306 | 126.4306 | 7.6348 | 134.0654 | 43.6864 | 38.8896 | 38.8896 | 38.8896 | 4.7968 | 43.6864 | 113.4118 | 57.2521 | 57.2521 | 97.8489 | 15.5629 | 72.815 | 40.5968 | 40.5968 | 113.4118 | 269.1409 | 220.0491 | 220.0491 | 220.0491 | 49.0918 | 269.1409 | 2090.8385 | 2090.8385 | 414.3017 | 414.3017 | 45.8499 | 45.8499 | 681.4096 | 681.4096 | 949.2773 | 949.2773 | 289521848.0825 | 100080123.8448 | 322781147.9133 | 1039616880.1594 | 1752 | 0 | 10297010.7305 | 607958.4621 | 764.3354 | 347.6615 | 6 | 3040 | 4611.9232 | 760 | 190 | 0.19923
3722 | 309.0325 | 22.8 | 1000 | 4000 | 7 | 47.64% | 100 | 141.0792 | 142.0957 | 142.0957 | 1 | 141.0792 | 100 | 134.849 | 127.1679 | 127.1679 | 127.1679 | 7.6811 | 134.849 | 43.6772 | 38.8805 | 38.8805 | 38.8805 | 4.7968 | 43.6772 | 121.1602 | 64.3354 | 64.3354 | 105.1277 | 16.0326 | 80.3679 | 40.7923 | 40.7923 | 121.1602 | 223.1949 | 182.4817 | 182.4817 | 182.4817 | 40.7132 | 223.1949 | 2173.1867 | 2173.1867 | 497.0449 | 497.0449 | 45.8391 | 45.8391 | 681.2491 | 681.2491 | 949.0537 | 949.0537 | 345409690.0533 | 100080123.8448 | 389134529.1612 | 917375656.9407 | 1752 | 0 | 9133894.0864 | 539285.4633 | 677.9985 | 417.1938 | 6 | 3040 | 4611.9232 | 760 | 190 | 0.24019
3723 | 360.5379 | 22.8 | 1000 | 4000 | 7 | 54.62% | 100 | 141.9493 | 142.6122 | 142.6122 | 1 | 141.9493 | 100 | 135.4118 | 127.6971 | 127.6971 | 127.6971 | 7.7147 | 135.4118 | 43.6688 | 38.872 | 38.872 | 38.872 | 4.7968 | 43.6688 | 131.109 | 73.4269 | 73.4269 | 114.4734 | 16.6357 | 90.0626 | 41.0464 | 41.0464 | 131.109 | 190.7611 | 155.9859 | 155.9859 | 155.9859 | 34.7752 | 190.7611 | 2255.54 | 2255.54 | 579.7604 | 579.7604 | 45.8292 | 45.8292 | 681.1018 | 681.1018 | 948.8486 | 948.8486 | 401288780.993 | 100080123.8448 | 455607482.9118 | 795023612.2504 | 1752 | 0 | 7958166.2133 | 469867.8693 | 590.7256 | 486.7262 | 6 | 3040 | 4611.9232 | 760 | 190 | 0.28121
3724 | 412.0433 | 22.8 | 1000 | 4000 | 7 | 61.6% | 100 | 143.2263 | 143.4264 | 143.4264 | 1 | 143.2263 | 100 | 135.6833 | 127.9516 | 127.9516 | 127.9516 | 7.7316 | 135.6833 | 43.6611 | 38.8643 | 38.8643 | 38.8643 | 4.7968 | 43.6611 | 144.2544 | 85.5415 | 85.5415 | 126.8126 | 17.4418 | 102.9833 | 41.2711 | 41.2711 | 144.2544 | 168.2837 | 137.9172 | 137.9172 | 137.9172 | 30.3665 | 168.2837 | 2337.8977 | 2337.8977 | 662.4515 | 662.4515 | 45.8201 | 45.8201 | 680.9663 | 680.9663 | 948.6598 | 948.6598 | 457418844.6907 | 100080123.8448 | 521749266.7585 | 672751764.706 | 1752 | 3.7312e-17 | 6762349.2705 | 399264.172 | 501.9615 | 556.2585 | 6 | 3040 | 4611.9232 | 760 | 190 | 0.32204
3725 | 463.5487 | 22.8 | 1000 | 4000 | 7 | 67.91% | 100 | 144.1455 | 143.7649 | 143.7649 | 1 | 144.1455 | 100 | 137.0222 | 129.2129 | 129.2129 | 129.2129 | 7.8093 | 137.0222 | 43.654 | 38.8572 | 38.8572 | 38.8572 | 4.7968 | 43.654 | 161.5405 | 101.5301 | 101.5301 | 143.0444 | 18.496 | 120.0262 | 41.5143 | 41.5143 | 161.5405 | 149.6812 | 122.6678 | 122.6678 | 122.6678 | 27.0134 | 149.6812 | 2420.2593 | 2420.2593 | 745.121 | 745.121 | 45.8117 | 45.8117 | 680.8412 | 680.8412 | 948.4855 | 948.4855 | 507250022.4012 | 100080123.8448 | 582477362.6983 | 562192497.3927 | 1752 | 0.66584 | 5675573.9952 | 335098.5376 | 421.2914 | 625.7908 | 6 | 3040 | 4611.9232 | 760 | 190 | 0.35979
3726 | 515.0541 | 22.8 | 1000 | 4000 | 7 | 72.88% | 100 | 145.4751 | 144.6992 | 144.6992 | 1 | 145.4751 | 100 | 140.2325 | 132.2389 | 132.2389 | 132.2389 | 7.9935 | 140.2325 | 43.6473 | 38.8506 | 38.8506 | 38.8506 | 4.7968 | 43.6473 | 181.1189 | 120.0154 | 120.0154 | 161.4161 | 19.7028 | 139.7182 | 41.4007 | 41.4007 | 181.1189 | 137.1673 | 112.3805 | 112.3805 | 112.3805 | 24.7868 | 137.1673 | 2502.6244 | 2502.6244 | 827.7712 | 827.7712 | 45.8039 | 45.8039 | 680.7253 | 680.7253 | 948.324 | 948.324 | 546457545.517 | 100080123.8448 | 630386456.9866 | 475075873.6516 | 1752 | 2.6686 | 4771323.5201 | 281709.5743 | 354.1699 | 695.3231 | 6 | 3040 | 4611.9232 | 760 | 190 | 0.38941
3727 | 566.5595 | 22.8 | 1000 | 4000 | 7 | 76.77% | 100 | 147.4217 | 146.3747 | 146.3747 | 1 | 147.4217 | 100 | 145.2478 | 136.9671 | 136.9671 | 136.9671 | 8.2807 | 145.2478 | 43.6412 | 38.8444 | 38.8444 | 38.8444 | 4.7968 | 43.6412 | 202.3709 | 139.9289 | 139.9289 | 181.3676 | 21.0033 | 160.9322 | 41.4387 | 41.4387 | 202.3709 | 128.6113 | 105.3187 | 105.3187 | 105.3187 | 23.2925 | 128.6113 | 2584.9925 | 2584.9925 | 910.4043 | 910.4043 | 45.7966 | 45.7966 | 680.6176 | 680.6176 | 948.174 | 948.174 | 577502606.225 | 100080123.8448 | 667449499.8668 | 406967776.033 | 1752 | 5.615 | 4105971.4848 | 242425.7073 | 304.7816 | 764.8554 | 6 | 3040 | 4611.9232 | 760 | 190 | 0.4127
3728 | 618.065 | 22.8 | 1000 | 4000 | 7 | 79.83% | 100 | 149.8499 | 148.6492 | 148.6492 | 1 | 149.8499 | 100 | 151.3955 | 142.7632 | 142.7632 | 142.7632 | 8.6323 | 151.3955 | 43.6355 | 38.8387 | 38.8387 | 38.8387 | 4.7968 | 43.6355 | 225.0877 | 161.2774 | 161.2774 | 202.6954 | 22.3923 | 183.6697 | 41.418 | 41.418 | 225.0877 | 122.5742 | 100.3505 | 100.3505 | 100.3505 | 22.2237 | 122.5742 | 2667.3635 | 2667.3635 | 993.022 | 993.022 | 45.7899 | 45.7899 | 680.5173 | 680.5173 | 948.0343 | 948.0343 | 602374424.3006 | 100080123.8448 | 696202450.5871 | 353343008.4041 | 1752 | 9.1623 | 3554648.8572 | 209874.3907 | 263.8575 | 834.3877 | 6 | 3040 | 4611.9232 | 760 | 190 | 0.43039
3729 | 669.5704 | 22.8 | 1000 | 4000 | 7 | 82.61% | 100 | 152.5905 | 151.0924 | 151.0924 | 1 | 152.5905 | 100 | 157.8563 | 148.8544 | 148.8544 | 148.8544 | 9.0019 | 157.8563 | 43.6301 | 38.8333 | 38.8333 | 38.8333 | 4.7968 | 43.6301 | 251.116 | 185.4855 | 185.4855 | 227.1324 | 23.9836 | 209.4691 | 41.6469 | 41.6469 | 251.116 | 117.9211 | 96.5209 | 96.5209 | 96.5209 | 21.4002 | 117.9211 | 2749.7369 | 2749.7369 | 1075.6258 | 1075.6258 | 45.7836 | 45.7836 | 680.4237 | 680.4237 | 947.9038 | 947.9038 | 625096401.1774 | 100080123.8448 | 722098665.7222 | 304724809.2556 | 1752 | 12.6856 | 3090025.5143 | 182441.993 | 229.3691 | 903.92 | 6 | 3040 | 4611.9232 | 760 | 190 | 0.4465
3730 | 721.0758 | 22.8 | 1000 | 4000 | 7 | 84.81% | 100 | 155.4477 | 153.8475 | 153.8475 | 1 | 155.4477 | 100 | 164.6594 | 155.2684 | 155.2684 | 155.2684 | 9.391 | 164.6594 | 43.6251 | 38.8283 | 38.8283 | 38.8283 | 4.7968 | 43.6251 | 279.9088 | 212.5698 | 212.5698 | 254.161 | 25.7478 | 238.3176 | 41.5912 | 41.5912 | 279.9088 | 114.1529 | 93.3955 | 93.3955 | 93.3955 | 20.7574 | 114.1529 | 2832.1126 | 2832.1126 | 1158.2171 | 1158.2171 | 45.7777 | 45.7777 | 680.3361 | 680.3361 | 947.7818 | 947.7818 | 643190239.3984 | 100080123.8448 | 742566761.0774 | 266162875.6794 | 1752 | 16.4011 | 2670752.9007 | 157687.2035 | 198.2469 | 973.4523 | 6 | 3040 | 4611.9232 | 760 | 190 | 0.45875
3731 | 772.5812 | 22.8 | 1000 | 4000 | 7 | 86.52% | 100 | 158.5612 | 156.9433 | 156.9433 | 1 | 158.5612 | 100 | 172.1008 | 162.2843 | 162.2843 | 162.2843 | 9.8165 | 172.1008 | 43.6204 | 38.8237 | 38.8237 | 38.8237 | 4.7968 | 43.6204 | 308.9796 | 240.0408 | 240.0408 | 281.4439 | 27.5356 | 267.5764 | 41.4031 | 41.4031 | 308.9796 | 111.3435 | 91.0556 | 91.0556 | 91.0556 | 20.2879 | 111.3435 | 2914.4904 | 2914.4904 | 1240.797 | 1240.797 | 45.7722 | 45.7722 | 680.2539 | 680.2539 | 947.6673 | 947.6673 | 658234590.0788 | 100080123.8448 | 757514163.7973 | 236171122.2792 | 1752 | 20.0934 | 2378659.3487 | 140441.3492 | 176.5652 | 1042.9846 | 6 | 3040 | 4611.9232 | 760 | 190 | 0.46856
3732 | 824.0866 | 22.8 | 1000 | 4000 | 7 | 87.98% | 100 | 161.8973 | 160.1802 | 160.1802 | 1 | 161.8973 | 100 | 179.7769 | 169.5215 | 169.5215 | 169.5215 | 10.2554 | 179.7769 | 43.616 | 38.8192 | 38.8192 | 38.8192 | 4.7968 | 43.616 | 339.5698 | 268.6374 | 268.6374 | 310.1662 | 29.4036 | 298.041 | 41.5288 | 41.5288 | 339.5698 | 109.1689 | 89.2362 | 89.2362 | 89.2362 | 19.9327 | 109.1689 | 2996.87 | 2996.87 | 1323.3666 | 1323.3666 | 45.767 | 45.767 | 680.1767 | 680.1767 | 947.5597 | 947.5597 | 671360290.1734 | 100080123.8448 | 769931749.2661 | 210627836.7157 | 1752 | 23.6653 | 2123991.9995 | 125405.2213 | 157.6615 | 1112.5169 | 6 | 3040 | 4611.9232 | 760 | 190 | 0.47632
3733 | 875.592 | 22.8 | 1000 | 4000 | 7 | 89.2% | 100 | 165.3572 | 163.6493 | 163.6493 | 1 | 165.3572 | 100 | 187.5863 | 176.8843 | 176.8843 | 176.8843 | 10.702 | 187.5863 | 43.6119 | 38.8151 | 38.8151 | 38.8151 | 4.7968 | 43.6119 | 372.7447 | 299.6049 | 299.6049 | 341.3197 | 31.425 | 331.0299 | 41.7148 | 41.7148 | 372.7447 | 107.3689 | 87.7292 | 87.7292 | 87.7292 | 19.6397 | 107.3689 | 3079.2513 | 3079.2513 | 1405.9267 | 1405.9267 | 45.7621 | 45.7621 | 680.104 | 680.104 | 947.4585 | 947.4585 | 682536451.4723 | 100080123.8448 | 780094582.9244 | 189288841.7585 | 1752 | 27.0738 | 1923813.8637 | 113586.2581 | 142.8025 | 1182.0492 | 6 | 3040 | 4611.9232 | 760 | 190 | 0.48258
3734 | 927.0974 | 22.8 | 1000 | 4000 | 7 | 90.34% | 100 | 168.9107 | 166.9905 | 166.9905 | 1 | 168.9107 | 100 | 195.531 | 184.3747 | 184.3747 | 184.3747 | 11.1563 | 195.531 | 43.608 | 38.8112 | 38.8112 | 38.8112 | 4.7968 | 43.608 | 408.0263 | 332.6802 | 332.6802 | 374.4415 | 33.5848 | 366.265 | 41.7613 | 41.7613 | 408.0263 | 105.8933 | 86.494 | 86.494 | 86.494 | 19.3993 | 105.8933 | 3161.6342 | 3161.6342 | 1488.4783 | 1488.4783 | 45.7575 | 45.7575 | 680.0354 | 680.0354 | 947.363 | 947.363 | 693072955.8778 | 100080123.8448 | 789549407.6111 | 169297512.6663 | 1752 | 30.2353 | 1713556.182 | 101172.1759 | 127.1953 | 1251.5815 | 6 | 3040 | 4611.9232 | 760 | 190 | 0.48841
3735 | 978.6028 | 22.8 | 1000 | 4000 | 7 | 91.35% | 100 | 172.5064 | 170.4804 | 170.4804 | 1 | 172.5064 | 100 | 203.4534 | 191.844 | 191.844 | 191.844 | 11.6094 | 203.4534 | 43.6043 | 38.8075 | 38.8075 | 38.8075 | 4.7968 | 43.6043 | 448.2307 | 370.4434 | 370.4434 | 412.1721 | 36.0586 | 406.5019 | 41.7287 | 41.7287 | 448.2307 | 104.5639 | 85.3801 | 85.3801 | 85.3801 | 19.1839 | 104.5639 | 3244.0185 | 3244.0185 | 1571.0219 | 1571.0219 | 45.7531 | 45.7531 | 679.9707 | 679.9707 | 947.2728 | 947.2728 | 702667099.832 | 100080123.8448 | 797652043.8483 | 151600732.4749 | 1752 | 33.1966 | 1536316.0903 | 90707.5259 | 114.039 | 1321.1138 | 6 | 3040 | 4611.9232 | 760 | 190 | 0.4934
3736 | 1030.1083 | 22.8 | 1000 | 4000 | 7 | 92.29% | 100 | 176.1665 | 173.9488 | 173.9488 | 1 | 176.1665 | 100 | 211.3678 | 199.3058 | 199.3058 | 199.3058 | 12.062 | 211.3678 | 43.6008 | 38.804 | 38.804 | 38.804 | 4.7968 | 43.6008 | 494.1545 | 413.4776 | 413.4776 | 455.2816 | 38.8728 | 452.3504 | 41.804 | 41.804 | 494.1545 | 103.3891 | 84.396 | 84.396 | 84.396 | 18.993 | 103.3891 | 3326.4041 | 3326.4041 | 1653.5583 | 1653.5583 | 45.749 | 45.749 | 679.9094 | 679.9094 | 947.1874 | 947.1874 | 711441303.3944 | 100080123.8448 | 805400709.5526 | 135077863.2082 | 1752 | 35.945 | 1371903.7026 | 81000.2521 | 101.8348 | 1390.6462 | 6 | 3040 | 4611.9232 | 760 | 190 | 0.49818
3737 | 154.5162 | 53.2 | 1000 | 4000 | 7 | 34.45% | 100 | 137.9615 | 139.6352 | 139.6352 | 1 | 137.9615 | 100 | 122.1463 | 115.1925 | 115.1925 | 115.1925 | 6.9538 | 122.1463 | 43.6992 | 38.9024 | 38.9024 | 38.9024 | 4.7968 | 43.6992 | 108.1422 | 52.402 | 52.402 | 92.8934 | 15.2487 | 67.6507 | 40.4914 | 40.4914 | 108.1422 | 483.6212 | 395.4065 | 395.4065 | 395.4065 | 88.2147 | 483.6212 | 1986.9056 | 1986.9056 | 248.6629 | 248.6629 | 107.0184 | 107.0184 | 681.6341 | 681.6341 | 949.5901 | 949.5901 | 190127127.7482 | 233520288.9712 | 179935368.2224 | 1148417215.0582 | 1752 | 2.8389e-18 | 11343086.2952 | 669721.0948 | 841.9844 | 208.5969 | 14 | 3040 | 4611.9232 | 760 | 190 | 0.11112
3738 | 206.0217 | 53.2 | 1000 | 4000 | 7 | 41.4% | 100 | 138.8125 | 140.2762 | 140.2762 | 1 | 138.8125 | 100 | 125.7393 | 118.5791 | 118.5791 | 118.5791 | 7.1602 | 125.7393 | 43.6889 | 38.8922 | 38.8922 | 38.8922 | 4.7968 | 43.6889 | 114.5168 | 58.2333 | 58.2333 | 98.8893 | 15.6276 | 73.8608 | 40.656 | 40.656 | 114.5168 | 354.6356 | 289.9435 | 289.9435 | 289.9435 | 64.6921 | 354.6356 | 2069.2466 | 2069.2466 | 331.463 | 331.463 | 106.9902 | 106.9902 | 681.4541 | 681.4541 | 949.3393 | 949.3393 | 246418037.9928 | 233520288.9712 | 245314869.3239 | 1026746803.7121 | 1752 | 3.2445e-18 | 10183353.8512 | 601247.9067 | 755.8987 | 278.1292 | 14 | 3040 | 4611.9232 | 760 | 190 | 0.15146
3739 | 257.5271 | 53.2 | 1000 | 4000 | 6 | 48.36% | 100 | 134.385 | 135.7165 | 135.7165 | 1 | 134.385 | 100 | 128.1025 | 120.8081 | 120.8081 | 120.8081 | 7.2944 | 128.1025 | 43.6907 | 38.8939 | 38.8939 | 38.8939 | 4.7968 | 43.6907 | 112.5578 | 56.208 | 56.208 | 97.0583 | 15.4994 | 71.7075 | 40.8503 | 40.8503 | 112.5578 | 279.4962 | 228.5181 | 228.5181 | 228.5181 | 50.9782 | 279.4962 | 2054.853 | 2054.853 | 414.3471 | 414.3471 | 106.9949 | 106.9949 | 584.1295 | 584.1295 | 949.3815 | 949.3815 | 302537522.277 | 233520288.9712 | 311211071.6595 | 904731117.0923 | 1752 | 3.0417e-18 | 9015204.2257 | 532277.7494 | 669.1883 | 347.6615 | 14 | 3040 | 4611.9232 | 760 | 190 | 0.19213
3740 | 309.0325 | 53.2 | 1000 | 4000 | 6 | 55.34% | 100 | 135.1974 | 136.2313 | 136.2313 | 1 | 135.1974 | 100 | 129.7275 | 122.3388 | 122.3388 | 122.3388 | 7.3887 | 129.7275 | 43.6811 | 38.8844 | 38.8844 | 38.8844 | 4.7968 | 43.6811 | 121.4059 | 64.3138 | 64.3138 | 105.3699 | 16.0361 | 80.3499 | 41.056 | 41.056 | 121.4059 | 230.4196 | 188.3907 | 188.3907 | 188.3907 | 42.0289 | 230.4196 | 2137.1989 | 2137.1989 | 497.0948 | 497.0948 | 106.9687 | 106.9687 | 583.9864 | 583.9864 | 949.149 | 949.149 | 358574969.3681 | 233520288.9712 | 377388762.456 | 782515979.2047 | 1752 | 3.2445e-18 | 7837283.6793 | 462730.6951 | 581.7526 | 417.1938 | 14 | 3040 | 4611.9232 | 760 | 190 | 0.23297
3741 | 360.5379 | 53.2 | 1000 | 4000 | 6 | 62.34% | 100 | 136.0156 | 136.6531 | 136.6531 | 1 | 136.0156 | 100 | 130.823 | 123.3703 | 123.3703 | 123.3703 | 7.4526 | 130.823 | 43.6724 | 38.8756 | 38.8756 | 38.8756 | 4.7968 | 43.6724 | 133.3303 | 75.1996 | 75.1996 | 116.5671 | 16.7632 | 91.9628 | 41.3675 | 41.3675 | 133.3303 | 195.9514 | 160.2084 | 160.2084 | 160.2084 | 35.743 | 195.9514 | 2219.5501 | 2219.5501 | 579.8138 | 579.8138 | 106.9447 | 106.9447 | 583.8554 | 583.8554 | 948.9361 | 948.9361 | 414730652.6523 | 233520288.9712 | 443913954.4972 | 659835103.8793 | 1752 | 1.1356e-17 | 6654189.0118 | 392878.1492 | 493.9329 | 486.7262 | 14 | 3040 | 4611.9232 | 760 | 190 | 0.27402
3742 | 412.0433 | 53.2 | 1000 | 4000 | 6 | 68.82% | 100 | 137.3774 | 137.4567 | 137.4567 | 1 | 137.3774 | 100 | 132.4618 | 124.9143 | 124.9143 | 124.9143 | 7.5475 | 132.4618 | 43.6644 | 38.8676 | 38.8676 | 38.8676 | 4.7968 | 43.6644 | 149.2941 | 89.9855 | 89.9855 | 131.5525 | 17.7416 | 107.7271 | 41.567 | 41.567 | 149.2941 | 172.5703 | 141.4313 | 141.4313 | 141.4313 | 31.139 | 172.5703 | 2301.9059 | 2301.9059 | 662.5078 | 662.5078 | 106.9227 | 106.9227 | 583.735 | 583.735 | 948.7404 | 948.7404 | 466276994.2422 | 233520288.9712 | 505926574.5938 | 546276142.1928 | 1752 | 0.39345 | 5524025.8525 | 326150.7975 | 410.0421 | 556.2585 | 14 | 3040 | 4611.9232 | 760 | 190 | 0.31348
3743 | 463.5487 | 53.2 | 1000 | 4000 | 6 | 74.19% | 100 | 138.6582 | 138.2547 | 138.2547 | 1 | 138.6582 | 100 | 135.7828 | 128.0447 | 128.0447 | 128.0447 | 7.7381 | 135.7828 | 43.657 | 38.8602 | 38.8602 | 38.8602 | 4.7968 | 43.657 | 168.4698 | 107.844 | 107.844 | 149.5562 | 18.9136 | 126.7576 | 41.7122 | 41.7122 | 168.4698 | 155.642 | 127.5165 | 127.5165 | 127.5165 | 28.1256 | 155.642 | 2384.2658 | 2384.2658 | 745.1795 | 745.1795 | 106.9023 | 106.9023 | 583.624 | 583.624 | 948.56 | 948.56 | 509154039.3492 | 233520288.9712 | 557210213.6589 | 452115458.0207 | 1752 | 2.0388 | 4572226.0005 | 269954.413 | 339.3911 | 625.7908 | 14 | 3040 | 4611.9232 | 760 | 190 | 0.34483
3744 | 515.0541 | 53.2 | 1000 | 4000 | 6 | 78.21% | 100 | 140.448 | 139.7517 | 139.7517 | 1 | 140.448 | 100 | 140.9536 | 132.9195 | 132.9195 | 132.9195 | 8.0341 | 140.9536 | 43.6502 | 38.8534 | 38.8534 | 38.8534 | 4.7968 | 43.6502 | 189.8632 | 127.9855 | 127.9855 | 169.6389 | 20.2242 | 148.2097 | 41.6534 | 41.6534 | 189.8632 | 144.2202 | 118.1014 | 118.1014 | 118.1014 | 26.1188 | 144.2202 | 2466.6294 | 2466.6294 | 827.8315 | 827.8315 | 106.8835 | 106.8835 | 583.5213 | 583.5213 | 948.3931 | 948.3931 | 541299739.8934 | 233520288.9712 | 595421522.0534 | 381758449.8028 | 1752 | 4.9449 | 3861006.9089 | 227962.4528 | 286.5981 | 695.3231 | 14 | 3040 | 4611.9232 | 760 | 190 | 0.36826
3745 | 566.5595 | 53.2 | 1000 | 4000 | 6 | 81.43% | 100 | 142.7461 | 141.833 | 141.833 | 1 | 142.7461 | 100 | 147.3594 | 138.9589 | 138.9589 | 138.9589 | 8.4005 | 147.3594 | 43.6438 | 38.847 | 38.847 | 38.847 | 4.7968 | 43.6438 | 213.2619 | 149.9765 | 149.9765 | 191.6012 | 21.6607 | 171.6372 | 41.6247 | 41.6247 | 213.2619 | 136.3245 | 111.5793 | 111.5793 | 111.5793 | 24.7452 | 136.3245 | 2548.9963 | 2548.9963 | 910.466 | 910.466 | 106.8661 | 106.8661 | 583.426 | 583.426 | 948.2382 | 948.2382 | 567500152.422 | 233520288.9712 | 625631142.7802 | 325348415.8266 | 1752 | 8.3949 | 3299298.2254 | 194797.9203 | 244.9031 | 764.8554 | 14 | 3040 | 4611.9232 | 760 | 190 | 0.38684
3746 | 618.065 | 53.2 | 1000 | 4000 | 6 | 84.17% | 100 | 145.4104 | 144.2236 | 144.2236 | 1 | 145.4104 | 100 | 154.3839 | 145.5816 | 145.5816 | 145.5816 | 8.8022 | 154.3839 | 43.6379 | 38.8411 | 38.8411 | 38.8411 | 4.7968 | 43.6379 | 239.68 | 174.5686 | 174.5686 | 216.4061 | 23.2738 | 197.8424 | 41.8375 | 41.8375 | 239.68 | 130.4405 | 106.7058 | 106.7058 | 106.7058 | 23.7347 | 130.4405 | 2631.366 | 2631.366 | 993.0847 | 993.0847 | 106.8498 | 106.8498 | 583.3374 | 583.3374 | 948.0941 | 948.0941 | 589785155.4677 | 233520288.9712 | 651352439.5282 | 277342065.1962 | 1751.9999 | 11.9884 | 2812550.9456 | 166059.2761 | 208.7725 | 834.3877 | 14 | 3040 | 4611.9232 | 760 | 190 | 0.40293
3747 | 669.5704 | 53.2 | 1000 | 4000 | 6 | 86.22% | 100 | 148.3483 | 147.1523 | 147.1523 | 1 | 148.3483 | 100 | 161.885 | 152.6539 | 152.6539 | 152.6539 | 9.2311 | 161.885 | 43.6324 | 38.8356 | 38.8356 | 38.8356 | 4.7968 | 43.6324 | 268.4851 | 201.7342 | 201.7342 | 243.444 | 25.041 | 226.7753 | 41.7098 | 41.7098 | 268.4851 | 126.1454 | 103.1694 | 103.1694 | 103.1694 | 22.976 | 126.1454 | 2713.7384 | 2713.7384 | 1075.6893 | 1075.6893 | 106.8347 | 106.8347 | 583.2547 | 583.2547 | 947.9598 | 947.9598 | 607388892.9418 | 233520288.9712 | 669663283.9105 | 241427534.1765 | 1752 | 15.8294 | 2441289.2284 | 144139.1569 | 181.2141 | 903.92 | 14 | 3040 | 4611.9232 | 760 | 190 | 0.41463
3748 | 721.0758 | 53.2 | 1000 | 4000 | 6 | 87.95% | 100 | 151.4878 | 150.191 | 150.191 | 1 | 151.4878 | 100 | 169.8268 | 160.1416 | 160.1416 | 160.1416 | 9.6852 | 169.8268 | 43.6273 | 38.8305 | 38.8305 | 38.8305 | 4.7968 | 43.6273 | 299.1156 | 230.536 | 230.536 | 272.197 | 26.9186 | 257.4546 | 41.6609 | 41.6609 | 299.1156 | 122.8052 | 100.3884 | 100.3884 | 100.3884 | 22.4168 | 122.8052 | 2796.1131 | 2796.1131 | 1158.2811 | 1158.2811 | 106.8205 | 106.8205 | 583.1774 | 583.1774 | 947.8341 | 947.8341 | 622268270.5247 | 233520288.9712 | 685165710.4513 | 211045746.5039 | 1752 | 19.5872 | 2137334.0174 | 126192.9638 | 158.6519 | 973.4523 | 14 | 3040 | 4611.9232 | 760 | 190 | 0.42419
3749 | 772.5812 | 53.2 | 1000 | 4000 | 6 | 89.38% | 100 | 154.8378 | 153.4516 | 153.4516 | 1 | 154.8378 | 100 | 178.037 | 167.8824 | 167.8824 | 167.8824 | 10.1546 | 178.037 | 43.6224 | 38.8257 | 38.8257 | 38.8257 | 4.7968 | 43.6224 | 331.7995 | 261.0494 | 261.0494 | 302.888 | 28.9115 | 289.9609 | 41.8386 | 41.8386 | 331.7995 | 120.2379 | 98.2429 | 98.2429 | 98.2429 | 21.9949 | 120.2379 | 2878.49 | 2878.49 | 1240.8613 | 1240.8613 | 106.8073 | 106.8073 | 583.105 | 583.105 | 947.7164 | 947.7164 | 635188704.6172 | 233520288.9712 | 697206072.7475 | 186084933.6641 | 1752 | 23.2283 | 1898445.3599 | 112088.445 | 140.9194 | 1042.9846 | 14 | 3040 | 4611.9232 | 760 | 190 | 0.43161
3750 | 824.0866 | 53.2 | 1000 | 4000 | 6 | 90.59% | 100 | 158.31 | 156.8366 | 156.8366 | 1 | 158.31 | 100 | 186.4012 | 175.7684 | 175.7684 | 175.7684 | 10.6328 | 186.4012 | 43.6179 | 38.8211 | 38.8211 | 38.8211 | 4.7968 | 43.6179 | 367.2033 | 294.1756 | 294.1756 | 336.1334 | 31.0699 | 325.2455 | 41.9578 | 41.9578 | 367.2033 | 118.1718 | 96.5146 | 96.5146 | 96.5146 | 21.6573 | 118.1718 | 2960.8689 | 2960.8689 | 1323.4311 | 1323.4311 | 106.7948 | 106.7948 | 583.037 | 583.037 | 947.6059 | 947.6059 | 646362695.3228 | 233520288.9712 | 707279915.1049 | 164837100.7278 | 1752 | 26.6774 | 1680727.6482 | 99233.9061 | 124.7585 | 1112.5169 | 14 | 3040 | 4611.9232 | 760 | 190 | 0.43782
3751 | 875.592 | 53.2 | 1000 | 4000 | 6 | 91.63% | 100 | 161.8796 | 160.3167 | 160.3167 | 1 | 161.8796 | 100 | 194.9052 | 183.7861 | 183.7861 | 183.7861 | 11.1191 | 194.9052 | 43.6137 | 38.8169 | 38.8169 | 38.8169 | 4.7968 | 43.6137 | 405.2034 | 329.8269 | 329.8269 | 371.8012 | 33.4022 | 363.229 | 41.9743 | 41.9743 | 405.2034 | 116.4875 | 95.1019 | 95.1019 | 95.1019 | 21.3856 | 116.4875 | 3043.2494 | 3043.2494 | 1405.9913 | 1405.9913 | 106.7831 | 106.7831 | 582.973 | 582.973 | 947.502 | 947.502 | 656328069.6973 | 233520288.9712 | 715507094.8362 | 146644546.4953 | 1752 | 29.9308 | 1495534.1132 | 88299.6671 | 111.0118 | 1182.0492 | 14 | 3040 | 4611.9232 | 760 | 190 | 0.44289
3752 | 927.0974 | 53.2 | 1000 | 4000 | 6 | 92.68% | 100 | 165.5597 | 163.6714 | 163.6714 | 1 | 165.5597 | 100 | 203.3265 | 191.7259 | 191.7259 | 191.7259 | 11.6006 | 203.3265 | 43.6097 | 38.8129 | 38.8129 | 38.8129 | 4.7968 | 43.6097 | 450.8893 | 372.5906 | 372.5906 | 414.6817 | 36.2076 | 408.7983 | 42.0911 | 42.0911 | 450.8893 | 115.0861 | 93.9529 | 93.9529 | 93.9529 | 21.1332 | 115.0861 | 3125.6317 | 3125.6317 | 1488.5428 | 1488.5428 | 106.7721 | 106.7721 | 582.9128 | 582.9128 | 947.404 | 947.404 | 666035528.8326 | 233520288.9712 | 724269827.555 | 128174354.6412 | 1752 | 32.8931 | 1312187.0235 | 77474.4463 | 97.4021 | 1251.5815 | 14 | 3040 | 4611.9232 | 760 | 190 | 0.44829
3753 | 978.6028 | 53.2 | 1000 | 4000 | 6 | 93.56% | 100 | 169.251 | 167.1992 | 167.1992 | 1 | 169.251 | 100 | 211.8037 | 199.7183 | 199.7183 | 199.7183 | 12.0854 | 211.8037 | 43.6059 | 38.8091 | 38.8091 | 38.8091 | 4.7968 | 43.6059 | 502.467 | 420.8774 | 420.8774 | 463.1035 | 39.3635 | 460.2409 | 42.2261 | 42.2261 | 502.467 | 113.7732 | 92.8537 | 92.8537 | 92.8537 | 20.9196 | 113.7732 | 3208.0154 | 3208.0154 | 1571.0863 | 1571.0863 | 106.7616 | 106.7616 | 582.8559 | 582.8559 | 947.3116 | 947.3116 | 674359595.6621 | 233520288.9712 | 731229218.5814 | 112890896.7853 | 1752 | 35.6976 | 1153658.9398 | 68114.5949 | 85.6348 | 1321.1138 | 14 | 3040 | 4611.9232 | 760 | 190 | 0.45258
3754 | 1030.1083 | 53.2 | 1000 | 4000 | 6 | 94.23% | 100 | 173.0083 | 171.1019 | 171.1019 | 1 | 173.0083 | 100 | 220.3836 | 207.8076 | 207.8076 | 207.8076 | 12.5761 | 220.3836 | 43.6023 | 38.8055 | 38.8055 | 38.8055 | 4.7968 | 43.6023 | 559.145 | 474.0142 | 474.0142 | 516.3143 | 42.8307 | 516.8449 | 42.3001 | 42.3001 | 559.145 | 112.6815 | 91.9379 | 91.9379 | 91.9379 | 20.7436 | 112.6815 | 3290.4004 | 3290.4004 | 1653.6224 | 1653.6224 | 106.7518 | 106.7518 | 582.8021 | 582.8021 | 947.2242 | 947.2242 | 681391055.2727 | 233520288.9712 | 736079823.4393 | 101008832.3168 | 1752 | 38.3571 | 1037353.0635 | 61247.6368 | 77.0015 | 1390.6462 | 14 | 3040 | 4611.9232 | 760 | 190 | 0.45557
3755 | 103.0108 | 102.6 | 1000 | 4000 | 7 | 40.94% | 100 | 136.137 | 137.3274 | 137.3274 | 1 | 136.137 | 100 | 102.5358 | 96.6981 | 96.6981 | 96.6981 | 5.8377 | 102.5358 | 43.6971 | 38.9003 | 38.9003 | 38.9003 | 4.7968 | 43.6971 | 115.703 | 58.4136 | 58.4136 | 99.8288 | 15.8742 | 74.2878 | 41.4152 | 41.4152 | 115.703 | 736.4643 | 601.8901 | 601.8901 | 601.8901 | 134.5743 | 736.4643 | 2003.283 | 2003.283 | 165.7662 | 165.7662 | 206.3814 | 206.3814 | 681.597 | 681.597 | 949.5384 | 949.5384 | 150378567.7356 | 450360557.3016 | 116461315.5792 | 1034799559.3835 | 1752 | -8.1112e-19 | 10450061.3567 | 616994.9122 | 775.6961 | 139.0646 | 27 | 3040 | 4611.9232 | 760 | 190 | 0.07206
3756 | 154.5162 | 102.6 | 1000 | 4000 | 6 | 47.4% | 100 | 131.7419 | 133.2328 | 133.2328 | 1 | 131.7419 | 100 | 111.0265 | 104.7057 | 104.7057 | 104.7057 | 6.3208 | 111.0265 | 43.699 | 38.9022 | 38.9022 | 38.9022 | 4.7968 | 43.699 | 112.6877 | 55.8502 | 55.8502 | 97.0831 | 15.6046 | 71.4547 | 41.233 | 41.233 | 112.6877 | 505.6824 | 413.4404 | 413.4404 | 413.4404 | 92.242 | 505.6824 | 1988.8903 | 1988.8903 | 248.6613 | 248.6613 | 206.3913 | 206.3913 | 584.2539 | 584.2539 | 949.5838 | 949.5838 | 208601256.4463 | 450360557.3016 | 171532535.5601 | 921505650.692 | 1752 | -8.1112e-19 | 9277027.1134 | 547736.3562 | 688.6231 | 208.5969 | 27 | 3040 | 4611.9232 | 760 | 190 | 0.10603
3757 | 206.0217 | 102.6 | 1000 | 4000 | 6 | 54.15% | 100 | 132.5376 | 133.8995 | 133.8995 | 1 | 132.5376 | 100 | 116.3762 | 109.7492 | 109.7492 | 109.7492 | 6.627 | 116.3762 | 43.6887 | 38.8919 | 38.8919 | 38.8919 | 4.7968 | 43.6887 | 120.827 | 63.515 | 63.515 | 104.7668 | 16.0602 | 79.5752 | 41.2518 | 41.2518 | 120.827 | 373.5626 | 305.4173 | 305.4173 | 305.4173 | 68.1453 | 373.5626 | 2071.2314 | 2071.2314 | 331.461 | 331.461 | 206.3369 | 206.3369 | 584.1 | 584.1 | 949.3336 | 949.3336 | 265608032.527 | 450360557.3016 | 232754112.8413 | 803277297.3301 | 1752 | -2.4334e-18 | 8078165.7422 | 476952.909 | 599.633 | 278.1292 | 27 | 3040 | 4611.9232 | 760 | 190 | 0.1438
3758 | 257.5271 | 102.6 | 1000 | 4000 | 6 | 61.03% | 100 | 133.3883 | 134.4502 | 134.4502 | 1 | 133.3883 | 100 | 119.9782 | 113.1445 | 113.1445 | 113.1445 | 6.8337 | 119.9782 | 43.6793 | 38.8826 | 38.8826 | 38.8826 | 4.7968 | 43.6793 | 132.1393 | 73.8762 | 73.8762 | 115.4159 | 16.7234 | 90.5996 | 41.5397 | 41.5397 | 132.1393 | 293.3046 | 239.8016 | 239.8016 | 239.8016 | 53.503 | 293.3046 | 2153.5784 | 2153.5784 | 414.2265 | 414.2265 | 206.2873 | 206.2873 | 583.9594 | 583.9594 | 949.1052 | 949.1052 | 322304275.213 | 450360557.3016 | 296633767.1573 | 682701400.3281 | 1752 | 0 | 6925972.8247 | 408924.8713 | 514.1071 | 347.6615 | 27 | 3040 | 4611.9232 | 760 | 190 | 0.18342
3759 | 309.0325 | 102.6 | 1000 | 4000 | 6 | 67.75% | 100 | 134.2399 | 134.783 | 134.783 | 1 | 134.2399 | 100 | 122.8008 | 115.8049 | 115.8049 | 115.8049 | 6.9959 | 122.8008 | 43.6708 | 38.874 | 38.874 | 38.874 | 4.7968 | 43.6708 | 147.7083 | 88.2366 | 88.2366 | 130.0518 | 17.6565 | 105.8931 | 41.8152 | 41.8152 | 147.7083 | 241.1916 | 197.2226 | 197.2226 | 197.2226 | 43.969 | 241.1916 | 2235.9305 | 2235.9305 | 496.9622 | 496.9622 | 206.2418 | 206.2418 | 583.8307 | 583.8307 | 948.8959 | 948.8959 | 377183553.8959 | 450360557.3016 | 359465204.8504 | 564990683.9521 | 1752 | 0.053744 | 5759999.15 | 340083.1869 | 427.5582 | 417.1938 | 27 | 3040 | 4611.9232 | 760 | 190 | 0.22343
3760 | 360.5379 | 102.6 | 1000 | 4000 | 6 | 73.8% | 100 | 135.7684 | 135.8016 | 135.8016 | 1 | 135.7684 | 100 | 126.3648 | 119.1645 | 119.1645 | 119.1645 | 7.2003 | 126.3648 | 43.6629 | 38.8661 | 38.8661 | 38.8661 | 4.7968 | 43.6629 | 167.9408 | 107.0569 | 107.0569 | 149.0488 | 18.892 | 125.9488 | 41.992 | 41.992 | 167.9408 | 209.7363 | 171.8414 | 171.8414 | 171.8414 | 37.8949 | 209.7363 | 2318.2872 | 2318.2872 | 579.6717 | 579.6717 | 206.1999 | 206.1999 | 583.7122 | 583.7122 | 948.7034 | 948.7034 | 426446366.4413 | 450360557.3016 | 416117507.3371 | 459075568.9201 | 1752 | 0.98327 | 4696749.0804 | 277306.5332 | 348.6343 | 486.7262 | 27 | 3040 | 4611.9232 | 760 | 190 | 0.25839
3761 | 412.0433 | 102.6 | 1000 | 4000 | 6 | 78.65% | 100 | 137.2091 | 136.7458 | 136.7458 | 1 | 137.2091 | 100 | 131.3332 | 123.8485 | 123.8485 | 123.8485 | 7.4848 | 131.3332 | 43.6556 | 38.8588 | 38.8588 | 38.8588 | 4.7968 | 43.6556 | 193.4823 | 130.9366 | 130.9366 | 173.0363 | 20.446 | 151.3826 | 42.0997 | 42.0997 | 193.4823 | 187.0269 | 153.1739 | 153.1739 | 153.1739 | 33.853 | 187.0269 | 2400.6479 | 2400.6479 | 662.3579 | 662.3579 | 206.1613 | 206.1613 | 583.603 | 583.603 | 948.5258 | 948.5258 | 465742244.1551 | 450360557.3016 | 461757598.9696 | 374139599.5738 | 1752 | 3.088 | 3828979.1774 | 226071.4642 | 284.2208 | 556.2585 | 27 | 3040 | 4611.9232 | 760 | 190 | 0.28648
3762 | 463.5487 | 102.6 | 1000 | 4000 | 6 | 82.51% | 100 | 139.1618 | 138.3091 | 138.3091 | 1 | 139.1618 | 100 | 137.8476 | 129.9903 | 129.9903 | 129.9903 | 7.8573 | 137.8476 | 43.6489 | 38.8521 | 38.8521 | 38.8521 | 4.7968 | 43.6489 | 223.2021 | 158.8686 | 158.8686 | 200.9342 | 22.2679 | 181.1365 | 42.0656 | 42.0656 | 223.2021 | 172.1556 | 140.9161 | 140.9161 | 140.9161 | 31.2395 | 172.1556 | 2483.0122 | 2483.0122 | 745.0234 | 745.0234 | 206.1256 | 206.1256 | 583.5018 | 583.5018 | 948.3614 | 948.3614 | 497396804.0126 | 450360557.3016 | 497855760.3407 | 306386878.345 | 1752 | 6.0525 | 3136018.0852 | 185157.4969 | 232.783 | 625.7908 | 27 | 3040 | 4611.9232 | 760 | 190 | 0.30879
3763 | 515.0541 | 102.6 | 1000 | 4000 | 6 | 85.51% | 100 | 141.5664 | 140.4625 | 140.4625 | 1 | 141.5664 | 100 | 145.241 | 136.961 | 136.961 | 136.961 | 8.28 | 145.241 | 43.6426 | 38.8458 | 38.8458 | 38.8458 | 4.7968 | 43.6426 | 258.0774 | 191.4914 | 191.4914 | 233.6821 | 24.3953 | 215.8867 | 42.1907 | 42.1907 | 258.0774 | 161.8708 | 132.4174 | 132.4174 | 132.4174 | 29.4534 | 161.8708 | 2565.3796 | 2565.3796 | 827.6706 | 827.6706 | 206.0924 | 206.0924 | 583.4079 | 583.4079 | 948.2087 | 948.2087 | 522284245.2263 | 450360557.3016 | 525491296.3171 | 253863901.155 | 1752 | 9.5804 | 2592660.5262 | 153076.4556 | 192.4502 | 695.3231 | 27 | 3040 | 4611.9232 | 760 | 190 | 0.32596
3764 | 566.5595 | 102.6 | 1000 | 4000 | 6 | 87.74% | 100 | 144.3757 | 143.0946 | 143.0946 | 1 | 144.3757 | 100 | 153.7786 | 145.0106 | 145.0106 | 145.0106 | 8.7679 | 153.7786 | 43.6368 | 38.84 | 38.84 | 38.84 | 4.7968 | 43.6368 | 294.5679 | 225.8566 | 225.8566 | 267.9486 | 26.6193 | 252.4759 | 42.092 | 42.092 | 294.5679 | 154.9377 | 126.666 | 126.666 | 126.666 | 28.2717 | 154.9377 | 2647.7499 | 2647.7499 | 910.3013 | 910.3013 | 206.0615 | 206.0615 | 583.3205 | 583.3205 | 948.0667 | 948.0667 | 541096466.995 | 450360557.3016 | 545663444.1163 | 214879531.5871 | 1752 | 13.5101 | 2181900.2334 | 128824.2525 | 161.96 | 764.8554 | 27 | 3040 | 4611.9232 | 760 | 190 | 0.3384
3765 | 618.065 | 102.6 | 1000 | 4000 | 6 | 89.53% | 100 | 147.4497 | 146.0286 | 146.0286 | 1 | 147.4497 | 100 | 162.7013 | 153.4234 | 153.4234 | 153.4234 | 9.2779 | 162.7013 | 43.6314 | 38.8346 | 38.8346 | 38.8346 | 4.7968 | 43.6314 | 335.3199 | 264.1909 | 264.1909 | 306.193 | 29.1269 | 293.3178 | 42.0021 | 42.0021 | 335.3199 | 149.7916 | 122.388 | 122.388 | 122.388 | 27.4036 | 149.7916 | 2730.1228 | 2730.1228 | 992.9171 | 992.9171 | 206.0327 | 206.0327 | 583.2389 | 583.2389 | 947.9341 | 947.9341 | 556936256.3292 | 450360557.3016 | 561293587.6892 | 183409598.68 | 1752 | 17.4339 | 1877804.2766 | 110869.7495 | 139.3873 | 834.3877 | 27 | 3040 | 4611.9232 | 760 | 190 | 0.34803
3766 | 669.5704 | 102.6 | 1000 | 4000 | 6 | 91.04% | 100 | 150.7534 | 149.2171 | 149.2171 | 1 | 150.7534 | 100 | 171.8141 | 162.0153 | 162.0153 | 162.0153 | 9.7988 | 171.8141 | 43.6263 | 38.8295 | 38.8295 | 38.8295 | 4.7968 | 43.6263 | 382.7588 | 308.3347 | 308.3347 | 350.7475 | 32.0113 | 340.346 | 42.4128 | 42.4128 | 382.7588 | 145.746 | 119.023 | 119.023 | 119.023 | 26.7231 | 145.746 | 2812.498 | 2812.498 | 1075.5195 | 1075.5195 | 206.0058 | 206.0058 | 583.1626 | 583.1626 | 947.8101 | 947.8101 | 570288836.2912 | 450360557.3016 | 574372996.2967 | 156977610.1105 | 1752 | 21.209 | 1617861.4718 | 95522.147 | 120.092 | 903.92 | 27 | 3040 | 4611.9232 | 760 | 190 | 0.35609
3767 | 721.0758 | 102.6 | 1000 | 4000 | 6 | 92.23% | 100 | 154.2139 | 152.6031 | 152.6031 | 1 | 154.2139 | 100 | 181.2399 | 170.9024 | 170.9024 | 170.9024 | 10.3375 | 181.2399 | 43.6215 | 38.8247 | 38.8247 | 38.8247 | 4.7968 | 43.6215 | 432.7748 | 355.2223 | 355.2223 | 397.7144 | 35.0605 | 390.2827 | 42.4921 | 42.4921 | 432.7748 | 142.7992 | 116.5656 | 116.5656 | 116.5656 | 26.2337 | 142.7992 | 2894.8753 | 2894.8753 | 1158.1097 | 1158.1097 | 205.9805 | 205.9805 | 583.0911 | 583.0911 | 947.6939 | 947.6939 | 581566642.1577 | 450360557.3016 | 583901780.1978 | 136171020.3429 | 1752 | 24.8525 | 1403165.3329 | 82846.0084 | 104.1554 | 973.4523 | 27 | 3040 | 4611.9232 | 760 | 190 | 0.36196
3768 | 772.5812 | 102.6 | 1000 | 4000 | 6 | 93.25% | 100 | 157.7835 | 156.0781 | 156.0781 | 1 | 157.7835 | 100 | 190.7533 | 179.872 | 179.872 | 179.872 | 10.8813 | 190.7533 | 43.6171 | 38.8203 | 38.8203 | 38.8203 | 4.7968 | 43.6171 | 489.294 | 408.1989 | 408.1989 | 450.7719 | 38.5222 | 446.7211 | 42.573 | 42.573 | 489.294 | 140.4205 | 114.578 | 114.578 | 114.578 | 25.8426 | 140.4205 | 2977.2545 | 2977.2545 | 1240.6889 | 1240.6889 | 205.9568 | 205.9568 | 583.024 | 583.024 | 947.5848 | 947.5848 | 591482102.3791 | 450360557.3016 | 591897655.6019 | 118259684.7174 | 1752 | 28.2683 | 1225640.1075 | 72364.5235 | 90.9779 | 1042.9846 | 27 | 3040 | 4611.9232 | 760 | 190 | 0.36689
3769 | 824.0866 | 102.6 | 1000 | 4000 | 6 | 94.24% | 100 | 161.4176 | 159.304 | 159.304 | 1 | 161.4176 | 100 | 200.2016 | 188.7801 | 188.7801 | 188.7801 | 11.4215 | 200.2016 | 43.6128 | 38.8161 | 38.8161 | 38.8161 | 4.7968 | 43.6128 | 556.2946 | 471.0419 | 471.0419 | 513.6528 | 42.6418 | 513.6837 | 42.6109 | 42.6109 | 556.2946 | 138.4123 | 112.897 | 112.897 | 112.897 | 25.5153 | 138.4123 | 3059.6354 | 3059.6354 | 1323.2581 | 1323.2581 | 205.9345 | 205.9345 | 582.9608 | 582.9608 | 947.4821 | 947.4821 | 601132524.2032 | 450360557.3016 | 599634830.1324 | 100872092.5588 | 1752 | 31.4028 | 1036392.5642 | 61190.9268 | 76.9302 | 1112.5169 | 27 | 3040 | 4611.9232 | 760 | 190 | 0.37166
3770 | 875.592 | 102.6 | 1000 | 4000 | 6 | 95.05% | 100 | 165.1111 | 162.8378 | 162.8378 | 1 | 165.1111 | 100 | 209.712 | 197.7468 | 197.7468 | 197.7468 | 11.9652 | 209.712 | 43.6089 | 38.8121 | 38.8121 | 38.8121 | 4.7968 | 43.6089 | 635.8397 | 545.7612 | 545.7612 | 588.3097 | 47.5301 | 593.2912 | 42.5485 | 42.5485 | 635.8397 | 136.6692 | 111.4375 | 111.4375 | 111.4375 | 25.2317 | 136.6692 | 3142.0179 | 3142.0179 | 1405.818 | 1405.818 | 205.9134 | 205.9134 | 582.9012 | 582.9012 | 947.3852 | 947.3852 | 609020814.224 | 450360557.3016 | 605928079.9808 | 86690548.4936 | 1752 | 34.3579 | 893065.1787 | 52728.5585 | 66.2912 | 1182.0492 | 27 | 3040 | 4611.9232 | 760 | 190 | 0.37554
3771 | 927.0974 | 102.6 | 1000 | 4000 | 6 | 95.69% | 100 | 168.9083 | 166.6422 | 166.6422 | 1 | 168.9083 | 100 | 219.4008 | 206.8817 | 206.8817 | 206.8817 | 12.5191 | 219.4008 | 43.6051 | 38.8084 | 38.8084 | 38.8084 | 4.7968 | 43.6051 | 723.4934 | 627.905 | 627.905 | 670.604 | 52.8894 | 680.7944 | 42.699 | 42.699 | 723.4934 | 135.3126 | 110.2997 | 110.2997 | 110.2997 | 25.0129 | 135.3126 | 3224.4019 | 3224.4019 | 1488.3696 | 1488.3696 | 205.8936 | 205.8936 | 582.845 | 582.845 | 947.2938 | 947.2938 | 615780555.8615 | 450360557.3016 | 610353292.0102 | 75505598.8288 | 1752 | 37.1449 | 783676.7123 | 46270.0196 | 58.1714 | 1251.5815 | 27 | 3040 | 4611.9232 | 760 | 190 | 0.37827
3772 | 978.6028 | 102.6 | 1000 | 4000 | 6 | 96.24% | 100 | 172.7644 | 170.4964 | 170.4964 | 1 | 172.7644 | 100 | 229.1982 | 216.1189 | 216.1189 | 216.1189 | 13.0793 | 229.1982 | 43.6016 | 38.8048 | 38.8048 | 38.8048 | 4.7968 | 43.6016 | 822.6015 | 720.7289 | 720.7289 | 763.6487 | 58.9529 | 779.6817 | 42.9198 | 42.9198 | 822.6015 | 134.1802 | 109.346 | 109.346 | 109.346 | 24.8342 | 134.1802 | 3306.7872 | 3306.7872 | 1570.9134 | 1570.9134 | 205.8748 | 205.8748 | 582.7917 | 582.7917 | 947.2073 | 947.2073 | 621576053.1819 | 450360557.3016 | 614176158.8132 | 65887230.7034 | 1752 | 39.7368 | 684036.9364 | 40387.0652 | 50.7753 | 1321.1138 | 27 | 3040 | 4611.9232 | 760 | 190 | 0.38063
3773 | 1030.1083 | 102.6 | 1000 | 4000 | 6 | 96.69% | 100 | 176.6689 | 174.4325 | 174.4325 | 1 | 176.6689 | 100 | 239.1206 | 225.474 | 225.474 | 225.474 | 13.6466 | 239.1206 | 43.5982 | 38.8015 | 38.8015 | 38.8015 | 4.7968 | 43.5982 | 929.709 | 821.2298 | 821.2298 | 864.2022 | 65.5068 | 886.7366 | 42.9724 | 42.9724 | 929.709 | 133.2785 | 108.5806 | 108.5806 | 108.5806 | 24.6979 | 133.2785 | 3389.1737 | 3389.1737 | 1653.45 | 1653.45 | 205.857 | 205.857 | 582.7414 | 582.7414 | 947.1254 | 947.1254 | 626777038.6432 | 450360557.3016 | 616915421.1197 | 57946982.9355 | 1752 | 42.1595 | 604180.3596 | 35672.1549 | 44.8476 | 1390.6462 | 27 | 3040 | 4611.9232 | 760 | 190 | 0.38232
3774 | 51.5054 | 152 | 1000 | 4000 | 7 | 49.54% | 100 | 134.571 | 134.3319 | 134.3319 | 1 | 134.571 | 100 | 87.8458 | 82.8442 | 82.8442 | 82.8442 | 5.0016 | 87.8458 | 43.695 | 38.8982 | 38.8982 | 38.8982 | 4.7968 | 43.695 | 130.7347 | 68.7005 | 68.7005 | 113.2903 | 17.4444 | 86.1449 | 44.5898 | 44.5898 | 130.7347 | 736.3961 | 601.8172 | 601.8172 | 601.8172 | 134.5789 | 736.3961 | 2019.6606 | 2019.6606 | 82.8787 | 82.8787 | 305.7339 | 305.7339 | 681.5605 | 681.5605 | 949.4875 | 949.4875 | 88192907.7469 | 667200825.632 | 112534472.054 | 884071794.5671 | 1752 | 1.7309e-08 | 9611468.6141 | 567482.5277 | 713.4484 | 69.5323 | 40 | 3040 | 4611.9232 | 760 | 190 | 0.069739
3775 | 154.5162 | 152 | 1000 | 4000 | 6 | 60.9% | 100 | 130.8411 | 131.8112 | 131.8112 | 1 | 130.8411 | 100 | 102.7747 | 96.9219 | 96.9219 | 96.9219 | 5.8528 | 102.7747 | 43.6868 | 38.89 | 38.89 | 38.89 | 4.7968 | 43.6868 | 135.2273 | 74.829 | 74.829 | 117.9754 | 17.2519 | 92.0809 | 43.1464 | 43.1464 | 135.2273 | 492.3181 | 402.4991 | 402.4991 | 402.4991 | 89.819 | 492.3181 | 2087.61 | 2087.61 | 248.5834 | 248.5834 | 305.6691 | 305.6691 | 584.071 | 584.071 | 949.2865 | 949.2865 | 224990014.2942 | 667200825.632 | 174724400.878 | 685084759.1958 | 1752 | 6.9952e-05 | 7203956.6347 | 425337.6549 | 534.7415 | 208.5969 | 40 | 3040 | 4611.9232 | 760 | 190 | 0.10811
3776 | 206.0217 | 152 | 1000 | 4000 | 6 | 67.18% | 100 | 131.6023 | 132.4452 | 132.4452 | 1 | 131.6023 | 100 | 108.9471 | 102.7415 | 102.7415 | 102.7415 | 6.2057 | 108.9471 | 43.6776 | 38.8808 | 38.8808 | 38.8808 | 4.7968 | 43.6776 | 149.2036 | 88.2703 | 88.2703 | 131.2067 | 17.9969 | 106.2672 | 42.9364 | 42.9364 | 149.2036 | 379.548 | 310.3111 | 310.3111 | 310.3111 | 69.237 | 379.548 | 2169.9581 | 2169.9581 | 331.3662 | 331.3662 | 305.5969 | 305.5969 | 583.9329 | 583.9329 | 949.0621 | 949.0621 | 282248663.151 | 667200825.632 | 227522894.4705 | 575027616.7465 | 1752 | 2.8389e-17 | 6018890.5506 | 355368.7122 | 446.7754 | 278.1292 | 40 | 3040 | 4611.9232 | 760 | 190 | 0.14193
3777 | 257.5271 | 152 | 1000 | 4000 | 6 | 73.21% | 100 | 132.5811 | 133.0937 | 133.0937 | 1 | 132.5811 | 100 | 114.3225 | 107.8093 | 107.8093 | 107.8093 | 6.5132 | 114.3225 | 43.6691 | 38.8724 | 38.8724 | 38.8724 | 4.7968 | 43.6691 | 168.8013 | 106.5981 | 106.5981 | 149.6553 | 19.146 | 125.7441 | 43.0572 | 43.0572 | 168.8013 | 309.2332 | 252.7301 | 252.7301 | 252.7301 | 56.503 | 309.2332 | 2252.3112 | 2252.3112 | 414.1179 | 414.1179 | 305.5306 | 305.5306 | 583.8063 | 583.8063 | 948.8563 | 948.8563 | 336094629.9669 | 667200825.632 | 279413925.9366 | 469290618.4645 | 1752 | 0.65035 | 4934810.3976 | 291362.2039 | 366.3053 | 347.6615 | 40 | 3040 | 4611.9232 | 760 | 190 | 0.17427
3778 | 309.0325 | 152 | 1000 | 4000 | 6 | 78.43% | 100 | 133.8523 | 133.7966 | 133.7966 | 1 | 133.8523 | 100 | 120.713 | 113.8344 | 113.8344 | 113.8344 | 6.8785 | 120.713 | 43.6614 | 38.8646 | 38.8646 | 38.8646 | 4.7968 | 43.6614 | 194.8618 | 131.1464 | 131.1464 | 174.1671 | 20.6946 | 151.841 | 43.0207 | 43.0207 | 194.8618 | 262.6967 | 214.6388 | 214.6388 | 214.6388 | 48.0579 | 262.6967 | 2334.6687 | 2334.6687 | 496.8423 | 496.8423 | 305.4697 | 305.4697 | 583.6898 | 583.6898 | 948.6669 | 948.6669 | 380724684.6098 | 667200825.632 | 326162150.1823 | 377912339.576 | 1752 | 2.2142 | 3950704.3309 | 233258.3885 | 293.2563 | 417.1938 | 40 | 3040 | 4611.9232 | 760 | 190 | 0.20316
3779 | 360.5379 | 152 | 1000 | 4000 | 6 | 82.84% | 100 | 136.0728 | 135.5501 | 135.5501 | 1 | 136.0728 | 100 | 127.641 | 120.3664 | 120.3664 | 120.3664 | 7.2746 | 127.641 | 43.6542 | 38.8574 | 38.8574 | 38.8574 | 4.7968 | 43.6542 | 229.3482 | 163.1871 | 163.1871 | 206.5736 | 22.7746 | 185.9616 | 43.3865 | 43.3865 | 229.3482 | 235.0897 | 192.4206 | 192.4206 | 192.4206 | 42.6691 | 235.0897 | 2417.0302 | 2417.0302 | 579.5425 | 579.5425 | 305.4133 | 305.4133 | 583.5822 | 583.5822 | 948.4921 | 948.4921 | 418261563.7065 | 667200825.632 | 365953507.2708 | 300584106.7442 | 1752 | 4.594 | 3177139.0684 | 187585.3714 | 235.8354 | 486.7262 | 40 | 3040 | 4611.9232 | 760 | 190 | 0.22782
3780 | 412.0433 | 152 | 1000 | 4000 | 6 | 86.3% | 100 | 138.1747 | 137.2289 | 137.2289 | 1 | 138.1747 | 100 | 135.7337 | 127.9966 | 127.9966 | 127.9966 | 7.737 | 135.7337 | 43.6476 | 38.8508 | 38.8508 | 38.8508 | 4.7968 | 43.6476 | 271.6145 | 202.9682 | 202.9682 | 246.2643 | 25.3503 | 228.3184 | 43.2961 | 43.2961 | 271.6145 | 214.9785 | 175.8487 | 175.8487 | 175.8487 | 39.1298 | 214.9785 | 2499.3951 | 2499.3951 | 662.2212 | 662.2212 | 305.3612 | 305.3612 | 583.4826 | 583.4826 | 948.3301 | 948.3301 | 447990278.8719 | 667200825.632 | 396753915.1777 | 240054980.3184 | 1752 | 7.7762 | 2523022.7127 | 148964.8839 | 187.2811 | 556.2585 | 40 | 3040 | 4611.9232 | 760 | 190 | 0.24681
3781 | 463.5487 | 152 | 1000 | 4000 | 6 | 89.04% | 100 | 140.6899 | 139.3686 | 139.3686 | 1 | 140.6899 | 100 | 144.6188 | 136.3741 | 136.3741 | 136.3741 | 8.2447 | 144.6188 | 43.6414 | 38.8446 | 38.8446 | 38.8446 | 4.7968 | 43.6414 | 323.0071 | 251.3227 | 251.3227 | 294.5164 | 28.4907 | 279.8134 | 43.1937 | 43.1937 | 323.0071 | 201.362 | 164.5978 | 164.5978 | 164.5978 | 36.7642 | 201.362 | 2581.7631 | 2581.7631 | 744.8807 | 744.8807 | 305.3128 | 305.3128 | 583.39 | 583.39 | 948.1797 | 948.1797 | 471243496.2545 | 667200825.632 | 421532671.7414 | 192023006.3721 | 1752 | 11.3566 | 1994017.3039 | 117731.2256 | 148.0136 | 625.7908 | 40 | 3040 | 4611.9232 | 760 | 190 | 0.26208
3782 | 515.0541 | 152 | 1000 | 4000 | 6 | 90.8% | 100 | 143.6353 | 142.3436 | 142.3436 | 1 | 143.6353 | 100 | 154.8056 | 145.9788 | 145.9788 | 145.9788 | 8.8267 | 154.8056 | 43.6357 | 38.8389 | 38.8389 | 38.8389 | 4.7968 | 43.6357 | 377.7035 | 302.9974 | 302.9974 | 345.9026 | 31.801 | 334.7984 | 42.9051 | 42.9051 | 377.7035 | 192.4467 | 157.2046 | 157.2046 | 157.2046 | 35.242 | 192.4467 | 2664.134 | 2664.134 | 827.5229 | 827.5229 | 305.2676 | 305.2676 | 583.3038 | 583.3038 | 948.0396 | 948.0396 | 487381824.1164 | 667200825.632 | 436279755.5906 | 161137594.661 | 1752 | 15.4496 | 1680812.7755 | 99238.9322 | 124.7648 | 695.3231 | 40 | 3040 | 4611.9232 | 760 | 190 | 0.27117
3783 | 566.5595 | 152 | 1000 | 4000 | 6 | 92.3% | 100 | 146.931 | 145.3556 | 145.3556 | 1 | 146.931 | 100 | 165.3741 | 155.9436 | 155.9436 | 155.9436 | 9.4306 | 165.3741 | 43.6303 | 38.8335 | 38.8335 | 38.8335 | 4.7968 | 43.6303 | 436.8057 | 358.2993 | 358.2993 | 401.3957 | 35.41 | 393.7092 | 43.0965 | 43.0965 | 436.8057 | 186.5923 | 152.3312 | 152.3312 | 152.3312 | 34.2611 | 186.5923 | 2746.5073 | 2746.5073 | 910.1497 | 910.1497 | 305.2255 | 305.2255 | 583.2233 | 583.2233 | 947.9088 | 947.9088 | 501381100.7201 | 667200825.632 | 448429369.0719 | 134988704.6631 | 1752 | 19.4046 | 1416976.1588 | 83661.4304 | 105.1805 | 764.8554 | 40 | 3040 | 4611.9232 | 760 | 190 | 0.27866
3784 | 618.065 | 152 | 1000 | 4000 | 6 | 93.55% | 100 | 150.3193 | 148.6218 | 148.6218 | 1 | 150.3193 | 100 | 176.0196 | 165.9808 | 165.9808 | 165.9808 | 10.0388 | 176.0196 | 43.6253 | 38.8285 | 38.8285 | 38.8285 | 4.7968 | 43.6253 | 510.3261 | 427.3809 | 427.3809 | 470.43 | 39.8961 | 467.277 | 43.0491 | 43.0491 | 510.3261 | 181.5751 | 148.1607 | 148.1607 | 148.1607 | 33.4144 | 181.5751 | 2828.8829 | 2828.8829 | 992.7624 | 992.7624 | 305.1861 | 305.1861 | 583.148 | 583.148 | 947.7864 | 947.7864 | 513185108.9872 | 667200825.632 | 458589410.9535 | 113024654.4272 | 1752 | 23.1492 | 1171550.4951 | 69170.9522 | 86.9629 | 834.3877 | 40 | 3040 | 4611.9232 | 760 | 190 | 0.28492
3785 | 669.5704 | 152 | 1000 | 4000 | 6 | 94.55% | 100 | 153.8843 | 152.0197 | 152.0197 | 1 | 153.8843 | 100 | 186.8392 | 176.182 | 176.182 | 176.182 | 10.6571 | 186.8392 | 43.6206 | 38.8238 | 38.8238 | 38.8238 | 4.7968 | 43.6206 | 591.3267 | 503.4518 | 503.4518 | 546.4922 | 44.8345 | 548.2862 | 43.0404 | 43.0404 | 591.3267 | 178.0722 | 145.2381 | 145.2381 | 145.2381 | 32.8341 | 178.0722 | 2911.2606 | 2911.2606 | 1075.3623 | 1075.3623 | 305.1492 | 305.1492 | 583.0774 | 583.0774 | 947.6717 | 947.6717 | 523401082.2715 | 667200825.632 | 465879423.2549 | 95518668.8416 | 1752 | 26.7199 | 999353.8334 | 59004.0776 | 74.1809 | 903.92 | 40 | 3040 | 4611.9232 | 760 | 190 | 0.28941
3786 | 721.0758 | 152 | 1000 | 4000 | 6 | 95.38% | 100 | 157.5755 | 155.5633 | 155.5633 | 1 | 157.5755 | 100 | 197.7133 | 186.4347 | 186.4347 | 186.4347 | 11.2786 | 197.7133 | 43.6162 | 38.8194 | 38.8194 | 38.8194 | 4.7968 | 43.6162 | 685.7976 | 591.7112 | 591.7112 | 635.1983 | 50.5993 | 642.3104 | 43.4871 | 43.4871 | 685.7976 | 175.3494 | 142.9589 | 142.9589 | 142.9589 | 32.3905 | 175.3494 | 2993.6402 | 2993.6402 | 1157.9508 | 1157.9508 | 305.1145 | 305.1145 | 583.0111 | 583.0111 | 947.5638 | 947.5638 | 532157832.2273 | 667200825.632 | 471681032.61 | 80960318.1405 | 1752 | 30.0751 | 860098.6778 | 50782.1428 | 63.8441 | 973.4523 | 40 | 3040 | 4611.9232 | 760 | 190 | 0.29299
3787 | 772.5812 | 152 | 1000 | 4000 | 6 | 96.19% | 100 | 161.3079 | 158.7163 | 158.7163 | 1 | 161.3079 | 100 | 208.6261 | 196.7238 | 196.7238 | 196.7238 | 11.9023 | 208.6261 | 43.612 | 38.8153 | 38.8153 | 38.8153 | 4.7968 | 43.612 | 804.0292 | 702.43 | 702.43 | 746.1932 | 57.836 | 760.266 | 43.7632 | 43.7632 | 804.0292 | 172.9081 | 140.9152 | 140.9152 | 140.9152 | 31.9929 | 172.9081 | 3076.0214 | 3076.0214 | 1240.5286 | 1240.5286 | 305.0818 | 305.0818 | 582.9487 | 582.9487 | 947.4623 | 947.4623 | 539944378.2243 | 667200825.632 | 478121822.3313 | 66732973.8124 | 1752 | 33.129 | 703445.283 | 41532.9773 | 52.2159 | 1042.9846 | 40 | 3040 | 4611.9232 | 760 | 190 | 0.29696
3788 | 824.0866 | 152 | 1000 | 4000 | 6 | 96.69% | 100 | 165.1048 | 163.1093 | 163.1093 | 1 | 165.1048 | 100 | 219.7887 | 207.2484 | 207.2484 | 207.2484 | 12.5403 | 219.7887 | 43.6081 | 38.8113 | 38.8113 | 38.8113 | 4.7968 | 43.6081 | 938.3478 | 828.8309 | 828.8309 | 872.3134 | 66.0344 | 894.8653 | 43.4825 | 43.4825 | 938.3478 | 170.9677 | 139.2871 | 139.2871 | 139.2871 | 31.6806 | 170.9677 | 3158.4042 | 3158.4042 | 1323.0969 | 1323.0969 | 305.051 | 305.051 | 582.8898 | 582.8898 | 947.3666 | 947.3666 | 545781368.72 | 667200825.632 | 480949020.4971 | 58068785.151 | 1752 | 36.0765 | 611638.632 | 36112.508 | 45.4012 | 1112.5169 | 40 | 3040 | 4611.9232 | 760 | 190 | 0.2987
3789 | 875.592 | 152 | 1000 | 4000 | 6 | 97.19% | 100 | 168.9903 | 166.592 | 166.592 | 1 | 168.9903 | 100 | 231.1174 | 217.9295 | 217.9295 | 217.9295 | 13.1879 | 231.1174 | 43.6044 | 38.8076 | 38.8076 | 38.8076 | 4.7968 | 43.6044 | 1081.4668 | 963.3966 | 963.3966 | 1006.67 | 74.7968 | 1038.1934 | 43.2734 | 43.2734 | 1081.4668 | 169.5938 | 138.1224 | 138.1224 | 138.1224 | 31.4715 | 169.5938 | 3240.7885 | 3240.7885 | 1405.6563 | 1405.6563 | 305.0218 | 305.0218 | 582.8341 | 582.8341 | 947.2762 | 947.2762 | 551341609.9762 | 667200825.632 | 484239634.3768 | 49217930.015 | 1752 | 38.7737 | 511451.8359 | 30197.2562 | 37.9645 | 1182.0492 | 40 | 3040 | 4611.9232 | 760 | 190 | 0.30073
3790 | 927.0974 | 152 | 1000 | 4000 | 6 | 97.59% | 100 | 172.9203 | 170.4645 | 170.4645 | 1 | 172.9203 | 100 | 242.4403 | 228.6051 | 228.6051 | 228.6051 | 13.8352 | 242.4403 | 43.6009 | 38.8041 | 38.8041 | 38.8041 | 4.7968 | 43.6009 | 1250.3757 | 1122.1325 | 1122.1325 | 1165.1977 | 85.178 | 1207.3105 | 43.0652 | 43.0652 | 1250.3757 | 168.4736 | 137.1686 | 137.1686 | 137.1686 | 31.305 | 168.4736 | 3323.174 | 3323.174 | 1488.2076 | 1488.2076 | 304.9943 | 304.9943 | 582.7815 | 582.7815 | 947.1907 | 947.1907 | 556173577.1739 | 667200825.632 | 486417678.8917 | 42207918.3023 | 1752 | 41.2921 | 437914.6542 | 25855.4572 | 32.5059 | 1251.5815 | 40 | 3040 | 4611.9232 | 760 | 190 | 0.30207
3791 | 978.6028 | 152 | 1000 | 4000 | 6 | 97.94% | 100 | 176.8945 | 174.4236 | 174.4236 | 1 | 176.8945 | 100 | 253.8281 | 239.3419 | 239.3419 | 239.3419 | 14.4862 | 253.8281 | 43.5976 | 38.8008 | 38.8008 | 38.8008 | 4.7968 | 43.5976 | 1452.5367 | 1311.9068 | 1311.9068 | 1354.971 | 97.5657 | 1409.4725 | 43.0642 | 43.0642 | 1452.5367 | 167.5133 | 136.3516 | 136.3516 | 136.3516 | 31.1617 | 167.5133 | 3405.5608 | 3405.5608 | 1570.7513 | 1570.7513 | 304.9682 | 304.9682 | 582.7316 | 582.7316 | 947.1096 | 947.1096 | 560318168.7093 | 667200825.632 | 488357309.0051 | 36123696.6536 | 1752 | 43.6286 | 377347.7783 | 22279.4538 | 28.0101 | 1321.1138 | 40 | 3040 | 4611.9232 | 760 | 190 | 0.30327
3792 | 1030.1083 | 152 | 1000 | 4000 | 6 | 98.21% | 100 | 180.9267 | 178.3895 | 178.3895 | 1 | 180.9267 | 100 | 265.3214 | 250.1781 | 250.1781 | 250.1781 | 15.1433 | 265.3214 | 43.5944 | 38.7977 | 38.7977 | 38.7977 | 4.7968 | 43.5944 | 1663.8852 | 1509.8822 | 1509.8822 | 1553.3866 | 110.4986 | 1620.3808 | 43.5044 | 43.5044 | 1663.8852 | 166.8743 | 135.7976 | 135.7976 | 135.7976 | 31.0767 | 166.8743 | 3487.9487 | 3487.9487 | 1653.2882 | 1653.2882 | 304.9434 | 304.9434 | 582.6843 | 582.6843 | 947.0327 | 947.0327 | 564092064.3677 | 667200825.632 | 489382134.8531 | 31324975.8631 | 1752 | 45.8141 | 333216.8024 | 19673.8626 | 24.7343 | 1390.6462 | 40 | 3040 | 4611.9232 | 760 | 190 | 0.3039
3793 | 20.6022 | 201.4 | 1000 | 4000 | 7 | 61.44% | 100 | 133.5255 | 133.2443 | 133.2443 | 1 | 133.5255 | 100 | 85.4366 | 80.5714 | 80.5714 | 80.5714 | 4.8651 | 85.4366 | 43.689 | 38.8922 | 38.8922 | 38.8922 | 4.7968 | 43.689 | 161.2199 | 90.1179 | 90.1179 | 140.7228 | 20.4971 | 110.615 | 50.6049 | 50.6049 | 161.2199 | 530.7419 | 433.9061 | 433.9061 | 433.9061 | 96.8358 | 530.7419 | 2068.9756 | 2068.9756 | 33.1463 | 33.1463 | 405.0345 | 405.0345 | 681.4547 | 681.4547 | 949.3401 | 949.3401 | 36320761.8372 | 884041093.9624 | 155989305.6838 | 675648841.9205 | 1752 | 6.9235e-09 | 8342656.1334 | 492569.0111 | 619.2658 | 27.8129 | 53 | 3040 | 4611.9232 | 760 | 190 | 0.09663
3794 | 51.5054 | 201.4 | 1000 | 4000 | 6 | 64.1% | 100 | 128.6213 | 128.3174 | 128.3174 | 1 | 128.6213 | 100 | 86.7949 | 81.8531 | 81.8531 | 81.8531 | 4.9418 | 86.7949 | 43.6948 | 38.898 | 38.898 | 38.898 | 4.7968 | 43.6948 | 151.8095 | 82.6815 | 82.6815 | 132.1804 | 19.6291 | 102.3106 | 49.4989 | 49.4989 | 151.8095 | 554.4158 | 453.288 | 453.288 | 453.288 | 101.1278 | 554.4158 | 2021.6453 | 2021.6453 | 82.8782 | 82.8782 | 405.0948 | 405.0948 | 584.191 | 584.191 | 949.4814 | 949.4814 | 89318942.2513 | 884041093.9624 | 149592286.6534 | 629047699.2744 | 1752 | 1.7309e-08 | 7591757.4191 | 448234.2775 | 563.5275 | 69.5323 | 53 | 3040 | 4611.9232 | 760 | 190 | 0.092751
3795 | 154.5162 | 201.4 | 1000 | 4000 | 6 | 73.99% | 100 | 130.0992 | 130.2714 | 130.2714 | 1 | 130.0992 | 100 | 98.1865 | 92.5936 | 92.5936 | 92.5936 | 5.593 | 98.1865 | 43.6758 | 38.8791 | 38.8791 | 38.8791 | 4.7968 | 43.6758 | 180.1087 | 112.1747 | 112.1747 | 159.4106 | 20.698 | 132.8727 | 47.2359 | 47.2359 | 180.1087 | 475.6665 | 388.666 | 388.666 | 388.666 | 87.0005 | 475.6665 | 2186.338 | 2186.338 | 248.5136 | 248.5136 | 404.8978 | 404.8978 | 583.9069 | 583.9069 | 949.0197 | 949.0197 | 234612858.7636 | 884041093.9624 | 177689022.451 | 455657027.2328 | 1752 | 0.61726 | 5233981.4168 | 309025.9276 | 388.5125 | 208.5969 | 53 | 3040 | 4611.9232 | 760 | 190 | 0.1119
3796 | 206.0217 | 201.4 | 1000 | 4000 | 6 | 78.75% | 100 | 131.157 | 131.172 | 131.172 | 1 | 131.157 | 100 | 106.4702 | 100.4041 | 100.4041 | 100.4041 | 6.066 | 106.4702 | 43.6676 | 38.8708 | 38.8708 | 38.8708 | 4.7968 | 43.6676 | 204.483 | 136.0799 | 136.0799 | 182.4744 | 22.0086 | 158.0885 | 46.3945 | 46.3945 | 204.483 | 405.85 | 331.4403 | 331.4403 | 331.4403 | 74.4098 | 405.85 | 2268.692 | 2268.692 | 331.2808 | 331.2808 | 404.8115 | 404.8115 | 583.7824 | 583.7824 | 948.8174 | 948.8174 | 287522538.0904 | 884041093.9624 | 208115040.7963 | 372321328.5739 | 1752 | 1.9327 | 4212296.165 | 248703.3534 | 312.6739 | 278.1292 | 53 | 3040 | 4611.9232 | 760 | 190 | 0.13073
3797 | 257.5271 | 201.4 | 1000 | 4000 | 6 | 82.97% | 100 | 132.7661 | 132.6513 | 132.6513 | 1 | 132.7661 | 100 | 115.7991 | 109.2003 | 109.2003 | 109.2003 | 6.5988 | 115.7991 | 43.6599 | 38.8631 | 38.8631 | 38.8631 | 4.7968 | 43.6599 | 237.8041 | 167.5847 | 167.5847 | 213.8845 | 23.9196 | 191.5043 | 46.2998 | 46.2998 | 237.8041 | 352.2621 | 287.4885 | 287.4885 | 287.4885 | 64.7737 | 352.2621 | 2351.0504 | 2351.0504 | 414.0196 | 414.0196 | 404.732 | 404.732 | 583.6677 | 583.6677 | 948.631 | 948.631 | 328948149.9524 | 884041093.9624 | 240586341.4756 | 298424430.6048 | 1752 | 4.055 | 3345831.9329 | 197545.3741 | 248.3573 | 347.6615 | 53 | 3040 | 4611.9232 | 760 | 190 | 0.15074
3798 | 309.0325 | 201.4 | 1000 | 4000 | 6 | 86.65% | 100 | 134.6883 | 134.1205 | 134.1205 | 1 | 134.6883 | 100 | 125.3258 | 118.1829 | 118.1829 | 118.1829 | 7.1429 | 125.3258 | 43.6529 | 38.8561 | 38.8561 | 38.8561 | 4.7968 | 43.6529 | 283.8855 | 210.9367 | 210.9367 | 257.1942 | 26.6913 | 237.628 | 46.2575 | 46.2575 | 283.8855 | 312.5169 | 254.8835 | 254.8835 | 254.8835 | 57.6334 | 312.5169 | 2433.4125 | 2433.4125 | 496.7334 | 496.7334 | 404.6585 | 404.6585 | 583.5618 | 583.5618 | 948.4589 | 948.4589 | 364158206.9044 | 884041093.9624 | 269914265.4584 | 233886434.3064 | 1752 | 6.8229 | 2631554.3938 | 155372.8363 | 195.3373 | 417.1938 | 53 | 3040 | 4611.9232 | 760 | 190 | 0.16882
3799 | 360.5379 | 201.4 | 1000 | 4000 | 6 | 89.52% | 100 | 137.022 | 136.0486 | 136.0486 | 1 | 137.022 | 100 | 135.8684 | 128.1234 | 128.1234 | 128.1234 | 7.745 | 135.8684 | 43.6463 | 38.8495 | 38.8495 | 38.8495 | 4.7968 | 43.6463 | 342.7471 | 266.3614 | 266.3614 | 312.5016 | 30.2455 | 296.6069 | 46.1402 | 46.1402 | 342.7471 | 285.1791 | 232.4225 | 232.4225 | 232.4225 | 52.7566 | 285.1791 | 2515.7781 | 2515.7781 | 579.4248 | 579.4248 | 404.5904 | 404.5904 | 583.4636 | 583.4636 | 948.2993 | 948.2993 | 390634182.2888 | 884041093.9624 | 293644043.0942 | 183680682.4299 | 1752 | 10.2063 | 2062933.4412 | 121800.188 | 153.1292 | 486.7262 | 53 | 3040 | 4611.9232 | 760 | 190 | 0.18344
3800 | 412.0433 | 201.4 | 1000 | 4000 | 6 | 91.79% | 100 | 139.7145 | 138.3504 | 138.3504 | 1 | 139.7145 | 100 | 147.0455 | 138.6621 | 138.6621 | 138.6621 | 8.3833 | 147.0455 | 43.6403 | 38.8435 | 38.8435 | 38.8435 | 4.7968 | 43.6403 | 417.8401 | 337.0959 | 337.0959 | 383.0374 | 34.8027 | 371.8986 | 45.9414 | 45.9414 | 417.8401 | 266.1546 | 216.77 | 216.77 | 216.77 | 49.3846 | 266.1546 | 2598.1467 | 2598.1467 | 662.0962 | 662.0962 | 404.5272 | 404.5272 | 583.3724 | 583.3724 | 948.151 | 948.151 | 411496633.2442 | 884041093.9624 | 312665601.4987 | 143796671.2947 | 1752 | 13.862 | 1595291.2112 | 94189.5485 | 118.4166 | 556.2585 | 53 | 3040 | 4611.9232 | 760 | 190 | 0.19517
3801 | 463.5487 | 201.4 | 1000 | 4000 | 6 | 93.27% | 100 | 142.8612 | 141.4978 | 141.4978 | 1 | 142.8612 | 100 | 159.0496 | 149.9807 | 149.9807 | 149.9807 | 9.069 | 159.0496 | 43.6346 | 38.8378 | 38.8378 | 38.8378 | 4.7968 | 43.6346 | 500.1823 | 414.6101 | 414.6101 | 460.4089 | 39.7735 | 454.3836 | 45.7988 | 45.7988 | 500.1823 | 254.9933 | 207.5722 | 207.5722 | 207.5722 | 47.4211 | 254.9933 | 2680.5181 | 2680.5181 | 744.7497 | 744.7497 | 404.4682 | 404.4682 | 583.2874 | 583.2874 | 948.0128 | 948.0128 | 426522837.1084 | 884041093.9624 | 323454039.8464 | 117982029.0828 | 1752 | 17.8855 | 1315716.7863 | 77682.8514 | 97.6642 | 625.7908 | 53 | 3040 | 4611.9232 | 760 | 190 | 0.20182
3802 | 515.0541 | 201.4 | 1000 | 4000 | 6 | 94.44% | 100 | 146.2605 | 144.6844 | 144.6844 | 1 | 146.2605 | 100 | 171.6182 | 161.8313 | 161.8313 | 161.8313 | 9.7869 | 171.6182 | 43.6293 | 38.8325 | 38.8325 | 38.8325 | 4.7968 | 43.6293 | 590.4857 | 499.4747 | 499.4747 | 545.2275 | 45.2582 | 544.7329 | 45.7528 | 45.7528 | 590.4857 | 247.4671 | 201.327 | 201.327 | 201.327 | 46.14 | 247.4671 | 2762.8919 | 2762.8919 | 827.387 | 827.387 | 404.4132 | 404.4132 | 583.208 | 583.208 | 947.8838 | 947.8838 | 438709536.9742 | 884041093.9624 | 331874572.5586 | 97374796.5048 | 1752 | 21.7781 | 1078472.3865 | 63675.4133 | 80.0538 | 695.3231 | 53 | 3040 | 4611.9232 | 760 | 190 | 0.20701
3803 | 566.5595 | 201.4 | 1000 | 4000 | 6 | 95.41% | 100 | 149.7975 | 147.9971 | 147.9971 | 1 | 149.7975 | 100 | 184.2135 | 173.7071 | 173.7071 | 173.7071 | 10.5064 | 184.2135 | 43.6244 | 38.8276 | 38.8276 | 38.8276 | 4.7968 | 43.6244 | 698.3518 | 600.869 | 600.869 | 646.5132 | 51.8386 | 652.7077 | 45.6441 | 45.6441 | 698.3518 | 241.819 | 196.6279 | 196.6279 | 196.6279 | 45.1911 | 241.819 | 2845.268 | 2845.268 | 910.0097 | 910.0097 | 404.3616 | 404.3616 | 583.1336 | 583.1336 | 947.763 | 947.763 | 449224647.0231 | 884041093.9624 | 338314880.5048 | 80419378.5097 | 1752 | 25.4655 | 889969.5836 | 52545.7877 | 66.0614 | 764.8554 | 53 | 3040 | 4611.9232 | 760 | 190 | 0.21098
3804 | 618.065 | 201.4 | 1000 | 4000 | 6 | 96.27% | 100 | 153.9356 | 151.6923 | 151.6923 | 1 | 153.9356 | 100 | 196.8353 | 185.6078 | 185.6078 | 185.6078 | 11.2275 | 196.8353 | 43.6197 | 38.8229 | 38.8229 | 38.8229 | 4.7968 | 43.6197 | 833.9489 | 728.0685 | 728.0685 | 773.8073 | 60.1416 | 788.2101 | 45.7388 | 45.7388 | 833.9489 | 239.6989 | 195.2862 | 195.2862 | 195.2862 | 44.4127 | 239.6989 | 2927.646 | 2927.646 | 992.6191 | 992.6191 | 404.3133 | 404.3133 | 583.0639 | 583.0639 | 947.6497 | 947.6497 | 458179938.1341 | 884041093.9624 | 344497069.7113 | 65281898.1922 | 1752 | 28.8724 | 722077.2067 | 42633.0476 | 53.599 | 834.3877 | 53 | 3040 | 4611.9232 | 760 | 190 | 0.21479
3805 | 669.5704 | 201.4 | 1000 | 4000 | 6 | 96.88% | 100 | 157.6572 | 155.6996 | 155.6996 | 1 | 157.6572 | 100 | 209.7175 | 197.7539 | 197.7539 | 197.7539 | 11.9636 | 209.7175 | 43.6154 | 38.8186 | 38.8186 | 38.8186 | 4.7968 | 43.6154 | 999.2814 | 883.7122 | 883.7122 | 929.0875 | 70.1939 | 953.9061 | 45.3753 | 45.3753 | 999.2814 | 235.8109 | 192.0429 | 192.0429 | 192.0429 | 43.768 | 235.8109 | 3010.0259 | 3010.0259 | 1075.2165 | 1075.2165 | 404.2678 | 404.2678 | 582.9984 | 582.9984 | 947.5432 | 947.5432 | 465051360.7855 | 884041093.9624 | 348303679.6876 | 54603865.5645 | 1752 | 32.1164 | 598548.2781 | 35339.6243 | 44.4296 | 903.92 | 53 | 3040 | 4611.9232 | 760 | 190 | 0.21714
3806 | 721.0758 | 201.4 | 1000 | 4000 | 6 | 97.33% | 100 | 161.5246 | 159.6781 | 159.6781 | 1 | 161.5246 | 100 | 222.8968 | 210.18 | 210.18 | 210.18 | 12.7167 | 222.8968 | 43.6112 | 38.8145 | 38.8145 | 38.8145 | 4.7968 | 43.6112 | 1162.7129 | 1037.1916 | 1037.1916 | 1082.5577 | 80.1552 | 1117.3469 | 45.366 | 45.366 | 1162.7129 | 233.6126 | 190.1777 | 190.1777 | 190.1777 | 43.4349 | 233.6126 | 3092.4075 | 3092.4075 | 1157.8029 | 1157.8029 | 404.225 | 404.225 | 582.9367 | 582.9367 | 947.4429 | 947.4429 | 470855530.2727 | 884041093.9624 | 350303952.5696 | 46799427.7676 | 1752 | 35.1673 | 516744.1257 | 30509.7248 | 38.3573 | 973.4523 | 53 | 3040 | 4611.9232 | 760 | 190 | 0.21837
3807 | 772.5812 | 201.4 | 1000 | 4000 | 6 | 97.79% | 100 | 165.4365 | 163.1387 | 163.1387 | 1 | 165.4365 | 100 | 236.045 | 222.5769 | 222.5769 | 222.5769 | 13.4681 | 236.045 | 43.6074 | 38.8106 | 38.8106 | 38.8106 | 4.7968 | 43.6074 | 1369.1546 | 1230.9456 | 1230.9456 | 1276.3599 | 92.7947 | 1323.7403 | 45.4143 | 45.4143 | 1369.1546 | 231.6508 | 188.5195 | 188.5195 | 188.5195 | 43.1313 | 231.6508 | 3174.7906 | 3174.7906 | 1240.3793 | 1240.3793 | 404.1847 | 404.1847 | 582.8784 | 582.8784 | 947.3482 | 947.3482 | 476147470.1956 | 884041093.9624 | 353031224.6014 | 38780211.2406 | 1752 | 37.9465 | 421839.1303 | 24906.3224 | 31.3126 | 1042.9846 | 53 | 3040 | 4611.9232 | 760 | 190 | 0.22005
3808 | 824.0866 | 201.4 | 1000 | 4000 | 6 | 98.1% | 100 | 169.4066 | 167.1804 | 167.1804 | 1 | 169.4066 | 100 | 249.2868 | 235.0619 | 235.0619 | 235.0619 | 14.2249 | 249.2868 | 43.6037 | 38.8069 | 38.8069 | 38.8069 | 4.7968 | 43.6037 | 1594.7713 | 1442.8351 | 1442.8351 | 1488.1958 | 106.5755 | 1549.4106 | 45.3606 | 45.3606 | 1594.7713 | 230.3514 | 187.4063 | 187.4063 | 187.4063 | 42.9451 | 230.3514 | 3257.1751 | 3257.1751 | 1322.9463 | 1322.9463 | 404.1465 | 404.1465 | 582.8234 | 582.8234 | 947.2588 | 947.2588 | 480649970.0018 | 884041093.9624 | 354096428.2088 | 33212507.827 | 1752 | 40.5576 | 365485.6378 | 21579.0866 | 27.1296 | 1112.5169 | 53 | 3040 | 4611.9232 | 760 | 190 | 0.22071
3809 | 875.592 | 201.4 | 1000 | 4000 | 6 | 98.43% | 100 | 173.3913 | 170.8671 | 170.8671 | 1 | 173.3913 | 100 | 262.5908 | 247.6055 | 247.6055 | 247.6055 | 14.9853 | 262.5908 | 43.6002 | 38.8035 | 38.8035 | 38.8035 | 4.7968 | 43.6002 | 1890.391 | 1720.4458 | 1720.4458 | 1765.7475 | 124.6436 | 1845.0894 | 45.3016 | 45.3016 | 1890.391 | 228.9411 | 186.2047 | 186.2047 | 186.2047 | 42.7365 | 228.9411 | 3339.5609 | 3339.5609 | 1405.5049 | 1405.5049 | 404.1104 | 404.1104 | 582.7714 | 582.7714 | 947.1742 | 947.1742 | 484386637.8169 | 884041093.9624 | 356003666.5959 | 27568601.6248 | 1752 | 42.9489 | 299466.5755 | 17681.174 | 22.2291 | 1182.0492 | 53 | 3040 | 4611.9232 | 760 | 190 | 0.22188
3810 | 927.0974 | 201.4 | 1000 | 4000 | 6 | 98.65% | 100 | 177.4292 | 174.8794 | 174.8794 | 1 | 177.4292 | 100 | 276.072 | 260.3161 | 260.3161 | 260.3161 | 15.7559 | 276.072 | 43.597 | 38.8002 | 38.8002 | 38.8002 | 4.7968 | 43.597 | 2199.0434 | 2010.5146 | 2010.5146 | 2055.6015 | 143.4419 | 2153.9566 | 45.0869 | 45.0869 | 2199.0434 | 228.0628 | 185.4436 | 185.4436 | 185.4436 | 42.6192 | 228.0628 | 3421.9479 | 3421.9479 | 1488.0557 | 1488.0557 | 404.0762 | 404.0762 | 582.722 | 582.722 | 947.094 | 947.094 | 487573124.0409 | 884041093.9624 | 356798528.356 | 23587253.6407 | 1752 | 45.1935 | 254884.8031 | 15048.9668 | 18.9198 | 1251.5815 | 53 | 3040 | 4611.9232 | 760 | 190 | 0.22237
3811 | 978.6028 | 201.4 | 1000 | 4000 | 5 | 98.8% | 100 | 176.2436 | 174.5992 | 174.5992 | 1 | 176.2436 | 100 | 289.688 | 273.1552 | 273.1552 | 273.1552 | 16.5328 | 289.688 | 43.5975 | 38.8007 | 38.8007 | 38.8007 | 4.7968 | 43.5975 | 2099.9745 | 1917.9187 | 1917.9187 | 1962.6362 | 137.3383 | 2055.257 | 44.7175 | 44.7175 | 2099.9745 | 227.6032 | 185.0301 | 185.0301 | 185.0301 | 42.5731 | 227.6032 | 3407.5467 | 3407.5467 | 1570.7482 | 1570.7482 | 404.0821 | 404.0821 | 485.6087 | 485.6087 | 947.1077 | 947.1077 | 490197731.682 | 884041093.9624 | 356733394.3314 | 21027780.0242 | 1752 | 47.295 | 221742.3155 | 13092.1605 | 16.4597 | 1321.1138 | 53 | 3040 | 4611.9232 | 760 | 190 | 0.22233
3812 | 1030.1083 | 201.4 | 1000 | 4000 | 6 | 98.95% | 100 | 185.595 | 183.5254 | 183.5254 | 1 | 185.595 | 100 | 303.2912 | 285.9793 | 285.9793 | 285.9793 | 17.3119 | 303.2912 | 43.5909 | 38.7941 | 38.7941 | 38.7941 | 4.7968 | 43.5909 | 2865.6509 | 2637.9416 | 2637.9416 | 2681.4111 | 184.2398 | 2822.1814 | 43.4695 | 43.4695 | 2865.6509 | 227.1794 | 184.6449 | 184.6449 | 184.6449 | 42.5345 | 227.1794 | 3586.7252 | 3586.7252 | 1653.136 | 1653.136 | 404.0129 | 404.0129 | 582.6307 | 582.6307 | 946.9456 | 946.9456 | 492716984.8824 | 884041093.9624 | 356929630.2144 | 18312290.9408 | 1752 | 49.2371 | 187219.4764 | 11053.8551 | 13.8971 | 1390.6462 | 53 | 3040 | 4611.9232 | 760 | 190 | 0.22246
3813 | 20.6022 | 250.8 | 1000 | 4000 | 7 | 73.25% | 100 | 132.6261 | 132.4305 | 132.4305 | 1 | 132.6261 | 100 | 86.7447 | 81.8037 | 81.8037 | 81.8037 | 4.941 | 86.7447 | 45.6124 | 40.6031 | 40.6031 | 40.6031 | 5.0092 | 45.6124 | 209.6492 | 129.8445 | 129.8445 | 185.2661 | 24.3831 | 154.2276 | 55.4216 | 55.4216 | 209.6492 | 426.7857 | 348.5555 | 348.5555 | 348.5555 | 78.2302 | 426.7857 | 2167.7021 | 2167.7021 | 33.1368 | 33.1368 | 504.238 | 504.238 | 681.2593 | 681.2593 | 949.068 | 949.068 | 35626921.9871 | 1054204916.7306 | 193518906.7653 | 468649254.517 | 1752 | 0.27029 | 6354828.5152 | 375203.2383 | 471.7117 | 27.8129 | 66 | 3040 | 4611.9232 | 760 | 190 | 0.12182
3814 | 51.5054 | 250.8 | 1000 | 4000 | 6 | 75.47% | 100 | 127.7868 | 127.436 | 127.436 | 1 | 127.7868 | 100 | 89.0017 | 83.9328 | 83.9328 | 83.9328 | 5.0689 | 89.0017 | 45.6151 | 40.6061 | 40.6061 | 40.6061 | 5.0089 | 45.6151 | 198.2799 | 120.9479 | 120.9479 | 174.9582 | 23.3217 | 144.2696 | 54.0103 | 54.0103 | 198.2799 | 453.9229 | 370.5013 | 370.5013 | 370.5013 | 83.4216 | 453.9229 | 2120.368 | 2120.368 | 82.8531 | 82.8531 | 504.3054 | 504.3054 | 584.0146 | 584.0146 | 949.1948 | 949.1948 | 86832661.5611 | 1054277342.6643 | 181195565.856 | 429694429.9186 | 1752 | 0.69938 | 5675445.2901 | 335090.9386 | 421.2818 | 69.5323 | 66 | 3040 | 4611.9232 | 760 | 190 | 0.11428
3815 | 154.5162 | 250.8 | 1000 | 4000 | 6 | 83.01% | 100 | 130.0758 | 129.5738 | 129.5738 | 1 | 130.0758 | 100 | 101.7566 | 95.9589 | 95.9589 | 95.9589 | 5.7977 | 101.7566 | 45.6037 | 40.5941 | 40.5941 | 40.5941 | 5.0096 | 45.6037 | 247.9273 | 171.2228 | 171.2228 | 222.3357 | 25.5916 | 196.8144 | 51.1129 | 51.1129 | 247.9273 | 472.4759 | 384.7419 | 384.7419 | 384.7419 | 87.7341 | 472.4759 | 2285.073 | 2285.073 | 248.4505 | 248.4505 | 504.0845 | 504.0845 | 583.7588 | 583.7588 | 948.7791 | 948.7791 | 226443387.2443 | 1054091629.1531 | 173733849.6309 | 297731107.8645 | 1752 | 3.8955 | 3701115.4876 | 218522.1069 | 274.7296 | 208.5969 | 66 | 3040 | 4611.9232 | 760 | 190 | 0.10968
3816 | 206.0217 | 250.8 | 1000 | 4000 | 6 | 86.42% | 100 | 131.7613 | 131.268 | 131.268 | 1 | 131.7613 | 100 | 111.8167 | 105.4446 | 105.4446 | 105.4446 | 6.3721 | 111.8167 | 45.5925 | 40.5833 | 40.5833 | 40.5833 | 5.0093 | 45.5925 | 290.1301 | 211.8519 | 211.8519 | 262.2038 | 27.9262 | 239.7781 | 50.352 | 50.352 | 290.1301 | 440.8535 | 358.6113 | 358.6113 | 358.6113 | 82.2422 | 440.8535 | 2367.4322 | 2367.4322 | 331.2034 | 331.2034 | 503.9871 | 503.9871 | 583.646 | 583.646 | 948.5957 | 948.5957 | 272979648.3201 | 1054263962.9592 | 186810565.8882 | 237945791.9091 | 1752 | 6.372 | 2915231.1167 | 172121.7422 | 216.3943 | 278.1292 | 66 | 3040 | 4611.9232 | 760 | 190 | 0.11774
3817 | 257.5271 | 250.8 | 1000 | 4000 | 6 | 89.34% | 100 | 133.8412 | 133.1289 | 133.1289 | 1 | 133.8412 | 100 | 123.5902 | 116.546 | 116.546 | 116.546 | 7.0442 | 123.5902 | 45.5816 | 40.5727 | 40.5727 | 40.5727 | 5.0089 | 45.5816 | 348.3182 | 267.013 | 267.013 | 316.9398 | 31.3784 | 298.3914 | 49.9268 | 49.9268 | 348.3182 | 403.8485 | 328.1454 | 328.1454 | 328.1454 | 75.7031 | 403.8485 | 2449.7951 | 2449.7951 | 413.9302 | 413.9302 | 503.897 | 503.897 | 583.5417 | 583.5417 | 948.4262 | 948.4262 | 307648178.3862 | 1054277338.5959 | 203381614.4569 | 186692883.5077 | 1752 | 9.4438 | 2266434.8266 | 133815.3633 | 168.2349 | 347.6615 | 66 | 3040 | 4611.9232 | 760 | 190 | 0.12795
3818 | 309.0325 | 250.8 | 1000 | 4000 | 6 | 91.7% | 100 | 136.3541 | 135.383 | 135.383 | 1 | 136.3541 | 100 | 136.3063 | 128.5361 | 128.5361 | 128.5361 | 7.7702 | 136.3063 | 45.5735 | 40.5648 | 40.5648 | 40.5648 | 5.0087 | 45.5735 | 425.1676 | 339.5014 | 339.5014 | 389.1627 | 36.0049 | 375.5063 | 49.6613 | 49.6613 | 425.1676 | 374.0139 | 303.6404 | 303.6404 | 303.6404 | 70.3736 | 374.0139 | 2532.1613 | 2532.1613 | 496.6339 | 496.6339 | 503.8135 | 503.8135 | 583.4449 | 583.4449 | 948.2689 | 948.2689 | 333354707.2302 | 1054321744.9814 | 218849246.3734 | 145474350.989 | 1752 | 12.9244 | 1751271.9548 | 103398.9992 | 129.9949 | 417.1938 | 66 | 3040 | 4611.9232 | 760 | 190 | 0.13748
3819 | 360.5379 | 250.8 | 1000 | 4000 | 6 | 93.46% | 100 | 139.2824 | 138.0225 | 138.0225 | 1 | 139.2824 | 100 | 149.9617 | 141.4119 | 141.4119 | 141.4119 | 8.5498 | 149.9617 | 45.5633 | 40.555 | 40.555 | 40.555 | 5.0083 | 45.5633 | 520.1857 | 428.6683 | 428.6683 | 478.4584 | 41.7273 | 470.3956 | 49.7902 | 49.7902 | 520.1857 | 352.9685 | 286.3312 | 286.3312 | 286.3312 | 66.6372 | 352.9685 | 2614.5304 | 2614.5304 | 579.3169 | 579.3169 | 503.7358 | 503.7358 | 583.355 | 583.355 | 948.1228 | 948.1228 | 352767077.7294 | 1054396570.0984 | 230281132.7635 | 114555219.4088 | 1752 | 16.7055 | 1382422.1106 | 81621.2824 | 102.6156 | 486.7262 | 66 | 3040 | 4611.9232 | 760 | 190 | 0.14453
3820 | 412.0433 | 250.8 | 1000 | 4000 | 6 | 94.88% | 100 | 142.4104 | 140.8699 | 140.8699 | 1 | 142.4104 | 100 | 163.8856 | 154.5407 | 154.5407 | 154.5407 | 9.3449 | 163.8856 | 45.5572 | 40.5489 | 40.5489 | 40.5489 | 5.0083 | 45.5572 | 640.8858 | 542.6694 | 542.6694 | 591.7682 | 49.1176 | 591.787 | 49.0988 | 49.0988 | 640.8858 | 337.5199 | 273.5997 | 273.5997 | 273.5997 | 63.9202 | 337.5199 | 2696.9023 | 2696.9023 | 661.9813 | 661.9813 | 503.6634 | 503.6634 | 583.2711 | 583.2711 | 947.9865 | 947.9865 | 367973520.3393 | 1054412075.9058 | 239917288.499 | 89697178.7876 | 1752.0001 | 20.444 | 1063696.4001 | 62803.0061 | 78.957 | 556.2585 | 66 | 3040 | 4611.9232 | 760 | 190 | 0.15047
3821 | 463.5487 | 250.8 | 1000 | 4000 | 6 | 95.89% | 100 | 145.8562 | 144.1133 | 144.1133 | 1 | 145.8562 | 100 | 178.3525 | 168.1814 | 168.1814 | 168.1814 | 10.1712 | 178.3525 | 45.5519 | 40.5437 | 40.5437 | 40.5437 | 5.0083 | 45.5519 | 779.8513 | 672.9788 | 672.9788 | 722.2834 | 57.5678 | 730.5466 | 49.3046 | 49.3046 | 779.8513 | 327.7294 | 265.4828 | 265.4828 | 265.4828 | 62.2466 | 327.7294 | 2779.2766 | 2779.2766 | 744.6289 | 744.6289 | 503.5957 | 503.5957 | 583.1928 | 583.1928 | 947.8591 | 947.8591 | 379727849.8246 | 1054425940.1402 | 245824703.1063 | 72021446.5489 | 1751.9999 | 24.1586 | 857491.6103 | 50628.2157 | 63.6506 | 625.7908 | 66 | 3040 | 4611.9232 | 760 | 190 | 0.15411
3822 | 515.0541 | 250.8 | 1000 | 4000 | 6 | 96.67% | 100 | 149.4679 | 147.5006 | 147.5006 | 1 | 149.4679 | 100 | 193.105 | 182.0912 | 182.0912 | 182.0912 | 11.0138 | 193.105 | 45.5461 | 40.5379 | 40.5379 | 40.5379 | 5.0082 | 45.5461 | 941.2234 | 824.4019 | 824.4019 | 873.8481 | 67.3752 | 891.7771 | 49.4463 | 49.4463 | 941.2234 | 321.0868 | 259.9436 | 259.9436 | 259.9436 | 61.1432 | 321.0868 | 2861.6531 | 2861.6531 | 827.2614 | 827.2614 | 503.5324 | 503.5324 | 583.1194 | 583.1194 | 947.7399 | 947.7399 | 389329975.8499 | 1054394510.4099 | 249848452.2782 | 58427061.4621 | 1752 | 27.7091 | 695320.5014 | 41053.272 | 51.6128 | 695.3231 | 66 | 3040 | 4611.9232 | 760 | 190 | 0.15659
3823 | 566.5595 | 250.8 | 1000 | 4000 | 6 | 97.31% | 100 | 153.1689 | 151.0368 | 151.0368 | 1 | 153.1689 | 100 | 208.0267 | 196.1606 | 196.1606 | 196.1606 | 11.8662 | 208.0267 | 45.541 | 40.5328 | 40.5328 | 40.5328 | 5.0082 | 45.541 | 1145.5101 | 1016.4767 | 1016.4767 | 1065.6608 | 79.8493 | 1096.326 | 49.1841 | 49.1841 | 1145.5101 | 315.5026 | 255.2929 | 255.2929 | 255.2929 | 60.2098 | 315.5026 | 2944.0315 | 2944.0315 | 909.88 | 909.88 | 503.4729 | 503.4729 | 583.0506 | 583.0506 | 947.628 | 947.628 | 396899190.3434 | 1054430637.8942 | 253479278.0091 | 47190893.7533 | 1752 | 31.0144 | 557982.0196 | 32944.502 | 41.4184 | 764.8554 | 66 | 3040 | 4611.9232 | 760 | 190 | 0.15883
3824 | 618.065 | 250.8 | 1000 | 4000 | 5 | 97.76% | 100 | 151.7286 | 150.0877 | 150.0877 | 1 | 151.7286 | 100 | 223.3081 | 210.5705 | 210.5705 | 210.5705 | 12.7376 | 223.3081 | 45.5415 | 40.5333 | 40.5333 | 40.5333 | 5.0081 | 45.5415 | 1153.9519 | 1024.7087 | 1024.7087 | 1073.6467 | 80.3052 | 1105.0139 | 48.938 | 48.938 | 1153.9519 | 311.8645 | 252.2383 | 252.2383 | 252.2383 | 59.6262 | 311.8645 | 2929.6317 | 2929.6317 | 992.6164 | 992.6164 | 503.4831 | 503.4831 | 485.8852 | 485.8852 | 947.647 | 947.647 | 402926914.237 | 1054428192.8077 | 255376567.5524 | 39268325.4029 | 1752 | 34.1359 | 465633.3096 | 27492.0283 | 34.5634 | 834.3877 | 66 | 3040 | 4611.9232 | 760 | 190 | 0.16
3825 | 669.5704 | 250.8 | 1000 | 4000 | 6 | 98.1% | 100 | 160.9067 | 158.999 | 158.999 | 1 | 160.9067 | 100 | 238.7628 | 225.1406 | 225.1406 | 225.1406 | 13.6222 | 238.7628 | 45.5316 | 40.5235 | 40.5235 | 40.5235 | 5.0081 | 45.5316 | 1615.667 | 1458.5785 | 1458.5785 | 1507.1913 | 108.4757 | 1567.0542 | 48.6128 | 48.6128 | 1615.667 | 309.5319 | 250.2446 | 250.2446 | 250.2446 | 59.2873 | 309.5319 | 3108.7936 | 3108.7936 | 1075.0809 | 1075.0809 | 503.3643 | 503.3643 | 582.9248 | 582.9248 | 947.4236 | 947.4236 | 407932955.0574 | 1054425739.9803 | 256333839.0245 | 33307465.9378 | 1752 | 37.0406 | 388555.1635 | 22941.1628 | 28.842 | 903.92 | 66 | 3040 | 4611.9232 | 760 | 190 | 0.16059
3826 | 721.0758 | 250.8 | 1000 | 4000 | 5 | 98.43% | 100 | 159.6005 | 157.5932 | 157.5932 | 1 | 159.6005 | 100 | 254.3393 | 239.8287 | 239.8287 | 239.8287 | 14.5106 | 254.3393 | 45.532 | 40.524 | 40.524 | 40.524 | 5.0081 | 45.532 | 1596.002 | 1440.7707 | 1440.7707 | 1488.7852 | 107.2167 | 1547.9874 | 48.0145 | 48.0145 | 1596.002 | 307.7213 | 248.6932 | 248.6932 | 248.6932 | 59.0281 | 307.7213 | 3094.3933 | 3094.3933 | 1157.8001 | 1157.8001 | 503.3733 | 503.3733 | 485.7794 | 485.7794 | 947.4405 | 947.4405 | 412278933.9929 | 1054427515.79 | 257781399.7928 | 27512156.0039 | 1752 | 39.706 | 316150.2815 | 18666.2172 | 23.4675 | 973.4523 | 66 | 3040 | 4611.9232 | 760 | 190 | 0.16148
3827 | 772.5812 | 250.8 | 1000 | 4000 | 5 | 98.68% | 100 | 163.5976 | 161.7787 | 161.7787 | 1 | 163.5976 | 100 | 269.8721 | 254.4739 | 254.4739 | 254.4739 | 15.3982 | 269.8721 | 45.528 | 40.5199 | 40.5199 | 40.5199 | 5.0081 | 45.528 | 1900.5114 | 1727.023 | 1727.023 | 1774.6793 | 125.8321 | 1852.8552 | 47.6562 | 47.6562 | 1900.5114 | 306.0782 | 247.2867 | 247.2867 | 247.2867 | 58.7916 | 306.0782 | 3176.7764 | 3176.7764 | 1240.3764 | 1240.3764 | 503.3231 | 503.3231 | 485.7309 | 485.7309 | 947.346 | 947.346 | 416032532.3306 | 1054422776.1727 | 258351335.3005 | 23193356.1962 | 1752 | 42.1974 | 265612.8402 | 15682.374 | 19.7161 | 1042.9846 | 66 | 3040 | 4611.9232 | 760 | 190 | 0.16183
3828 | 824.0866 | 250.8 | 1000 | 4000 | 5 | 98.91% | 100 | 167.6473 | 165.2502 | 165.2502 | 1 | 167.6473 | 100 | 285.4846 | 269.1941 | 269.1941 | 269.1941 | 16.2905 | 285.4846 | 45.5237 | 40.5157 | 40.5157 | 40.5157 | 5.008 | 45.5237 | 2231.5064 | 2037.551 | 2037.551 | 2085.3921 | 146.1142 | 2183.6652 | 47.8412 | 47.8412 | 2231.5064 | 305.1983 | 246.5005 | 246.5005 | 246.5005 | 58.6977 | 305.1983 | 3259.161 | 3259.161 | 1322.9434 | 1322.9434 | 503.2757 | 503.2757 | 485.6851 | 485.6851 | 947.2567 | 947.2567 | 419332899.4968 | 1054448336.446 | 259067604.3501 | 19151159.7071 | 1752 | 44.4955 | 220525.6717 | 13020.3271 | 16.3694 | 1112.5169 | 66 | 3040 | 4611.9232 | 760 | 190 | 0.16227
3829 | 875.592 | 250.8 | 1000 | 4000 | 5 | 99.04% | 100 | 171.7248 | 169.9138 | 169.9138 | 1 | 171.7248 | 100 | 301.1417 | 283.9563 | 283.9563 | 283.9563 | 17.1854 | 301.1417 | 45.5198 | 40.5118 | 40.5118 | 40.5118 | 5.008 | 45.5198 | 2602.2598 | 2385.677 | 2385.677 | 2433.4807 | 168.7791 | 2554.4562 | 47.8037 | 47.8037 | 2602.2598 | 304.7199 | 246.0474 | 246.0474 | 246.0474 | 58.6724 | 304.7199 | 3341.5468 | 3341.5468 | 1405.502 | 1405.502 | 503.2308 | 503.2308 | 485.6418 | 485.6418 | 947.1722 | 947.1722 | 422109617.3915 | 1054448336.446 | 258622649.0168 | 16819397.1458 | 1752 | 46.6491 | 193438.6286 | 11421.0477 | 14.3587 | 1182.0492 | 66 | 3040 | 4611.9232 | 760 | 190 | 0.162
3830 | 927.0974 | 250.8 | 1000 | 4000 | 5 | 99.18% | 100 | 175.8263 | 173.7563 | 173.7563 | 1 | 175.8263 | 100 | 316.9156 | 298.8286 | 298.8286 | 298.8286 | 18.087 | 316.9156 | 45.5163 | 40.5083 | 40.5083 | 40.5083 | 5.008 | 45.5163 | 2986.7352 | 2747.0648 | 2747.0648 | 2794.4917 | 192.2435 | 2939.3083 | 47.4269 | 47.4269 | 2986.7352 | 304.5633 | 245.8578 | 245.8578 | 245.8578 | 58.7055 | 304.5633 | 3423.9338 | 3423.9338 | 1488.0527 | 1488.0527 | 503.1882 | 503.1882 | 485.6007 | 485.6007 | 947.0921 | 947.0921 | 424450562.0368 | 1054448336.446 | 258659486.2239 | 14441615.2933 | 1752 | 48.6412 | 162821.5945 | 9613.3498 | 12.0861 | 1251.5815 | 66 | 3040 | 4611.9232 | 760 | 190 | 0.16202
3831 | 978.6028 | 250.8 | 1000 | 4000 | 5 | 99.28% | 100 | 179.9416 | 177.8362 | 177.8362 | 1 | 179.9416 | 100 | 332.797 | 313.8022 | 313.8022 | 313.8022 | 18.9948 | 332.797 | 45.5129 | 40.505 | 40.505 | 40.505 | 5.008 | 45.5129 | 3394.3312 | 3130.6918 | 3130.6918 | 3177.1952 | 217.136 | 3347.8278 | 46.5034 | 46.5034 | 3394.3312 | 304.5062 | 245.75 | 245.75 | 245.75 | 58.7561 | 304.5062 | 3506.322 | 3506.322 | 1570.5962 | 1570.5962 | 503.1479 | 503.1479 | 485.5618 | 485.5618 | 947.0161 | 947.0161 | 426440943.5811 | 1054448336.446 | 258454738.1197 | 12655981.8533 | 1752 | 50.4976 | 137838.5238 | 8138.2936 | 10.2316 | 1321.1138 | 66 | 3040 | 4611.9232 | 760 | 190 | 0.16189
3832 | 1030.1083 | 250.8 | 1000 | 4000 | 4 | 99.35% | 100 | 178.8079 | 177.5587 | 177.5587 | 1 | 178.8079 | 100 | 348.776 | 328.8694 | 328.8694 | 328.8694 | 19.9066 | 348.776 | 45.5135 | 40.5055 | 40.5055 | 40.5055 | 5.008 | 45.5135 | 3068.2365 | 2825.8765 | 2825.8765 | 2871.191 | 197.0455 | 3022.922 | 45.3145 | 45.3145 | 3068.2365 | 304.5807 | 245.7561 | 245.7561 | 245.7561 | 58.8246 | 304.5807 | 3491.9205 | 3491.9205 | 1653.2819 | 1653.2819 | 503.1548 | 503.1548 | 388.4547 | 388.4547 | 947.0291 | 947.0291 | 428231908.579 | 1054448336.446 | 257847743.1964 | 11472011.7787 | 1752 | 52.2374 | 125170.8601 | 7390.3665 | 9.2913 | 1390.6462 | 66 | 3040 | 4611.9232 | 760 | 190 | 0.16152
3833 | 20.6022 | 300.2 | 1000 | 4000 | 7 | 79.69% | 100 | 132.9113 | 132.7223 | 132.7223 | 1 | 132.9113 | 100 | 90.3782 | 85.229 | 85.229 | 85.229 | 5.1492 | 90.3782 | 50.5485 | 44.9959 | 44.9959 | 44.9959 | 5.5526 | 50.5485 | 253.6512 | 170.9573 | 170.9573 | 226.5921 | 27.0592 | 198.0165 | 55.6348 | 55.6348 | 253.6512 | 365.2446 | 297.5098 | 297.5098 | 297.5098 | 67.7348 | 365.2446 | 2266.4359 | 2266.4359 | 33.1283 | 33.1283 | 603.4016 | 603.4016 | 681.0833 | 681.0833 | 948.8227 | 948.8227 | 34292150.6018 | 1138356077.5917 | 223442592.3711 | 355909179.4354 | 1752 | 3.3492 | 4831397.5573 | 285256.4794 | 358.6291 | 27.8129 | 79 | 3040 | 4611.9232 | 760 | 190 | 0.14032
3834 | 51.5054 | 300.2 | 1000 | 4000 | 6 | 81.6% | 100 | 128.4084 | 128.0167 | 128.0167 | 1 | 128.4084 | 100 | 92.648 | 87.3701 | 87.3701 | 87.3701 | 5.2779 | 92.648 | 50.5529 | 45.0004 | 45.0004 | 45.0004 | 5.5525 | 50.5529 | 241.4541 | 161.1572 | 161.1572 | 215.4469 | 26.0072 | 187.1644 | 54.2897 | 54.2897 | 241.4541 | 390.7164 | 318.0521 | 318.0521 | 318.0521 | 72.6643 | 390.7164 | 2219.0984 | 2219.0984 | 82.8306 | 82.8306 | 603.4744 | 603.4744 | 583.8561 | 583.8561 | 948.9372 | 948.9372 | 83554452.9207 | 1138373697.4655 | 207741154.4447 | 322330695.1691 | 1752 | 4.5058 | 4269625.2164 | 252088.1884 | 316.9294 | 69.5323 | 79 | 3040 | 4611.9232 | 760 | 190 | 0.13064
3835 | 154.5162 | 300.2 | 1000 | 4000 | 6 | 87.72% | 100 | 131.7563 | 130.9379 | 130.9379 | 1 | 131.7563 | 100 | 105.897 | 99.8621 | 99.8621 | 99.8621 | 6.0349 | 105.897 | 50.5365 | 44.9839 | 44.9839 | 44.9839 | 5.5527 | 50.5365 | 317.8815 | 236.4747 | 236.4747 | 287.9339 | 29.9476 | 266.4223 | 51.4592 | 51.4592 | 317.8815 | 444.3293 | 360.7208 | 360.7208 | 360.7208 | 83.6086 | 444.3293 | 2383.8141 | 2383.8141 | 248.3934 | 248.3934 | 603.2352 | 603.2352 | 583.6246 | 583.6246 | 948.5609 | 948.5609 | 217423306.0394 | 1138341033.1711 | 181062647.0119 | 215173080.605 | 1752.0001 | 9.5237 | 2697627.2146 | 159273.9229 | 200.2418 | 208.5969 | 79 | 3040 | 4611.9232 | 760 | 190 | 0.1142
3836 | 206.0217 | 300.2 | 1000 | 4000 | 6 | 90.35% | 100 | 133.9457 | 133.0403 | 133.0403 | 1 | 133.9457 | 100 | 116.4947 | 109.8547 | 109.8547 | 109.8547 | 6.64 | 116.4947 | 50.53 | 44.9772 | 44.9772 | 44.9772 | 5.5528 | 50.53 | 381.8982 | 297.1762 | 297.1762 | 348.2418 | 33.6564 | 330.8326 | 51.0656 | 51.0656 | 381.8982 | 440.5848 | 357.1596 | 357.1596 | 357.1596 | 83.4251 | 440.5848 | 2466.1777 | 2466.1777 | 331.1329 | 331.1329 | 603.129 | 603.129 | 583.5219 | 583.5219 | 948.394 | 948.394 | 262007553.4714 | 1138260593.1403 | 182700346.1284 | 169031508.9648 | 1752 | 12.5848 | 2085646.2073 | 123141.2003 | 154.8151 | 278.1292 | 79 | 3040 | 4611.9232 | 760 | 190 | 0.11521
3837 | 257.5271 | 300.2 | 1000 | 4000 | 6 | 92.59% | 100 | 136.4447 | 135.3921 | 135.3921 | 1 | 136.4447 | 100 | 129.8739 | 122.4702 | 122.4702 | 122.4702 | 7.4037 | 129.8739 | 50.5162 | 44.9641 | 44.9641 | 44.9641 | 5.5521 | 50.5162 | 471.9194 | 382.3252 | 382.3252 | 432.8819 | 39.0375 | 421.3627 | 50.5567 | 50.5567 | 471.9194 | 419.959 | 340.0396 | 340.0396 | 340.0396 | 79.9194 | 419.959 | 2548.5445 | 2548.5445 | 413.8485 | 413.8485 | 603.0304 | 603.0304 | 583.4265 | 583.4265 | 948.239 | 948.239 | 292116941.3978 | 1138394517.6556 | 191594421.9963 | 129894120.435 | 1752 | 15.8994 | 1596782.0484 | 94277.5708 | 118.5273 | 347.6615 | 79 | 3040 | 4611.9232 | 760 | 190 | 0.12069
3838 | 309.0325 | 300.2 | 1000 | 4000 | 6 | 94.25% | 100 | 139.375 | 138.0319 | 138.0319 | 1 | 139.375 | 100 | 144.979 | 136.713 | 136.713 | 136.713 | 8.266 | 144.979 | 50.509 | 44.9569 | 44.9569 | 44.9569 | 5.5521 | 50.509 | 582.0374 | 486.3249 | 486.3249 | 536.3996 | 45.6378 | 531.9627 | 50.0746 | 50.0746 | 582.0374 | 401.8895 | 325.0861 | 325.0861 | 325.0861 | 76.8034 | 401.8895 | 2630.9143 | 2630.9143 | 496.5427 | 496.5427 | 602.9388 | 602.9388 | 583.3378 | 583.3378 | 948.0949 | 948.0949 | 313036443.6128 | 1138394648.136 | 199798953.3852 | 100769954.866 | 1752 | 19.448 | 1217136.2572 | 71862.4372 | 90.3466 | 417.1938 | 79 | 3040 | 4611.9232 | 760 | 190 | 0.12575
3839 | 360.5379 | 300.2 | 1000 | 4000 | 6 | 95.54% | 100 | 142.5725 | 140.9891 | 140.9891 | 1 | 142.5725 | 100 | 160.4655 | 151.3153 | 151.3153 | 151.3153 | 9.1502 | 160.4655 | 50.5019 | 44.9499 | 44.9499 | 44.9499 | 5.552 | 50.5019 | 729.6024 | 625.3389 | 625.3389 | 675.0315 | 54.5709 | 679.9098 | 49.6926 | 49.6926 | 729.6024 | 386.529 | 312.4222 | 312.4222 | 312.4222 | 74.1068 | 386.529 | 2713.2866 | 2713.2866 | 579.2177 | 579.2177 | 602.8533 | 602.8533 | 583.2551 | 583.2551 | 947.9605 | 947.9605 | 329188138.3153 | 1138483821.594 | 206231326.0353 | 78096714.0554 | 1752 | 23.0191 | 928405.7787 | 54815.1463 | 68.9145 | 486.7262 | 79 | 3040 | 4611.9232 | 760 | 190 | 0.12971
3840 | 412.0433 | 300.2 | 1000 | 4000 | 6 | 96.52% | 100 | 146.016 | 144.1031 | 144.1031 | 1 | 146.016 | 100 | 176.4226 | 166.3612 | 166.3612 | 166.3612 | 10.0613 | 176.4226 | 50.4947 | 44.9428 | 44.9428 | 44.9428 | 5.5518 | 50.4947 | 904.3386 | 790.0053 | 790.0053 | 839.1743 | 65.1644 | 855.1696 | 49.169 | 49.169 | 904.3386 | 376.9316 | 304.4399 | 304.4399 | 304.4399 | 72.4917 | 376.9316 | 2795.6614 | 2795.6614 | 661.8754 | 661.8754 | 602.7734 | 602.7734 | 583.1778 | 583.1778 | 947.8348 | 947.8348 | 341404789.5848 | 1138533356.6288 | 211011246.4543 | 61050607.3321 | 1752 | 26.5243 | 726094.7148 | 42870.2502 | 53.8972 | 556.2585 | 79 | 3040 | 4611.9232 | 760 | 190 | 0.13266
3841 | 463.5487 | 300.2 | 1000 | 4000 | 6 | 97.15% | 100 | 149.6748 | 147.9831 | 147.9831 | 1 | 149.6748 | 100 | 192.931 | 181.9269 | 181.9269 | 181.9269 | 11.0041 | 192.931 | 50.4883 | 44.9365 | 44.9365 | 44.9365 | 5.5518 | 50.4883 | 1106.0209 | 979.4051 | 979.4051 | 1028.6005 | 77.4205 | 1056.8256 | 49.1954 | 49.1954 | 1106.0209 | 370.4778 | 299.0367 | 299.0367 | 299.0367 | 71.441 | 370.4778 | 2878.0382 | 2878.0382 | 744.5173 | 744.5173 | 602.6985 | 602.6985 | 583.1054 | 583.1054 | 947.7171 | 947.7171 | 350503275.5998 | 1138506021.7292 | 213054773.7183 | 49935928.9526 | 1752 | 29.9493 | 596178.7666 | 35199.7231 | 44.2537 | 625.7908 | 79 | 3040 | 4611.9232 | 760 | 190 | 0.13392
3842 | 515.0541 | 300.2 | 1000 | 4000 | 5 | 97.74% | 100 | 148.1764 | 146.2691 | 146.2691 | 1 | 148.1764 | 100 | 209.718 | 197.7566 | 197.7566 | 197.7566 | 11.9613 | 209.718 | 50.4901 | 44.9382 | 44.9382 | 44.9382 | 5.5518 | 50.4901 | 1129.6868 | 1001.708 | 1001.708 | 1050.8026 | 78.8843 | 1080.5922 | 49.0946 | 49.0946 | 1129.6868 | 365.82 | 295.099 | 295.099 | 295.099 | 70.7211 | 365.82 | 2863.6387 | 2863.6387 | 827.2589 | 827.2589 | 602.7112 | 602.7112 | 485.9314 | 485.9314 | 947.7371 | 947.7371 | 358073948.0413 | 1138519184.4383 | 215803141.9374 | 39603725.5829 | 1752 | 33.096 | 464647.9932 | 27433.8531 | 34.4903 | 695.3231 | 79 | 3040 | 4611.9232 | 760 | 190 | 0.13561
3843 | 566.5595 | 300.2 | 1000 | 4000 | 5 | 98.14% | 100 | 152.0229 | 150.2264 | 150.2264 | 1 | 152.0229 | 100 | 226.6499 | 213.7214 | 213.7214 | 213.7214 | 12.9285 | 226.6499 | 50.4844 | 44.9326 | 44.9326 | 44.9326 | 5.5518 | 50.4844 | 1371.8897 | 1229.8226 | 1229.8226 | 1278.2052 | 93.6846 | 1323.5072 | 48.3826 | 48.3826 | 1371.8897 | 362.1488 | 291.9988 | 291.9988 | 291.9988 | 70.15 | 362.1488 | 2946.0172 | 2946.0172 | 909.8775 | 909.8775 | 602.6402 | 602.6402 | 485.8741 | 485.8741 | 947.6254 | 947.6254 | 363942192.6492 | 1138512861.1229 | 217002324.7693 | 32542621.4585 | 1752 | 36.0591 | 382736.3264 | 22597.6057 | 28.4101 | 764.8554 | 79 | 3040 | 4611.9232 | 760 | 190 | 0.13635
3844 | 618.065 | 300.2 | 1000 | 4000 | 5 | 98.47% | 100 | 155.9644 | 153.9115 | 153.9115 | 1 | 155.9644 | 100 | 243.7656 | 229.8594 | 229.8594 | 229.8594 | 13.9062 | 243.7656 | 50.4786 | 44.9269 | 44.9269 | 44.9269 | 5.5517 | 50.4786 | 1639.084 | 1480.6894 | 1480.6894 | 1529.1179 | 109.9661 | 1590.6555 | 48.4285 | 48.4285 | 1639.084 | 360.0728 | 290.1921 | 290.1921 | 290.1921 | 69.8807 | 360.0728 | 3028.3975 | 3028.3975 | 992.4836 | 992.4836 | 602.5733 | 602.5733 | 485.8202 | 485.8202 | 947.5203 | 947.5203 | 368803705.3724 | 1138536321.6032 | 217933010.0703 | 26726962.9541 | 1752 | 38.8037 | 311105.2951 | 18368.35 | 23.093 | 834.3877 | 79 | 3040 | 4611.9232 | 760 | 190 | 0.13692
3845 | 669.5704 | 300.2 | 1000 | 4000 | 5 | 98.71% | 100 | 159.9692 | 157.7967 | 157.7967 | 1 | 159.9692 | 100 | 261.0925 | 246.1963 | 246.1963 | 246.1963 | 14.8962 | 261.0925 | 50.4737 | 44.922 | 44.922 | 44.922 | 5.5517 | 50.4737 | 1924.3861 | 1748.4111 | 1748.4111 | 1797.0424 | 127.3437 | 1875.7548 | 48.6313 | 48.6313 | 1924.3861 | 358.9057 | 289.1316 | 289.1316 | 289.1316 | 69.774 | 358.9057 | 3110.7794 | 3110.7794 | 1075.0782 | 1075.0782 | 602.5104 | 602.5104 | 485.7695 | 485.7695 | 947.4213 | 947.4213 | 372770122.0355 | 1138537195.9269 | 218156399.3009 | 22536282.7366 | 1752 | 41.3679 | 266360.396 | 15726.5114 | 19.7716 | 903.92 | 79 | 3040 | 4611.9232 | 760 | 190 | 0.13706
3846 | 721.0758 | 300.2 | 1000 | 4000 | 5 | 98.97% | 100 | 163.9988 | 160.9546 | 160.9546 | 1 | 163.9988 | 100 | 278.3431 | 262.4612 | 262.4612 | 262.4612 | 15.8819 | 278.3431 | 50.4691 | 44.9174 | 44.9174 | 44.9174 | 5.5517 | 50.4691 | 2297.4185 | 2098.9508 | 2098.9508 | 2147.2081 | 150.2104 | 2249.1612 | 48.2573 | 48.2573 | 2297.4185 | 357.7744 | 288.1305 | 288.1305 | 288.1305 | 69.6439 | 357.7744 | 3193.1628 | 3193.1628 | 1157.6624 | 1157.6624 | 602.451 | 602.451 | 485.7216 | 485.7216 | 947.3279 | 947.3279 | 376582833.2837 | 1138545009.6357 | 218845606.9923 | 18026550.0883 | 1752 | 43.7195 | 205452.1216 | 12130.3511 | 15.2505 | 973.4523 | 79 | 3040 | 4611.9232 | 760 | 190 | 0.13749
3847 | 772.5812 | 300.2 | 1000 | 4000 | 5 | 99.15% | 100 | 168.0399 | 165.2571 | 165.2571 | 1 | 168.0399 | 100 | 295.5354 | 278.6711 | 278.6711 | 278.6711 | 16.8643 | 295.5354 | 50.4649 | 44.9132 | 44.9132 | 44.9132 | 5.5517 | 50.4649 | 2795.2848 | 2567.1873 | 2567.1873 | 2614.6453 | 180.6395 | 2747.8268 | 47.458 | 47.458 | 2795.2848 | 356.6737 | 287.1574 | 287.1574 | 287.1574 | 69.5164 | 356.6737 | 3275.5477 | 3275.5477 | 1240.237 | 1240.237 | 602.3948 | 602.3948 | 485.6763 | 485.6763 | 947.2396 | 947.2396 | 379707123.2265 | 1138545009.6357 | 218786400.5528 | 14961466.585 | 1752 | 45.9168 | 169945.2004 | 10033.9434 | 12.6148 | 1042.9846 | 79 | 3040 | 4611.9232 | 760 | 190 | 0.13745
3848 | 824.0866 | 300.2 | 1000 | 4000 | 5 | 99.25% | 100 | 172.1277 | 170.2452 | 170.2452 | 1 | 172.1277 | 100 | 312.94 | 295.081 | 295.081 | 295.081 | 17.859 | 312.94 | 50.4609 | 44.9093 | 44.9093 | 44.9093 | 5.5517 | 50.4609 | 3294.1029 | 3035.9297 | 3035.9297 | 3083.0595 | 211.0434 | 3246.9731 | 47.1298 | 47.1298 | 3294.1029 | 356.4402 | 286.8824 | 286.8824 | 286.8824 | 69.5578 | 356.4402 | 3357.9338 | 3357.9338 | 1322.8027 | 1322.8027 | 602.3417 | 602.3417 | 485.6335 | 485.6335 | 947.156 | 947.156 | 382120730.1943 | 1138545009.6357 | 218133291.2456 | 13200920.1008 | 1752 | 47.9756 | 150640.6926 | 8894.1622 | 11.1819 | 1112.5169 | 79 | 3040 | 4611.9232 | 760 | 190 | 0.13705
3849 | 875.592 | 300.2 | 1000 | 4000 | 5 | 99.34% | 100 | 176.2484 | 174.3557 | 174.3557 | 1 | 176.2484 | 100 | 330.5068 | 311.6438 | 311.6438 | 311.6438 | 18.8629 | 330.5068 | 50.4572 | 44.9055 | 44.9055 | 44.9055 | 5.5517 | 50.4572 | 3731.8043 | 3447.94 | 3447.94 | 3494.018 | 237.7863 | 3685.7263 | 46.078 | 46.078 | 3731.8043 | 356.9431 | 287.2089 | 287.2089 | 287.2089 | 69.7342 | 356.9431 | 3440.321 | 3440.321 | 1405.3602 | 1405.3602 | 602.2913 | 602.2913 | 485.5928 | 485.5928 | 947.0767 | 947.0767 | 384251524.6719 | 1138542009.2475 | 217587548.3991 | 11618917.6814 | 1752 | 49.8844 | 126174.2595 | 7449.6095 | 9.3658 | 1182.0492 | 79 | 3040 | 4611.9232 | 760 | 190 | 0.13671
3850 | 927.0974 | 300.2 | 1000 | 4000 | 4 | 99.4% | 100 | 175.1281 | 173.6937 | 173.6937 | 1 | 175.1281 | 100 | 348.2281 | 328.354 | 328.354 | 328.354 | 19.8741 | 348.2281 | 50.4579 | 44.9062 | 44.9062 | 44.9062 | 5.5517 | 50.4579 | 3308.5053 | 3051.7095 | 3051.7095 | 3096.708 | 211.7973 | 3263.5068 | 44.9985 | 44.9985 | 3308.5053 | 357.7265 | 287.7723 | 287.7723 | 287.7723 | 69.9542 | 357.7265 | 3425.9197 | 3425.9197 | 1488.0498 | 1488.0498 | 602.2999 | 602.2999 | 388.4798 | 388.4798 | 947.0903 | 947.0903 | 386015096.4043 | 1138545009.6357 | 216907011.9321 | 10532882.0279 | 1752 | 51.6666 | 112214.5628 | 6625.3979 | 8.3296 | 1251.5815 | 79 | 3040 | 4611.9232 | 760 | 190 | 0.13629
3851 | 978.6028 | 300.2 | 1000 | 4000 | 4 | 99.45% | 100 | 179.2847 | 177.9685 | 177.9685 | 1 | 179.2847 | 100 | 365.9718 | 345.0835 | 345.0835 | 345.0835 | 20.8883 | 365.9718 | 50.4542 | 44.9026 | 44.9026 | 44.9026 | 5.5517 | 50.4542 | 3663.0102 | 3385.564 | 3385.564 | 3429.5956 | 233.4147 | 3618.9786 | 44.0316 | 44.0316 | 3663.0102 | 358.3016 | 288.1757 | 288.1757 | 288.1757 | 70.1259 | 358.3016 | 3508.3079 | 3508.3079 | 1570.5933 | 1570.5933 | 602.2516 | 602.2516 | 388.4487 | 388.4487 | 947.0143 | 947.0143 | 387545291.1612 | 1138545009.6357 | 216353037.6492 | 9556661.5539 | 1752 | 53.3295 | 101451.1872 | 5989.9042 | 7.5306 | 1321.1138 | 79 | 3040 | 4611.9232 | 760 | 190 | 0.13595
3852 | 1030.1083 | 300.2 | 1000 | 4000 | 4 | 99.5% | 100 | 183.4588 | 182.3556 | 182.3556 | 1 | 183.4588 | 100 | 383.7311 | 361.8276 | 361.8276 | 361.8276 | 21.9035 | 383.7311 | 50.4507 | 44.8991 | 44.8991 | 44.8991 | 5.5517 | 50.4507 | 4003.8077 | 3705.7345 | 3705.7345 | 3749.6154 | 254.1923 | 3959.9268 | 43.8809 | 43.8809 | 4003.8077 | 359.0229 | 288.7027 | 288.7027 | 288.7027 | 70.3202 | 359.0229 | 3590.6971 | 3590.6971 | 1653.1301 | 1653.1301 | 602.2057 | 602.2057 | 388.4191 | 388.4191 | 946.9422 | 946.9422 | 388998137.7854 | 1138545009.6357 | 215624852.4914 | 8832000.0876 | 1752 | 54.8862 | 95673.8726 | 5648.7987 | 7.1018 | 1390.6462 | 79 | 3040 | 4611.9232 | 760 | 190 | 0.1355
3853 | 20.6022 | 353.4 | 1000 | 4000 | 7 | 84.44% | 100 | 134.7674 | 134.6049 | 134.6049 | 1 | 134.7674 | 100 | 94.4649 | 89.0816 | 89.0816 | 89.0816 | 5.3833 | 94.4649 | 56.5186 | 50.3088 | 50.3088 | 50.3088 | 6.2098 | 56.5186 | 308.7765 | 223.1739 | 223.1739 | 278.4947 | 30.2818 | 253.4557 | 55.3208 | 55.3208 | 308.7765 | 325.4996 | 264.5324 | 264.5324 | 264.5324 | 60.9672 | 325.4996 | 2372.7715 | 2372.7715 | 33.1199 | 33.1199 | 710.1551 | 710.1551 | 680.9121 | 680.9121 | 948.5843 | 948.5843 | 32805714.2876 | 1198261254.9289 | 248333404.6638 | 272599635.6874 | 1752 | 8.9255 | 3683264.9272 | 217468.1701 | 273.4046 | 27.8129 | 93 | 3040 | 4611.9232 | 760 | 190 | 0.15566
3854 | 51.5054 | 353.4 | 1000 | 4000 | 6 | 86.05% | 100 | 130.536 | 130.1521 | 130.1521 | 1 | 130.536 | 100 | 97.0766 | 91.5451 | 91.5451 | 91.5451 | 5.5316 | 97.0766 | 56.5245 | 50.3147 | 50.3147 | 50.3147 | 6.2099 | 56.5245 | 295.4946 | 212.4521 | 212.4521 | 266.3297 | 29.1648 | 241.6169 | 53.8777 | 53.8777 | 295.4946 | 349.8492 | 284.1184 | 284.1184 | 284.1184 | 65.7308 | 349.8492 | 2325.4309 | 2325.4309 | 82.8088 | 82.8088 | 710.2323 | 710.2323 | 583.7024 | 583.7024 | 948.6874 | 948.6874 | 79737320.7637 | 1198234701.2482 | 229667958.9542 | 244360019.0339 | 1752 | 10.4469 | 3208468.9881 | 189435.1597 | 238.161 | 69.5323 | 93 | 3040 | 4611.9232 | 760 | 190 | 0.14415
3855 | 154.5162 | 353.4 | 1000 | 4000 | 6 | 91.07% | 100 | 134.7838 | 133.7397 | 133.7397 | 1 | 134.7838 | 100 | 110.2628 | 103.9778 | 103.9778 | 103.9778 | 6.2851 | 110.2628 | 56.5051 | 50.2954 | 50.2954 | 50.2954 | 6.2097 | 56.5051 | 409.7969 | 323.342 | 323.342 | 374.3802 | 35.4166 | 358.7586 | 51.0382 | 51.0382 | 409.7969 | 421.6549 | 341.4729 | 341.4729 | 341.4729 | 80.182 | 421.6549 | 2490.1565 | 2490.1565 | 248.3376 | 248.3376 | 709.9779 | 709.9779 | 583.4934 | 583.4934 | 948.3477 | 948.3477 | 208803959.4595 | 1198280613.5345 | 188432080.4463 | 156483346.5597 | 1752 | 16.2296 | 1937788.7825 | 114411.3684 | 143.8399 | 208.5969 | 93 | 3040 | 4611.9232 | 760 | 190 | 0.11874
3856 | 206.0217 | 353.4 | 1000 | 4000 | 6 | 93.06% | 100 | 137.388 | 136.1519 | 136.1519 | 1 | 137.388 | 100 | 121.7711 | 114.829 | 114.829 | 114.829 | 6.9421 | 121.7711 | 56.4975 | 50.2877 | 50.2877 | 50.2877 | 6.2097 | 56.4975 | 502.9271 | 411.5131 | 411.5131 | 462.0214 | 40.9057 | 452.4188 | 50.5083 | 50.5083 | 502.9271 | 436.0101 | 352.5713 | 352.5713 | 352.5713 | 83.4387 | 436.0101 | 2572.5242 | 2572.5242 | 331.0638 | 331.0638 | 709.8644 | 709.8644 | 583.4001 | 583.4001 | 948.196 | 948.196 | 250502845.4075 | 1198290409.7039 | 181673690.7345 | 121533054.1541 | 1752 | 19.4821 | 1494303.8161 | 88227.0276 | 110.9205 | 278.1292 | 93 | 3040 | 4611.9232 | 760 | 190 | 0.11458
3857 | 257.5271 | 353.4 | 1000 | 4000 | 6 | 94.67% | 100 | 140.252 | 138.945 | 138.945 | 1 | 140.252 | 100 | 136.8441 | 129.0416 | 129.0416 | 129.0416 | 7.8025 | 136.8441 | 56.488 | 50.2785 | 50.2785 | 50.2785 | 6.2095 | 56.488 | 628.8765 | 530.8419 | 530.8419 | 580.4203 | 48.4562 | 579.298 | 49.5785 | 49.5785 | 628.8765 | 431.1133 | 348.136 | 348.136 | 348.136 | 82.9773 | 431.1133 | 2654.8948 | 2654.8948 | 413.7681 | 413.7681 | 709.7587 | 709.7587 | 583.3132 | 583.3132 | 948.0548 | 948.0548 | 276642062.9269 | 1198338675.7991 | 183693922.1408 | 93325352.9243 | 1752 | 22.777 | 1118511.6737 | 66039.422 | 83.0258 | 347.6615 | 93 | 3040 | 4611.9232 | 760 | 190 | 0.11582
3858 | 309.0325 | 353.4 | 1000 | 4000 | 6 | 95.92% | 100 | 143.4865 | 141.7922 | 141.7922 | 1 | 143.4865 | 100 | 153.5993 | 144.8403 | 144.8403 | 144.8403 | 8.759 | 153.5993 | 56.4781 | 50.2689 | 50.2689 | 50.2689 | 6.2092 | 56.4781 | 787.783 | 680.5114 | 680.5114 | 729.7334 | 58.0496 | 738.561 | 49.222 | 49.222 | 787.783 | 422.7858 | 341.0494 | 341.0494 | 341.0494 | 81.7364 | 422.7858 | 2737.2679 | 2737.2679 | 496.4527 | 496.4527 | 709.66 | 709.66 | 583.2321 | 583.2321 | 947.923 | 947.923 | 295058077.4989 | 1198393081.8328 | 187026431.3667 | 71522409.3017 | 1752 | 26.1157 | 852835.9525 | 50353.3353 | 63.305 | 417.1938 | 93 | 3040 | 4611.9232 | 760 | 190 | 0.11788
3859 | 360.5379 | 353.4 | 1000 | 4000 | 5 | 96.82% | 100 | 141.678 | 140.2482 | 140.2482 | 1 | 141.678 | 100 | 170.9934 | 161.2428 | 161.2428 | 161.2428 | 9.7506 | 170.9934 | 56.4782 | 50.2691 | 50.2691 | 50.2691 | 6.2091 | 56.4782 | 836.2266 | 726.6606 | 726.6606 | 775.3053 | 60.9213 | 787.5819 | 48.6446 | 48.6446 | 836.2266 | 415.0557 | 334.5442 | 334.5442 | 334.5442 | 80.5115 | 415.0557 | 2722.869 | 2722.869 | 579.2085 | 579.2085 | 709.6768 | 709.6768 | 486.0382 | 486.0382 | 947.9454 | 947.9454 | 308269277.2218 | 1198417707.6179 | 189516352.9061 | 55796662.2542 | 1752 | 29.3998 | 653907.0958 | 38608.1323 | 48.5388 | 486.7262 | 93 | 3040 | 4611.9232 | 760 | 190 | 0.11941
3860 | 412.0433 | 353.4 | 1000 | 4000 | 5 | 97.48% | 100 | 145.3247 | 143.6598 | 143.6598 | 1 | 145.3247 | 100 | 189.1539 | 178.3664 | 178.3664 | 178.3664 | 10.7876 | 189.1539 | 56.4716 | 50.2626 | 50.2626 | 50.2626 | 6.2091 | 56.4716 | 1029.5933 | 909.0676 | 909.0676 | 956.9739 | 72.6194 | 981.687 | 47.9063 | 47.9063 | 1029.5933 | 409.5352 | 329.8433 | 329.8433 | 329.8433 | 79.6919 | 409.5352 | 2805.244 | 2805.244 | 661.8655 | 661.8655 | 709.5834 | 709.5834 | 485.9743 | 485.9743 | 947.8207 | 947.8207 | 318003247.2385 | 1198403129.8715 | 191435278.6847 | 44158344.2053 | 1752 | 32.5376 | 512279.3158 | 30246.1125 | 38.0259 | 556.2585 | 93 | 3040 | 4611.9232 | 760 | 190 | 0.12059
3861 | 463.5487 | 353.4 | 1000 | 4000 | 5 | 97.93% | 100 | 149.1327 | 147.497 | 147.497 | 1 | 149.1327 | 100 | 207.6483 | 195.8046 | 195.8046 | 195.8046 | 11.8437 | 207.6483 | 56.4648 | 50.2558 | 50.2558 | 50.2558 | 6.209 | 56.4648 | 1247.0227 | 1113.5919 | 1113.5919 | 1161.1625 | 85.8603 | 1199.4522 | 47.5705 | 47.5705 | 1247.0227 | 406.3689 | 327.0899 | 327.0899 | 327.0899 | 79.279 | 406.3689 | 2887.6211 | 2887.6211 | 744.5069 | 744.5069 | 709.4959 | 709.4959 | 485.9144 | 485.9144 | 947.7038 | 947.7038 | 325352103.2991 | 1198419465.3088 | 192015579.1132 | 36212853.869 | 1752 | 35.528 | 418341.6578 | 24699.8238 | 31.053 | 625.7908 | 93 | 3040 | 4611.9232 | 760 | 190 | 0.12095
3862 | 515.0541 | 353.4 | 1000 | 4000 | 5 | 98.35% | 100 | 153.0197 | 150.9176 | 150.9176 | 1 | 153.0197 | 100 | 226.1567 | 213.2559 | 213.2559 | 213.2559 | 12.9008 | 226.1567 | 56.4591 | 50.25 | 50.25 | 50.25 | 6.209 | 56.4591 | 1516.9679 | 1367.0901 | 1367.0901 | 1414.5616 | 102.4062 | 1469.4964 | 47.4715 | 47.4715 | 1516.9679 | 403.8604 | 324.8948 | 324.8948 | 324.8948 | 78.9656 | 403.8604 | 2970.0001 | 2970.0001 | 827.1341 | 827.1341 | 709.4138 | 709.4138 | 485.8581 | 485.8581 | 947.5941 | 947.5941 | 331682784.4868 | 1198423682.7581 | 193037792.8454 | 28855739.9096 | 1752 | 38.2843 | 329860.4333 | 19475.6951 | 24.4852 | 695.3231 | 93 | 3040 | 4611.9232 | 760 | 190 | 0.12158
3863 | 566.5595 | 353.4 | 1000 | 4000 | 5 | 98.64% | 100 | 156.9891 | 154.8485 | 154.8485 | 1 | 156.9891 | 100 | 244.8068 | 230.8407 | 230.8407 | 230.8407 | 13.9661 | 244.8068 | 56.4528 | 50.2439 | 50.2439 | 50.2439 | 6.2089 | 56.4528 | 1830.1737 | 1660.9832 | 1660.9832 | 1708.665 | 121.5087 | 1782.4918 | 47.6818 | 47.6818 | 1830.1737 | 402.5188 | 323.6798 | 323.6798 | 323.6798 | 78.839 | 402.5188 | 3052.3809 | 3052.3809 | 909.7484 | 909.7484 | 709.3365 | 709.3365 | 485.8052 | 485.8052 | 947.4909 | 947.4909 | 336740999.1299 | 1198429237.9966 | 193066806.506 | 23762956.3676 | 1752 | 40.8709 | 274871.3776 | 16229.0187 | 20.4034 | 764.8554 | 93 | 3040 | 4611.9232 | 760 | 190 | 0.1216
3864 | 618.065 | 353.4 | 1000 | 4000 | 5 | 98.85% | 100 | 161.0105 | 159.0045 | 159.0045 | 1 | 161.0105 | 100 | 263.6737 | 248.6299 | 248.6299 | 248.6299 | 15.0439 | 263.6737 | 56.4475 | 50.2386 | 50.2386 | 50.2386 | 6.2089 | 56.4475 | 2170.4032 | 1980.4244 | 1980.4244 | 2028.1488 | 142.2543 | 2122.6787 | 47.7244 | 47.7244 | 2170.4032 | 401.9873 | 323.1279 | 323.1279 | 323.1279 | 78.8594 | 401.9873 | 3134.7633 | 3134.7633 | 992.3508 | 992.3508 | 709.2636 | 709.2636 | 485.7553 | 485.7553 | 947.3935 | 947.3935 | 340693321.3801 | 1198442436.8255 | 192774945.4795 | 20089296.3148 | 1752 | 43.283 | 231644.8843 | 13676.8302 | 17.1947 | 834.3877 | 93 | 3040 | 4611.9232 | 760 | 190 | 0.12142
3865 | 669.5704 | 353.4 | 1000 | 4000 | 5 | 99.06% | 100 | 165.0585 | 162.6303 | 162.6303 | 1 | 165.0585 | 100 | 282.6126 | 266.4867 | 266.4867 | 266.4867 | 16.1259 | 282.6126 | 56.4418 | 50.2329 | 50.2329 | 50.2329 | 6.2088 | 56.4418 | 2585.3872 | 2370.5773 | 2370.5773 | 2417.7056 | 167.6816 | 2538.2589 | 47.1284 | 47.1284 | 2585.3872 | 401.4845 | 322.6196 | 322.6196 | 322.6196 | 78.8649 | 401.4845 | 3217.1471 | 3217.1471 | 1074.9425 | 1074.9425 | 709.1948 | 709.1948 | 485.7082 | 485.7082 | 947.3016 | 947.3016 | 344229146.3137 | 1198457266.9997 | 192845106.6336 | 16468480.053 | 1752 | 45.5039 | 187328.7778 | 11060.3085 | 13.9052 | 903.92 | 93 | 3040 | 4611.9232 | 760 | 190 | 0.12146
3866 | 721.0758 | 353.4 | 1000 | 4000 | 5 | 99.23% | 100 | 169.1312 | 166.5812 | 166.5812 | 1 | 169.1312 | 100 | 301.4521 | 284.2498 | 284.2498 | 284.2498 | 17.2024 | 301.4521 | 56.4371 | 50.2283 | 50.2283 | 50.2283 | 6.2088 | 56.4371 | 3121.6344 | 2873.9672 | 2873.9672 | 2921.1444 | 200.49 | 3074.4573 | 47.1772 | 47.1772 | 3121.6344 | 401.0969 | 322.2094 | 322.2094 | 322.2094 | 78.8875 | 401.0969 | 3299.5323 | 3299.5323 | 1157.5242 | 1157.5242 | 709.1298 | 709.1298 | 485.6636 | 485.6636 | 947.2148 | 947.2148 | 347397843.0516 | 1198449699.5756 | 192624901.8011 | 13527555.5717 | 1752 | 47.5744 | 156425.3973 | 9235.7041 | 11.6113 | 973.4523 | 93 | 3040 | 4611.9232 | 760 | 190 | 0.12133
3867 | 772.5812 | 353.4 | 1000 | 4000 | 5 | 99.37% | 100 | 173.23 | 170.1347 | 170.1347 | 1 | 173.23 | 100 | 320.3663 | 302.0831 | 302.0831 | 302.0831 | 18.2832 | 320.3663 | 56.4329 | 50.224 | 50.224 | 50.224 | 6.2088 | 56.4329 | 3710.5031 | 3427.0887 | 3427.0887 | 3473.8549 | 236.6483 | 3663.7369 | 46.7662 | 46.7662 | 3710.5031 | 401.3532 | 322.3204 | 322.3204 | 322.3204 | 79.0328 | 401.3532 | 3381.9187 | 3381.9187 | 1240.0967 | 1240.0967 | 709.0682 | 709.0682 | 485.6214 | 485.6214 | 947.1325 | 947.1325 | 350036643.9975 | 1198457266.9997 | 192438058.2076 | 11068030.7953 | 1752 | 49.4967 | 118683.7189 | 7007.3513 | 8.8098 | 1042.9846 | 93 | 3040 | 4611.9232 | 760 | 190 | 0.12121
3868 | 824.0866 | 353.4 | 1000 | 4000 | 5 | 99.42% | 100 | 177.35 | 175.7603 | 175.7603 | 1 | 177.35 | 100 | 339.4495 | 320.0758 | 320.0758 | 320.0758 | 19.3738 | 339.4495 | 56.4284 | 50.2196 | 50.2196 | 50.2196 | 6.2088 | 56.4284 | 4345.8148 | 4025.4678 | 4025.4678 | 4070.3567 | 275.4581 | 4300.9259 | 44.8889 | 44.8889 | 4345.8148 | 401.8841 | 322.6741 | 322.6741 | 322.6741 | 79.21 | 401.8841 | 3464.3063 | 3464.3063 | 1322.6608 | 1322.6608 | 709.0097 | 709.0097 | 485.5814 | 485.5814 | 947.0544 | 947.0544 | 351998523.6248 | 1198457266.9997 | 191447195.9133 | 10097013.4622 | 1752 | 51.3092 | 108417.506 | 6401.2112 | 8.0477 | 1112.5169 | 93 | 3040 | 4611.9232 | 760 | 190 | 0.1206
3869 | 875.592 | 353.4 | 1000 | 4000 | 4 | 99.46% | 100 | 176.2496 | 175.51 | 175.51 | 1 | 176.2496 | 100 | 358.7944 | 338.3168 | 338.3168 | 338.3168 | 20.4776 | 358.7944 | 56.429 | 50.2202 | 50.2202 | 50.2202 | 6.2088 | 56.429 | 3840.5482 | 3551.9491 | 3551.9491 | 3596.2291 | 244.3191 | 3796.2682 | 44.28 | 44.28 | 3840.5482 | 403.3243 | 323.7703 | 323.7703 | 323.7703 | 79.554 | 403.3243 | 3449.905 | 3449.905 | 1405.3469 | 1405.3469 | 709.0197 | 709.0197 | 388.4706 | 388.4706 | 947.0678 | 947.0678 | 353634627.8799 | 1198457266.9997 | 190494727.4133 | 9413377.7071 | 1752 | 53.0011 | 101499.5897 | 5992.762 | 7.5342 | 1182.0492 | 93 | 3040 | 4611.9232 | 760 | 190 | 0.12002
3870 | 927.0974 | 353.4 | 1000 | 4000 | 4 | 99.51% | 100 | 180.4311 | 179.4655 | 179.4655 | 1 | 180.4311 | 100 | 378.2082 | 356.621 | 356.621 | 356.621 | 21.5872 | 378.2082 | 56.425 | 50.2162 | 50.2162 | 50.2162 | 6.2088 | 56.425 | 4118.1468 | 3812.44 | 3812.44 | 3856.8826 | 261.2641 | 4073.7042 | 44.4426 | 44.4426 | 4118.1468 | 404.8707 | 324.9478 | 324.9478 | 324.9478 | 79.9228 | 404.8707 | 3532.2935 | 3532.2935 | 1487.8969 | 1487.8969 | 708.9637 | 708.9637 | 388.4399 | 388.4399 | 946.993 | 946.993 | 355244233.0159 | 1198457266.9997 | 189637925.6004 | 8660574.3839 | 1752 | 54.5796 | 94516.3324 | 5580.4549 | 7.0158 | 1251.5815 | 93 | 3040 | 4611.9232 | 760 | 190 | 0.11949
3871 | 978.6028 | 353.4 | 1000 | 4000 | 4 | 99.56% | 100 | 184.6141 | 182.9442 | 182.9442 | 1 | 184.6141 | 100 | 397.6271 | 374.9299 | 374.9299 | 374.9299 | 22.6972 | 397.6271 | 56.4215 | 50.2127 | 50.2127 | 50.2127 | 6.2088 | 56.4215 | 4473.3254 | 4145.4811 | 4145.4811 | 4190.3318 | 282.9937 | 4428.4747 | 44.8507 | 44.8507 | 4473.3254 | 405.9681 | 325.7689 | 325.7689 | 325.7689 | 80.1992 | 405.9681 | 3614.6829 | 3614.6829 | 1570.4399 | 1570.4399 | 708.9105 | 708.9105 | 388.4107 | 388.4107 | 946.9218 | 946.9218 | 356625853.131 | 1198453561.6283 | 189261532.5513 | 7659052.6894 | 1752 | 56.0509 | 83635.8779 | 4938.0486 | 6.2082 | 1321.1138 | 93 | 3040 | 4611.9232 | 760 | 190 | 0.11926
3872 | 1030.1083 | 353.4 | 1000 | 4000 | 4 | 99.6% | 100 | 188.8003 | 187.0293 | 187.0293 | 1 | 188.8003 | 100 | 417.0229 | 393.217 | 393.217 | 393.217 | 23.8059 | 417.0229 | 56.4178 | 50.209 | 50.209 | 50.209 | 6.2088 | 56.4178 | 4911.8749 | 4556.7844 | 4556.7844 | 4602.0819 | 309.793 | 4866.5774 | 45.2975 | 45.2975 | 4911.8749 | 406.8387 | 326.4156 | 326.4156 | 326.4156 | 80.423 | 406.8387 | 3697.0733 | 3697.0733 | 1652.9764 | 1652.9764 | 708.8598 | 708.8598 | 388.383 | 388.383 | 946.8541 | 946.8541 | 357887341.5447 | 1198457266.9997 | 188726804.7148 | 6928586.7408 | 1752 | 57.4337 | 75320.4063 | 4447.0847 | 5.5909 | 1390.6462 | 93 | 3040 | 4611.9232 | 760 | 190 | 0.11893
3873 | 20.6022 | 402.8 | 1000 | 4000 | 7 | 87.69% | 100 | 137.3732 | 137.2014 | 137.2014 | 1 | 137.3732 | 100 | 98.4678 | 92.8553 | 92.8553 | 92.8553 | 5.6125 | 98.4678 | 62.2324 | 55.3935 | 55.3935 | 55.3935 | 6.8389 | 62.2324 | 369.2718 | 281.0824 | 281.0824 | 335.5144 | 33.7574 | 314.8397 | 54.432 | 54.432 | 369.2718 | 303.936 | 246.5701 | 246.5701 | 246.5701 | 57.3659 | 303.936 | 2471.5173 | 2471.5173 | 33.1129 | 33.1129 | 809.2528 | 809.2528 | 680.768 | 680.768 | 948.3836 | 948.3836 | 31471716.4327 | 1240135601.1949 | 264697145.1823 | 215695537.19 | 1752 | 14.7531 | 2866966.7885 | 169272.1087 | 212.8117 | 27.8129 | 106 | 3040 | 4611.9232 | 760 | 190 | 0.16574
3874 | 51.5054 | 402.8 | 1000 | 4000 | 6 | 89.08% | 100 | 133.3584 | 132.9623 | 132.9623 | 1 | 133.3584 | 100 | 101.0781 | 95.3173 | 95.3173 | 95.3173 | 5.7608 | 101.0781 | 62.2374 | 55.3986 | 55.3986 | 55.3986 | 6.8388 | 62.2374 | 355.8298 | 270.2642 | 270.2642 | 323.153 | 32.6768 | 302.941 | 52.8888 | 52.8888 | 355.8298 | 327.7174 | 265.6733 | 265.6733 | 265.6733 | 62.0441 | 327.7174 | 2424.1743 | 2424.1743 | 82.7905 | 82.7905 | 809.333 | 809.333 | 583.5733 | 583.5733 | 948.4775 | 948.4775 | 76561380.8052 | 1240161606.5228 | 243934495.9157 | 191342531.9459 | 1752 | 16.4396 | 2470351.6971 | 145855.0698 | 183.3714 | 69.5323 | 106 | 3040 | 4611.9232 | 760 | 190 | 0.15295
3875 | 154.5162 | 402.8 | 1000 | 4000 | 6 | 93.08% | 100 | 138.4365 | 137.211 | 137.211 | 1 | 138.4365 | 100 | 114.7756 | 108.2322 | 108.2322 | 108.2322 | 6.5435 | 114.7756 | 62.2171 | 55.3785 | 55.3785 | 55.3785 | 6.8386 | 62.2171 | 508.5465 | 416.6674 | 416.6674 | 467.2089 | 41.3376 | 458.005 | 50.5415 | 50.5415 | 508.5465 | 413.6048 | 334.3678 | 334.3678 | 334.3678 | 79.2369 | 413.6048 | 2588.9078 | 2588.9078 | 248.2903 | 248.2903 | 809.0681 | 809.0681 | 583.3823 | 583.3823 | 948.1671 | 948.1671 | 200665375.7334 | 1240171925.8503 | 189994973.6853 | 121167724.731 | 1752 | 22.5331 | 1493522.7621 | 88180.9124 | 110.8625 | 208.5969 | 106 | 3040 | 4611.9232 | 760 | 190 | 0.11971
3876 | 206.0217 | 402.8 | 1000 | 4000 | 6 | 94.67% | 100 | 141.2645 | 139.9249 | 139.9249 | 1 | 141.2645 | 100 | 126.7221 | 119.4965 | 119.4965 | 119.4965 | 7.2255 | 126.7221 | 62.2098 | 55.3711 | 55.3711 | 55.3711 | 6.8387 | 62.2098 | 633.9362 | 535.8264 | 535.8264 | 585.1215 | 48.8147 | 584.6411 | 49.2951 | 49.2951 | 633.9362 | 439.6055 | 354.8305 | 354.8305 | 354.8305 | 84.775 | 439.6055 | 2671.2788 | 2671.2788 | 331.0051 | 331.0051 | 808.9493 | 808.9493 | 583.2966 | 583.2966 | 948.0279 | 948.0279 | 240231738.9599 | 1240158792.8677 | 178187875.4871 | 93421561.6281 | 1752 | 25.6387 | 1115039.999 | 65834.4466 | 82.7681 | 278.1292 | 106 | 3040 | 4611.9232 | 760 | 190 | 0.11243
3877 | 257.5271 | 402.8 | 1000 | 4000 | 5 | 95.93% | 100 | 139.1581 | 137.922 | 137.922 | 1 | 139.1581 | 100 | 143.4501 | 135.2709 | 135.2709 | 135.2709 | 8.1792 | 143.4501 | 62.2087 | 55.3703 | 55.3703 | 55.3703 | 6.8384 | 62.2087 | 676.9083 | 576.7721 | 576.7721 | 625.6495 | 51.2589 | 628.0309 | 48.8774 | 48.8774 | 676.9083 | 443.5026 | 357.486 | 357.486 | 357.486 | 86.0165 | 443.5026 | 2656.8803 | 2656.8803 | 413.7667 | 413.7667 | 808.9694 | 808.9694 | 486.0926 | 486.0926 | 948.0515 | 948.0515 | 263754867.3793 | 1240222204.0447 | 176678458.1021 | 71344470.474 | 1752 | 28.7192 | 847439.4202 | 50034.712 | 62.9045 | 347.6615 | 106 | 3040 | 4611.9232 | 760 | 190 | 0.1115
3878 | 309.0325 | 402.8 | 1000 | 4000 | 5 | 96.87% | 100 | 142.5927 | 141.1988 | 141.1988 | 1 | 142.5927 | 100 | 161.6247 | 152.408 | 152.408 | 152.408 | 9.2166 | 161.6247 | 62.2007 | 55.3623 | 55.3623 | 55.3623 | 6.8384 | 62.2007 | 854.3502 | 743.7594 | 743.7594 | 792.3499 | 62.0002 | 805.7596 | 48.5906 | 48.5906 | 854.3502 | 441.5053 | 355.5178 | 355.5178 | 355.5178 | 85.9875 | 441.5053 | 2739.2534 | 2739.2534 | 496.4511 | 496.4511 | 808.8572 | 808.8572 | 486.0252 | 486.0252 | 947.92 | 947.92 | 279881676.9483 | 1240229210.766 | 177096188.8493 | 54792972.8452 | 1752 | 31.7532 | 641760.3642 | 37890.9622 | 47.6371 | 417.1938 | 106 | 3040 | 4611.9232 | 760 | 190 | 0.11176
3879 | 360.5379 | 402.8 | 1000 | 4000 | 5 | 97.48% | 100 | 146.2303 | 144.9002 | 144.9002 | 1 | 146.2303 | 100 | 181.0357 | 170.7109 | 170.7109 | 170.7109 | 10.3248 | 181.0357 | 62.193 | 55.3547 | 55.3547 | 55.3547 | 6.8383 | 62.193 | 1050.0926 | 928.5218 | 928.5218 | 976.214 | 73.8786 | 1002.4005 | 47.6922 | 47.6922 | 1050.0926 | 439.5125 | 353.603 | 353.603 | 353.603 | 85.9095 | 439.5125 | 2821.6289 | 2821.6289 | 579.1178 | 579.1178 | 808.7522 | 808.7522 | 485.9621 | 485.9621 | 947.7969 | 947.7969 | 290765242.6567 | 1240236054.0714 | 176843179.349 | 44155523.9228 | 1752 | 34.7246 | 508456.2405 | 30020.3896 | 37.7421 | 486.7262 | 106 | 3040 | 4611.9232 | 760 | 190 | 0.1116
3880 | 412.0433 | 402.8 | 1000 | 4000 | 5 | 98.02% | 100 | 150.0114 | 148.2766 | 148.2766 | 1 | 150.0114 | 100 | 200.7121 | 189.2638 | 189.2638 | 189.2638 | 11.4483 | 200.7121 | 62.1852 | 55.347 | 55.347 | 55.347 | 6.8382 | 62.1852 | 1290.0716 | 1154.3671 | 1154.3671 | 1201.541 | 88.5306 | 1242.8977 | 47.1739 | 47.1739 | 1290.0716 | 437.5341 | 351.7675 | 351.7675 | 351.7675 | 85.7666 | 437.5341 | 2904.0064 | 2904.0064 | 661.7683 | 661.7683 | 808.6537 | 808.6537 | 485.9029 | 485.9029 | 947.6815 | 947.6815 | 299333696.5399 | 1240256363.0007 | 177644771.3966 | 34765169.0628 | 1752 | 37.4892 | 397011.3871 | 23440.4371 | 29.4697 | 556.2585 | 106 | 3040 | 4611.9232 | 760 | 190 | 0.1121
3881 | 463.5487 | 402.8 | 1000 | 4000 | 5 | 98.37% | 100 | 153.9079 | 152.3207 | 152.3207 | 1 | 153.9079 | 100 | 220.6023 | 208.0181 | 208.0181 | 208.0181 | 12.5842 | 220.6023 | 62.179 | 55.3408 | 55.3408 | 55.3408 | 6.8382 | 62.179 | 1572.4864 | 1419.4035 | 1419.4035 | 1466.7436 | 105.7428 | 1525.1464 | 47.34 | 47.34 | 1572.4864 | 436.3587 | 350.6261 | 350.6261 | 350.6261 | 85.7326 | 436.3587 | 2986.3857 | 2986.3857 | 744.4042 | 744.4042 | 808.5612 | 808.5612 | 485.8473 | 485.8473 | 947.5731 | 947.5731 | 305988335.5586 | 1240253133.7497 | 177186088.7433 | 28572441.9484 | 1752 | 40.1158 | 327076.4993 | 19311.3255 | 24.2785 | 625.7908 | 106 | 3040 | 4611.9232 | 760 | 190 | 0.11181
3882 | 515.0541 | 402.8 | 1000 | 4000 | 5 | 98.67% | 100 | 157.8842 | 156.176 | 156.176 | 1 | 157.8842 | 100 | 240.541 | 226.818 | 226.818 | 226.818 | 13.723 | 240.541 | 62.1726 | 55.3345 | 55.3345 | 55.3345 | 6.8382 | 62.1726 | 1906.7473 | 1733.0153 | 1733.0153 | 1780.5613 | 126.1861 | 1859.2013 | 47.546 | 47.546 | 1906.7473 | 436.1494 | 350.3147 | 350.3147 | 350.3147 | 85.8347 | 436.1494 | 3068.7669 | 3068.7669 | 827.0267 | 827.0267 | 808.4741 | 808.4741 | 485.795 | 485.795 | 947.471 | 947.471 | 311505082.6001 | 1240265136.075 | 176939953.334 | 23289827.9908 | 1752 | 42.5524 | 270905.1052 | 15994.8412 | 20.109 | 695.3231 | 106 | 3040 | 4611.9232 | 760 | 190 | 0.11166
3883 | 566.5595 | 402.8 | 1000 | 4000 | 5 | 98.9% | 100 | 161.9046 | 160.1754 | 160.1754 | 1 | 161.9046 | 100 | 260.5855 | 245.7176 | 245.7176 | 245.7176 | 14.8679 | 260.5855 | 62.1667 | 55.3286 | 55.3286 | 55.3286 | 6.8381 | 62.1667 | 2301.2537 | 2103.0039 | 2103.0039 | 2150.9626 | 150.2911 | 2253.295 | 47.9587 | 47.9587 | 2301.2537 | 436.2681 | 350.2741 | 350.2741 | 350.2741 | 85.994 | 436.2681 | 3151.1495 | 3151.1495 | 909.637 | 909.637 | 808.392 | 808.392 | 485.7457 | 485.7457 | 947.3748 | 947.3748 | 315991696.5637 | 1240258432.3489 | 176563470.1932 | 19186400.8942 | 1752 | 44.8207 | 221095.9191 | 13053.9958 | 16.4117 | 764.8554 | 106 | 3040 | 4611.9232 | 760 | 190 | 0.11143
3884 | 618.065 | 402.8 | 1000 | 4000 | 5 | 99.08% | 100 | 165.9552 | 164.0612 | 164.0612 | 1 | 165.9552 | 100 | 280.8571 | 264.8311 | 264.8311 | 264.8311 | 16.026 | 280.8571 | 62.1616 | 55.3235 | 55.3235 | 55.3235 | 6.8382 | 62.1616 | 2715.4231 | 2492.5311 | 2492.5311 | 2539.7591 | 175.6639 | 2668.1951 | 47.228 | 47.228 | 2715.4231 | 436.9885 | 350.7203 | 350.7203 | 350.7203 | 86.2682 | 436.9885 | 3233.5337 | 3233.5337 | 992.2361 | 992.2361 | 808.3145 | 808.3145 | 485.6991 | 485.6991 | 947.284 | 947.284 | 319578553.6625 | 1240269555.3949 | 176082095.9877 | 16069794.9549 | 1752 | 46.938 | 183339.8055 | 10824.7907 | 13.6091 | 834.3877 | 106 | 3040 | 4611.9232 | 760 | 190 | 0.11113
3885 | 669.5704 | 402.8 | 1000 | 4000 | 5 | 99.25% | 100 | 170.0384 | 167.7126 | 167.7126 | 1 | 170.0384 | 100 | 301.1776 | 283.9906 | 283.9906 | 283.9906 | 17.187 | 301.1776 | 62.1566 | 55.3185 | 55.3185 | 55.3185 | 6.8382 | 62.1566 | 3225.8202 | 2972.1258 | 2972.1258 | 3018.8654 | 206.9548 | 3179.0806 | 46.7396 | 46.7396 | 3225.8202 | 437.4859 | 351.0133 | 351.0133 | 351.0133 | 86.4727 | 437.4859 | 3315.9191 | 3315.9191 | 1074.8249 | 1074.8249 | 808.2412 | 808.2412 | 485.655 | 485.655 | 947.198 | 947.198 | 322788030.1385 | 1240260653.1461 | 175731226.2817 | 13220090.4337 | 1752 | 48.9027 | 147402.3272 | 8702.9619 | 10.9415 | 903.92 | 106 | 3040 | 4611.9232 | 760 | 190 | 0.11092
3886 | 721.0758 | 402.8 | 1000 | 4000 | 5 | 99.41% | 100 | 174.134 | 171.0337 | 171.0337 | 1 | 174.134 | 100 | 321.3983 | 303.0559 | 303.0559 | 303.0559 | 18.3424 | 321.3983 | 62.1516 | 55.3135 | 55.3135 | 55.3135 | 6.8381 | 62.1516 | 3964.5567 | 3666.206 | 3666.206 | 3712.3419 | 252.2148 | 3918.4208 | 46.1358 | 46.1358 | 3964.5567 | 437.4437 | 350.8934 | 350.8934 | 350.8934 | 86.5503 | 437.4437 | 3398.3058 | 3398.3058 | 1157.4042 | 1157.4042 | 808.1717 | 808.1717 | 485.6133 | 485.6133 | 947.1166 | 947.1166 | 325615139.9714 | 1240273777.1087 | 175762486.6793 | 10348596.2406 | 1752 | 50.7268 | 113073.287 | 6676.0989 | 8.3933 | 973.4523 | 106 | 3040 | 4611.9232 | 760 | 190 | 0.11094
3887 | 772.5812 | 402.8 | 1000 | 4000 | 4 | 99.47% | 100 | 173.0003 | 171.7882 | 171.7882 | 1 | 173.0003 | 100 | 341.8776 | 322.3668 | 322.3668 | 322.3668 | 19.5109 | 341.8776 | 62.1522 | 55.3141 | 55.3141 | 55.3141 | 6.8381 | 62.1522 | 3801.8228 | 3514.3033 | 3514.3033 | 3559.6978 | 242.125 | 3756.4283 | 45.3945 | 45.3945 | 3801.8228 | 438.1128 | 351.3645 | 351.3645 | 351.3645 | 86.7483 | 438.1128 | 3383.9046 | 3383.9046 | 1240.0942 | 1240.0942 | 808.1836 | 808.1836 | 388.4963 | 388.4963 | 947.1305 | 947.1305 | 327768956.3015 | 1240273777.1087 | 174671002.783 | 9286263.8067 | 1752 | 52.4535 | 102723.3784 | 6065.0172 | 7.625 | 1042.9846 | 106 | 3040 | 4611.9232 | 760 | 190 | 0.11026
3888 | 824.0866 | 402.8 | 1000 | 4000 | 4 | 99.51% | 100 | 177.1699 | 176.1499 | 176.1499 | 1 | 177.1699 | 100 | 362.5907 | 341.8962 | 341.8962 | 341.8962 | 20.6946 | 362.5907 | 62.1476 | 55.3095 | 55.3095 | 55.3095 | 6.8381 | 62.1476 | 4172.2731 | 3862.0868 | 3862.0868 | 3907.5196 | 264.7535 | 4126.8403 | 45.4328 | 45.4328 | 4172.2731 | 440.1309 | 352.9065 | 352.9065 | 352.9065 | 87.2244 | 440.1309 | 3466.2922 | 3466.2922 | 1322.6583 | 1322.6583 | 808.117 | 808.117 | 388.4644 | 388.4644 | 947.0526 | 947.0526 | 329513353.0236 | 1240273777.1087 | 173676605.7164 | 8536264.1512 | 1752 | 54.0675 | 94396.1274 | 5573.3577 | 7.0069 | 1112.5169 | 106 | 3040 | 4611.9232 | 760 | 190 | 0.10965
3889 | 875.592 | 402.8 | 1000 | 4000 | 4 | 99.56% | 100 | 181.3468 | 179.8447 | 179.8447 | 1 | 181.3468 | 100 | 383.3771 | 361.4946 | 361.4946 | 361.4946 | 21.8825 | 383.3771 | 62.1431 | 55.305 | 55.305 | 55.305 | 6.8381 | 62.1431 | 4542.4894 | 4209.9743 | 4209.9743 | 4255.1066 | 287.3828 | 4497.3571 | 45.1323 | 45.1323 | 4542.4894 | 441.9162 | 354.2691 | 354.2691 | 354.2691 | 87.6471 | 441.9162 | 3548.6809 | 3548.6809 | 1405.2145 | 1405.2145 | 808.0539 | 808.0539 | 388.434 | 388.434 | 946.9785 | 946.9785 | 331007076.6605 | 1240281394.741 | 173089890.7832 | 7621637.8153 | 1752 | 55.572 | 81960.3651 | 4839.1226 | 6.0838 | 1182.0492 | 106 | 3040 | 4611.9232 | 760 | 190 | 0.10929
3890 | 927.0974 | 402.8 | 1000 | 4000 | 4 | 99.59% | 100 | 185.528 | 184.4518 | 184.4518 | 1 | 185.528 | 100 | 404.2389 | 381.164 | 381.164 | 381.164 | 23.0749 | 404.2389 | 62.1388 | 55.3007 | 55.3007 | 55.3007 | 6.8381 | 62.1388 | 4958.2199 | 4600.8361 | 4600.8361 | 4645.5069 | 312.713 | 4913.5491 | 44.6708 | 44.6708 | 4958.2199 | 443.2926 | 355.3113 | 355.3113 | 355.3113 | 87.9813 | 443.2926 | 3631.0705 | 3631.0705 | 1487.7636 | 1487.7636 | 807.9938 | 807.9938 | 388.4051 | 388.4051 | 946.9081 | 946.9081 | 332270212.0648 | 1240281394.741 | 172310895.497 | 7137497.6972 | 1752 | 56.9876 | 78007.321 | 4605.7261 | 5.7904 | 1251.5815 | 106 | 3040 | 4611.9232 | 760 | 190 | 0.10881
3891 | 978.6028 | 402.8 | 1000 | 4000 | 4 | 99.62% | 100 | 189.7211 | 188.6694 | 188.6694 | 1 | 189.7211 | 100 | 425.1351 | 400.8657 | 400.8657 | 400.8657 | 24.2693 | 425.1351 | 62.1348 | 55.2968 | 55.2968 | 55.2968 | 6.8381 | 62.1348 | 5320.4792 | 4940.9906 | 4940.9906 | 4985.6648 | 334.8144 | 5275.805 | 44.6742 | 44.6742 | 5320.4792 | 444.7575 | 356.4307 | 356.4307 | 356.4307 | 88.3267 | 444.7575 | 3713.4611 | 3713.4611 | 1570.3059 | 1570.3059 | 807.9366 | 807.9366 | 388.3776 | 388.3776 | 946.8411 | 946.8411 | 333436929.4104 | 1240281394.741 | 171629048.585 | 6652627.2635 | 1752 | 58.3166 | 71859.116 | 4242.7224 | 5.334 | 1321.1138 | 106 | 3040 | 4611.9232 | 760 | 190 | 0.10839
3892 | 1030.1083 | 402.8 | 1000 | 4000 | 4 | 99.65% | 100 | 193.9181 | 192.7378 | 192.7378 | 1 | 193.9181 | 100 | 446.004 | 420.5417 | 420.5417 | 420.5417 | 25.4623 | 446.004 | 62.1311 | 55.293 | 55.293 | 55.293 | 6.8381 | 62.1311 | 5693.0936 | 5291.1838 | 5291.1838 | 5335.4617 | 357.6319 | 5648.8157 | 44.2779 | 44.2779 | 5693.0936 | 446.1663 | 357.5118 | 357.5118 | 357.5118 | 88.6545 | 446.1663 | 3795.8525 | 3795.8525 | 1652.842 | 1652.842 | 807.882 | 807.882 | 388.3514 | 388.3514 | 946.7771 | 946.7771 | 334514377.8297 | 1240281394.741 | 171036937.4166 | 6167290.0127 | 1752 | 59.5653 | 65099.2253 | 3843.6033 | 4.8322 | 1390.6462 | 106 | 3040 | 4611.9232 | 760 | 190 | 0.10802
3893 | 20.6022 | 452.2 | 1000 | 4000 | 7 | 90.08% | 100 | 140.6685 | 140.498 | 140.498 | 1 | 140.6685 | 100 | 102.2122 | 96.3852 | 96.3852 | 96.3852 | 5.827 | 102.2122 | 67.994 | 60.5207 | 60.5207 | 60.5207 | 7.4733 | 67.994 | 440.6205 | 349.0316 | 349.0316 | 402.6189 | 38.0016 | 387.0332 | 53.5873 | 53.5873 | 440.6205 | 291.5718 | 236.1704 | 236.1704 | 236.1704 | 55.4014 | 291.5718 | 2570.2677 | 2570.2677 | 33.1065 | 33.1065 | 908.3249 | 908.3249 | 680.6363 | 680.6363 | 948.2 | 948.2 | 30304475.596 | 1274033885.7424 | 273873758.86 | 173787879.8015 | 1752 | 20.7787 | 2275321.856 | 134340.0733 | 168.8945 | 27.8129 | 119 | 3040 | 4611.9232 | 760 | 190 | 0.1714
3894 | 51.5054 | 452.2 | 1000 | 4000 | 6 | 91.25% | 100 | 136.9224 | 136.5227 | 136.5227 | 1 | 136.9224 | 100 | 105.1634 | 99.1687 | 99.1687 | 99.1687 | 5.9948 | 105.1634 | 68.0001 | 60.5267 | 60.5267 | 60.5267 | 7.4734 | 68.0001 | 427.1391 | 337.5387 | 337.5387 | 390.2329 | 36.9062 | 374.445 | 52.6941 | 52.6941 | 427.1391 | 315.9111 | 255.7101 | 255.7101 | 255.7101 | 60.201 | 315.9111 | 2522.9226 | 2522.9226 | 82.7738 | 82.7738 | 908.4073 | 908.4073 | 583.4554 | 583.4554 | 948.286 | 948.286 | 73585776.8265 | 1273999657.486 | 251053075.277 | 153361500.1044 | 1752 | 22.4874 | 1971110.7794 | 116378.7734 | 146.3133 | 69.5323 | 119 | 3040 | 4611.9232 | 760 | 190 | 0.15733
3895 | 154.5162 | 452.2 | 1000 | 4000 | 6 | 94.53% | 100 | 142.5403 | 141.211 | 141.211 | 1 | 142.5403 | 100 | 119.4198 | 112.6104 | 112.6104 | 112.6104 | 6.8094 | 119.4198 | 67.9795 | 60.5064 | 60.5064 | 60.5064 | 7.4731 | 67.9795 | 625.8321 | 527.3428 | 527.3428 | 577.4163 | 48.4158 | 575.7586 | 50.0735 | 50.0735 | 625.8321 | 411.0572 | 331.8238 | 331.8238 | 331.8238 | 79.2334 | 411.0572 | 2687.663 | 2687.663 | 248.2469 | 248.2469 | 908.1346 | 908.1346 | 583.2803 | 583.2803 | 948.0013 | 948.0013 | 192900070.6351 | 1274052859.7275 | 189199848.3938 | 95847221.2435 | 1752 | 28.356 | 1168472.5324 | 68989.2225 | 86.7344 | 208.5969 | 119 | 3040 | 4611.9232 | 760 | 190 | 0.11922
3896 | 206.0217 | 452.2 | 1000 | 4000 | 5 | 95.79% | 100 | 140.3728 | 139.1134 | 139.1134 | 1 | 140.3728 | 100 | 131.9304 | 124.4079 | 124.4079 | 124.4079 | 7.5225 | 131.9304 | 67.981 | 60.5078 | 60.5078 | 60.5078 | 7.4731 | 67.981 | 664.2397 | 564.3941 | 564.3941 | 613.6646 | 50.5752 | 614.9693 | 49.2705 | 49.2705 | 664.2397 | 447.6769 | 360.8252 | 360.8252 | 360.8252 | 86.8517 | 447.6769 | 2673.2644 | 2673.2644 | 331.004 | 331.004 | 908.1569 | 908.1569 | 486.0788 | 486.0788 | 948.0246 | 948.0246 | 230565207.4034 | 1274083073.0659 | 173649589.4205 | 73702130.1102 | 1752 | 31.2401 | 881705.32 | 52057.8471 | 65.448 | 278.1292 | 119 | 3040 | 4611.9232 | 760 | 190 | 0.10963
3897 | 257.5271 | 452.2 | 1000 | 4000 | 5 | 96.79% | 100 | 143.6962 | 142.3682 | 142.3682 | 1 | 143.6962 | 100 | 150.0155 | 141.4607 | 141.4607 | 141.4607 | 8.5548 | 150.0155 | 67.9715 | 60.4985 | 60.4985 | 60.4985 | 7.473 | 67.9715 | 840.929 | 731.3499 | 731.3499 | 779.7116 | 61.2174 | 792.5673 | 48.3617 | 48.3617 | 840.929 | 457.8775 | 368.5592 | 368.5592 | 368.5592 | 89.3182 | 457.8775 | 2755.638 | 2755.638 | 413.6983 | 413.6983 | 908.0326 | 908.0326 | 486.0123 | 486.0123 | 947.8948 | 947.8948 | 251881133.7805 | 1274095342.6869 | 169765292.9616 | 56258230.571 | 1752 | 34.0336 | 660581.9364 | 39002.2297 | 49.0342 | 347.6615 | 119 | 3040 | 4611.9232 | 760 | 190 | 0.10724
3898 | 309.0325 | 452.2 | 1000 | 4000 | 5 | 97.46% | 100 | 147.2766 | 145.9437 | 145.9437 | 1 | 147.2766 | 100 | 170.0302 | 160.3328 | 160.3328 | 160.3328 | 9.6974 | 170.0302 | 67.9642 | 60.4911 | 60.4911 | 60.4911 | 7.473 | 67.9642 | 1043.0293 | 922.183 | 922.183 | 969.5611 | 73.4682 | 995.6512 | 47.3781 | 47.3781 | 1043.0293 | 461.9837 | 371.4725 | 371.4725 | 371.4725 | 90.5112 | 461.9837 | 2838.0138 | 2838.0138 | 496.3743 | 496.3743 | 907.9162 | 907.9162 | 485.95 | 485.95 | 947.7733 | 947.7733 | 265687306.4138 | 1274077258.4824 | 167699192.6737 | 44536242.4301 | 1752 | 36.7853 | 513747.0825 | 30332.7727 | 38.1349 | 417.1938 | 119 | 3040 | 4611.9232 | 760 | 190 | 0.10597
3899 | 360.5379 | 452.2 | 1000 | 4000 | 5 | 97.93% | 100 | 151.0539 | 149.7636 | 149.7636 | 1 | 151.0539 | 100 | 190.8964 | 180.0077 | 180.0077 | 180.0077 | 10.8887 | 190.8964 | 67.9559 | 60.483 | 60.483 | 60.483 | 7.4729 | 67.9559 | 1268.6216 | 1134.2746 | 1134.2746 | 1181.3988 | 87.2227 | 1221.4973 | 47.1242 | 47.1242 | 1268.6216 | 464.4689 | 373.1635 | 373.1635 | 373.1635 | 91.3054 | 464.4689 | 2920.3917 | 2920.3917 | 579.0338 | 579.0338 | 907.807 | 907.807 | 485.8916 | 485.8916 | 947.6594 | 947.6594 | 275499900.2708 | 1274103415.3007 | 166080107.9682 | 36316576.4602 | 1752 | 39.4139 | 419535.4143 | 24770.3059 | 31.1416 | 486.7262 | 119 | 3040 | 4611.9232 | 760 | 190 | 0.10497
3900 | 412.0433 | 452.2 | 1000 | 4000 | 5 | 98.36% | 100 | 154.9373 | 153.1808 | 153.1808 | 1 | 154.9373 | 100 | 211.8537 | 199.7683 | 199.7683 | 199.7683 | 12.0854 | 211.8537 | 67.9486 | 60.4757 | 60.4757 | 60.4757 | 7.4729 | 67.9486 | 1552.9662 | 1400.7404 | 1400.7404 | 1448.3945 | 104.5718 | 1505.3122 | 47.6541 | 47.6541 | 1552.9662 | 465.5941 | 373.8327 | 373.8327 | 373.8327 | 91.7614 | 465.5941 | 3002.7715 | 3002.7715 | 661.6781 | 661.6781 | 907.7044 | 907.7044 | 485.8367 | 485.8367 | 947.5523 | 947.5523 | 283423851.5121 | 1274108898.7644 | 165763527.8599 | 28703721.8635 | 1752 | 41.8512 | 333336.9844 | 19680.9585 | 24.7432 | 556.2585 | 119 | 3040 | 4611.9232 | 760 | 190 | 0.10477
3901 | 463.5487 | 452.2 | 1000 | 4000 | 5 | 98.67% | 100 | 158.8817 | 157.2199 | 157.2199 | 1 | 158.8817 | 100 | 232.9681 | 219.6769 | 219.6769 | 219.6769 | 13.2912 | 232.9681 | 67.9421 | 60.4693 | 60.4693 | 60.4693 | 7.4729 | 67.9421 | 1913.6799 | 1739.6318 | 1739.6318 | 1787.0317 | 126.6482 | 1866.28 | 47.3999 | 47.3999 | 1913.6799 | 465.8888 | 373.9017 | 373.9017 | 373.9017 | 91.9871 | 465.8888 | 3085.1529 | 3085.1529 | 744.3086 | 744.3086 | 907.6079 | 907.6079 | 485.785 | 485.785 | 947.4515 | 947.4515 | 289546915.1785 | 1274108898.7644 | 165080488.8984 | 23263697.1586 | 1752 | 44.147 | 265343.1585 | 15666.4514 | 19.6961 | 625.7908 | 119 | 3040 | 4611.9232 | 760 | 190 | 0.10435
3902 | 515.0541 | 452.2 | 1000 | 4000 | 5 | 98.92% | 100 | 162.8996 | 161.0943 | 161.0943 | 1 | 162.8996 | 100 | 254.2078 | 239.7034 | 239.7034 | 239.7034 | 14.5043 | 254.2078 | 67.9363 | 60.4634 | 60.4634 | 60.4634 | 7.4729 | 67.9363 | 2316.5519 | 2117.4854 | 2117.4854 | 2165.2836 | 151.2683 | 2268.7537 | 47.7982 | 47.7982 | 2316.5519 | 467.3103 | 374.894 | 374.894 | 374.894 | 92.4163 | 467.3103 | 3167.5359 | 3167.5359 | 826.9266 | 826.9266 | 907.5168 | 907.5168 | 485.7362 | 485.7362 | 947.3564 | 947.3564 | 294610852.7836 | 1274107470.1576 | 164280871.7519 | 19000889.3757 | 1752.0001 | 46.293 | 221078.5334 | 13052.9693 | 16.4104 | 695.3231 | 119 | 3040 | 4611.9232 | 760 | 190 | 0.10386
3903 | 566.5595 | 452.2 | 1000 | 4000 | 5 | 99.12% | 100 | 166.9404 | 165.0237 | 165.0237 | 1 | 166.9404 | 100 | 275.5634 | 259.8392 | 259.8392 | 259.8392 | 15.7242 | 275.5634 | 67.9305 | 60.4576 | 60.4576 | 60.4576 | 7.4729 | 67.9305 | 2820.4273 | 2590.9812 | 2590.9812 | 2638.2963 | 182.1311 | 2773.1123 | 47.3151 | 47.3151 | 2820.4273 | 468.198 | 375.4748 | 375.4748 | 375.4748 | 92.7232 | 468.198 | 3249.9203 | 3249.9203 | 909.533 | 909.533 | 907.4307 | 907.4307 | 485.6901 | 485.6901 | 947.2665 | 947.2665 | 298661668.3128 | 1274099299.2591 | 163784869.5335 | 15454162.8946 | 1752 | 48.2922 | 173522.1732 | 10245.1358 | 12.8804 | 764.8554 | 119 | 3040 | 4611.9232 | 760 | 190 | 0.10356
3904 | 618.065 | 452.2 | 1000 | 4000 | 5 | 99.26% | 100 | 171.0255 | 168.8439 | 168.8439 | 1 | 171.0255 | 100 | 297.1721 | 280.2134 | 280.2134 | 280.2134 | 16.9587 | 297.1721 | 67.9251 | 60.4522 | 60.4522 | 60.4522 | 7.4729 | 67.9251 | 3333.8419 | 3073.8144 | 3073.8144 | 3120.2395 | 213.6024 | 3287.4168 | 46.425 | 46.425 | 3333.8419 | 469.8581 | 376.6899 | 376.6899 | 376.6899 | 93.1681 | 469.8581 | 3332.306 | 3332.306 | 992.1287 | 992.1287 | 907.3492 | 907.3492 | 485.6465 | 485.6465 | 947.1815 | 947.1815 | 302141363.0013 | 1274108898.7644 | 162863691.9386 | 12885956.8324 | 1751.9999 | 50.1654 | 145407.4118 | 8585.1777 | 10.7934 | 834.3877 | 119 | 3040 | 4611.9232 | 760 | 190 | 0.10299
3905 | 669.5704 | 452.2 | 1000 | 4000 | 5 | 99.42% | 100 | 175.1332 | 172.0814 | 172.0814 | 1 | 175.1332 | 100 | 318.776 | 300.583 | 300.583 | 300.583 | 18.193 | 318.776 | 67.9198 | 60.4469 | 60.4469 | 60.4469 | 7.4729 | 67.9198 | 4015.9615 | 3713.9858 | 3713.9858 | 3760.5463 | 255.4152 | 3969.401 | 46.5605 | 46.5605 | 4015.9615 | 470.8449 | 377.3769 | 377.3769 | 377.3769 | 93.4679 | 470.8449 | 3414.6929 | 3414.6929 | 1074.7147 | 1074.7147 | 907.2721 | 907.2721 | 485.6052 | 485.6052 | 947.1009 | 947.1009 | 304992837.0726 | 1274108898.7644 | 162654106.6336 | 10244157.5294 | 1752 | 51.906 | 114203.4524 | 6742.8264 | 8.4772 | 903.92 | 119 | 3040 | 4611.9232 | 760 | 190 | 0.10286
3906 | 721.0758 | 452.2 | 1000 | 4000 | 4 | 99.52% | 100 | 173.989 | 171.8609 | 171.8609 | 1 | 173.989 | 100 | 340.5644 | 321.1282 | 321.1282 | 321.1282 | 19.4362 | 340.5644 | 67.9206 | 60.4477 | 60.4477 | 60.4477 | 7.4729 | 67.9206 | 3949.9429 | 3652.8317 | 3652.8317 | 3698.6723 | 251.2706 | 3904.1023 | 45.8406 | 45.8406 | 3949.9429 | 471.2087 | 377.5917 | 377.5917 | 377.5917 | 93.617 | 471.2087 | 3400.2917 | 3400.2917 | 1157.4019 | 1157.4019 | 907.2853 | 907.2853 | 388.4898 | 388.4898 | 947.1147 | 947.1147 | 307215799.8106 | 1274108898.7644 | 162191879.6812 | 8483421.7438 | 1752 | 53.5413 | 93598.5151 | 5526.2649 | 6.9477 | 973.4523 | 119 | 3040 | 4611.9232 | 760 | 190 | 0.10257
3907 | 772.5812 | 452.2 | 1000 | 4000 | 4 | 99.56% | 100 | 178.1444 | 176.9208 | 176.9208 | 1 | 178.1444 | 100 | 362.5536 | 341.8609 | 341.8609 | 341.8609 | 20.6928 | 362.5536 | 67.9157 | 60.4428 | 60.4428 | 60.4428 | 7.4729 | 67.9157 | 4517.7661 | 4186.3156 | 4186.3156 | 4231.8048 | 285.9613 | 4472.2769 | 45.4892 | 45.4892 | 4517.7661 | 472.9249 | 378.8817 | 378.8817 | 378.8817 | 94.0431 | 472.9249 | 3482.6795 | 3482.6795 | 1239.9724 | 1239.9724 | 907.2113 | 907.2113 | 388.4582 | 388.4582 | 947.0375 | 947.0375 | 308988545.6908 | 1274108898.7644 | 161107429.5062 | 7795126.0386 | 1752 | 55.084 | 85489.8951 | 5047.5139 | 6.3458 | 1042.9846 | 119 | 3040 | 4611.9232 | 760 | 190 | 0.10191
3908 | 824.0866 | 452.2 | 1000 | 4000 | 4 | 99.58% | 100 | 182.325 | 181.443 | 181.443 | 1 | 182.325 | 100 | 384.677 | 362.72 | 362.72 | 362.72 | 21.9571 | 384.677 | 67.911 | 60.4381 | 60.4381 | 60.4381 | 7.4729 | 67.911 | 4889.2223 | 4535.3423 | 4535.3423 | 4580.5749 | 308.6474 | 4843.9897 | 45.2326 | 45.2326 | 4889.2223 | 475.425 | 380.8103 | 380.8103 | 380.8103 | 94.6147 | 475.425 | 3565.0684 | 3565.0684 | 1322.5349 | 1322.5349 | 907.1411 | 907.1411 | 388.4281 | 388.4281 | 946.9642 | 946.9642 | 310495160.4458 | 1274108898.7644 | 160069473.7044 | 7326467.0855 | 1752 | 56.531 | 80566.415 | 4756.8207 | 5.9804 | 1112.5169 | 119 | 3040 | 4611.9232 | 760 | 190 | 0.10127
3909 | 875.592 | 452.2 | 1000 | 4000 | 4 | 99.61% | 100 | 186.5167 | 185.5958 | 185.5958 | 1 | 186.5167 | 100 | 406.8658 | 383.6406 | 383.6406 | 383.6406 | 23.2252 | 406.8658 | 67.9066 | 60.4337 | 60.4337 | 60.4337 | 7.4729 | 67.9066 | 5209.3898 | 4835.9821 | 4835.9821 | 4881.1724 | 328.2174 | 5164.1994 | 45.1904 | 45.1904 | 5209.3898 | 477.8125 | 382.6579 | 382.6579 | 382.6579 | 95.1546 | 477.8125 | 3647.4582 | 3647.4582 | 1405.0899 | 1405.0899 | 907.0743 | 907.0743 | 388.3995 | 388.3995 | 946.8945 | 946.8945 | 311817556.2163 | 1274108898.7644 | 159220968.8909 | 6852576.1284 | 1752 | 57.8872 | 75229.3297 | 4441.7073 | 5.5842 | 1182.0492 | 119 | 3040 | 4611.9232 | 760 | 190 | 0.10074
3910 | 927.0974 | 452.2 | 1000 | 4000 | 4 | 99.64% | 100 | 190.709 | 189.6758 | 189.6758 | 1 | 190.709 | 100 | 429.081 | 404.5861 | 404.5861 | 404.5861 | 24.4949 | 429.081 | 67.9023 | 60.4294 | 60.4294 | 60.4294 | 7.4729 | 67.9023 | 5557.4709 | 5162.9545 | 5162.9545 | 5207.9438 | 349.5271 | 5512.4816 | 44.9893 | 44.9893 | 5557.4709 | 479.8 | 384.1853 | 384.1853 | 384.1853 | 95.6147 | 479.8 | 3729.8489 | 3729.8489 | 1487.6379 | 1487.6379 | 907.0107 | 907.0107 | 388.3723 | 388.3723 | 946.8281 | 946.8281 | 312983443.6647 | 1274108898.7644 | 158530888.6893 | 6376768.8816 | 1752 | 59.1615 | 69508.6172 | 4103.9437 | 5.1595 | 1251.5815 | 119 | 3040 | 4611.9232 | 760 | 190 | 0.10032
3911 | 978.6028 | 452.2 | 1000 | 4000 | 4 | 99.66% | 100 | 194.9048 | 193.7428 | 193.7428 | 1 | 194.9048 | 100 | 451.3126 | 425.5469 | 425.5469 | 425.5469 | 25.7657 | 451.3126 | 67.8983 | 60.4254 | 60.4254 | 60.4254 | 7.4729 | 67.8983 | 5957.499 | 5538.5562 | 5538.5562 | 5583.4913 | 374.0077 | 5912.5639 | 44.9351 | 44.9351 | 5957.499 | 481.4328 | 385.435 | 385.435 | 385.435 | 95.9978 | 481.4328 | 3812.2405 | 3812.2405 | 1570.1794 | 1570.1794 | 906.95 | 906.95 | 388.3463 | 388.3463 | 946.7648 | 946.7648 | 314038840.4072 | 1274108898.7644 | 157951299.1936 | 5900961.6348 | 1752 | 60.3611 | 63808.5523 | 3767.3991 | 4.7364 | 1321.1138 | 119 | 3040 | 4611.9232 | 760 | 190 | 0.09996
3912 | 1030.1083 | 452.2 | 1000 | 4000 | 4 | 99.69% | 100 | 199.1051 | 197.7787 | 197.7787 | 1 | 199.1051 | 100 | 473.5037 | 446.4695 | 446.4695 | 446.4695 | 27.0342 | 473.5037 | 67.8944 | 60.4215 | 60.4215 | 60.4215 | 7.4729 | 67.8944 | 6429.8034 | 5981.9072 | 5981.9072 | 6026.8955 | 402.9078 | 6384.8151 | 44.9883 | 44.9883 | 6429.8034 | 482.8661 | 386.5342 | 386.5342 | 386.5342 | 96.332 | 482.8661 | 3894.6328 | 3894.6328 | 1652.7149 | 1652.7149 | 906.8921 | 906.8921 | 388.3215 | 388.3215 | 946.7043 | 946.7043 | 315063494.9653 | 1274108898.7644 | 157413769.2876 | 5413836.9828 | 1752 | 61.4921 | 59337.5957 | 3503.4239 | 4.4046 | 1390.6462 | 119 | 3040 | 4611.9232 | 760 | 190 | 0.099629
3913 | 20.6022 | 501.6 | 1000 | 4000 | 7 | 91.88% | 100 | 144.52 | 144.348 | 144.348 | 1 | 144.52 | 100 | 106.1866 | 100.132 | 100.132 | 100.132 | 6.0546 | 106.1866 | 73.7809 | 65.6702 | 65.6702 | 65.6702 | 8.1106 | 73.7809 | 522.6219 | 426.3754 | 426.3754 | 479.6996 | 42.9223 | 469.2977 | 53.3242 | 53.3242 | 522.6219 | 285.1231 | 230.6373 | 230.6373 | 230.6373 | 54.4858 | 285.1231 | 2669.0223 | 2669.0223 | 33.1006 | 33.1006 | 1007.3747 | 1007.3747 | 680.5154 | 680.5154 | 948.0316 | 948.0316 | 29168096.4962 | 1302170456.1842 | 278408728.0425 | 142252719.2772 | 1752 | 26.5062 | 1855391.8794 | 109546.4716 | 137.7236 | 27.8129 | 132 | 3040 | 4611.9232 | 760 | 190 | 0.17419
3914 | 51.5054 | 501.6 | 1000 | 4000 | 6 | 92.84% | 100 | 140.9274 | 140.4972 | 140.4972 | 1 | 140.9274 | 100 | 109.11 | 102.8892 | 102.8892 | 102.8892 | 6.2208 | 109.11 | 73.7851 | 65.6746 | 65.6746 | 65.6746 | 8.1105 | 73.7851 | 505.9754 | 411.9333 | 411.9333 | 464.2984 | 41.677 | 453.6104 | 52.3651 | 52.3651 | 505.9754 | 311.1262 | 251.4781 | 251.4781 | 251.4781 | 59.6482 | 311.1262 | 2621.6752 | 2621.6752 | 82.7585 | 82.7585 | 1007.4587 | 1007.4587 | 583.3475 | 583.3475 | 948.1106 | 948.1106 | 70876944.2094 | 1302195446.3154 | 253493411.9726 | 125434197.5026 | 1752 | 28.1693 | 1598387.0444 | 94372.3334 | 118.6464 | 69.5323 | 132 | 3040 | 4611.9232 | 760 | 190 | 0.15884
3915 | 154.5162 | 501.6 | 1000 | 4000 | 5 | 95.59% | 100 | 141.6886 | 140.4565 | 140.4565 | 1 | 141.6886 | 100 | 124.2488 | 117.1641 | 117.1641 | 117.1641 | 7.0847 | 124.2488 | 73.7752 | 65.6649 | 65.6649 | 65.6649 | 8.1103 | 73.7752 | 643.797 | 545.223 | 545.223 | 594.3989 | 49.3981 | 594.6211 | 49.1759 | 49.1759 | 643.797 | 412.7338 | 332.792 | 332.792 | 332.792 | 79.9418 | 412.7338 | 2689.6485 | 2689.6485 | 248.246 | 248.246 | 1007.3392 | 1007.3392 | 486.0652 | 486.0652 | 947.9981 | 947.9981 | 185326469.0736 | 1302226043.7918 | 187261047.5044 | 77186439.6301 | 1752 | 33.5767 | 923306.153 | 54514.053 | 68.536 | 208.5969 | 132 | 3040 | 4611.9232 | 760 | 190 | 0.11802
3916 | 206.0217 | 501.6 | 1000 | 4000 | 5 | 96.55% | 100 | 145.0058 | 143.7129 | 143.7129 | 1 | 145.0058 | 100 | 137.5282 | 129.6853 | 129.6853 | 129.6853 | 7.8429 | 137.5282 | 73.767 | 65.6567 | 65.6567 | 65.6567 | 8.1104 | 73.767 | 796.8523 | 689.8247 | 689.8247 | 738.2773 | 58.575 | 748.3997 | 48.4526 | 48.4526 | 796.8523 | 458.3965 | 369.0402 | 369.0402 | 369.0402 | 89.3563 | 458.3965 | 2772.0226 | 2772.0226 | 330.95 | 330.95 | 1007.2031 | 1007.2031 | 485.9996 | 485.9996 | 947.87 | 947.87 | 221081332.1328 | 1302195787.0572 | 168227082.2947 | 60495798.5153 | 1752 | 36.2472 | 712067.5253 | 42042.0537 | 52.856 | 278.1292 | 132 | 3040 | 4611.9232 | 760 | 190 | 0.10629
3917 | 257.5271 | 501.6 | 1000 | 4000 | 5 | 97.28% | 100 | 148.495 | 147.2874 | 147.2874 | 1 | 148.495 | 100 | 156.8865 | 147.9385 | 147.9385 | 147.9385 | 8.948 | 156.8865 | 73.7584 | 65.6481 | 65.6481 | 65.6481 | 8.1103 | 73.7584 | 992.2806 | 874.4769 | 874.4769 | 921.8752 | 70.4054 | 944.8823 | 47.3983 | 47.3983 | 992.2806 | 476.6679 | 383.2401 | 383.2401 | 383.2401 | 93.4277 | 476.6679 | 2854.3989 | 2854.3989 | 413.6351 | 413.6351 | 1007.0756 | 1007.0756 | 485.9381 | 485.9381 | 947.7501 | 947.7501 | 240611343.1606 | 1302203700.9155 | 161593943.1967 | 47591012.7272 | 1752 | 38.7911 | 551124.4942 | 32539.6184 | 40.9093 | 347.6615 | 132 | 3040 | 4611.9232 | 760 | 190 | 0.1022
3918 | 309.0325 | 501.6 | 1000 | 4000 | 5 | 97.84% | 100 | 152.2009 | 150.9012 | 150.9012 | 1 | 152.2009 | 100 | 178.2722 | 168.1034 | 168.1034 | 168.1034 | 10.1688 | 178.2722 | 73.7508 | 65.6405 | 65.6405 | 65.6405 | 8.1103 | 73.7508 | 1223.7778 | 1091.9478 | 1091.9478 | 1139.2696 | 84.5082 | 1176.456 | 47.3218 | 47.3218 | 1223.7778 | 484.7079 | 389.3034 | 389.3034 | 389.3034 | 95.4045 | 484.7079 | 2936.7772 | 2936.7772 | 496.3032 | 496.3032 | 1006.956 | 1006.956 | 485.8804 | 485.8804 | 947.6375 | 947.6375 | 253236026.0935 | 1302206655.4119 | 158777100.2473 | 37780239.7565 | 1752 | 41.2197 | 433648.0757 | 25603.5488 | 32.1892 | 417.1938 | 132 | 3040 | 4611.9232 | 760 | 190 | 0.10047
3919 | 360.5379 | 501.6 | 1000 | 4000 | 5 | 98.28% | 100 | 156.0504 | 154.5494 | 154.5494 | 1 | 156.0504 | 100 | 200.3535 | 188.9239 | 188.9239 | 188.9239 | 11.4296 | 200.3535 | 73.7432 | 65.6329 | 65.6329 | 65.6329 | 8.1103 | 73.7432 | 1499.3177 | 1350.2371 | 1350.2371 | 1398.0337 | 101.2839 | 1451.521 | 47.7966 | 47.7966 | 1499.3177 | 489.1042 | 392.5426 | 392.5426 | 392.5426 | 96.5616 | 489.1042 | 3019.1573 | 3019.1573 | 578.9558 | 578.9558 | 1006.8436 | 1006.8436 | 485.8261 | 485.8261 | 947.5318 | 947.5318 | 262448331.5911 | 1302207575.505 | 157124318.1534 | 30219774.7505 | 1752 | 43.5154 | 351289.9514 | 20740.9416 | 26.0759 | 486.7262 | 132 | 3040 | 4611.9232 | 760 | 190 | 0.09945
3920 | 412.0433 | 501.6 | 1000 | 4000 | 5 | 98.65% | 100 | 159.9672 | 158.1872 | 158.1872 | 1 | 159.9672 | 100 | 222.4947 | 209.8008 | 209.8008 | 209.8008 | 12.6939 | 222.4947 | 73.736 | 65.6257 | 65.6257 | 65.6257 | 8.1103 | 73.736 | 1869.2949 | 1697.7024 | 1697.7024 | 1745.391 | 123.904 | 1821.6064 | 47.6886 | 47.6886 | 1869.2949 | 491.1292 | 393.9687 | 393.9687 | 393.9687 | 97.1605 | 491.1292 | 3101.539 | 3101.539 | 661.5942 | 661.5942 | 1006.7377 | 1006.7377 | 485.775 | 485.775 | 947.4321 | 947.4321 | 269754019.7735 | 1302232292.5614 | 156291054.3479 | 23722633.3172 | 1752 | 45.6639 | 273420.9151 | 16143.3802 | 20.2957 | 556.2585 | 132 | 3040 | 4611.9232 | 760 | 190 | 0.098937
3921 | 463.5487 | 501.6 | 1000 | 4000 | 5 | 98.88% | 100 | 163.9617 | 162.2673 | 162.2673 | 1 | 163.9617 | 100 | 245.0028 | 231.0235 | 231.0235 | 231.0235 | 13.9794 | 245.0028 | 73.7291 | 65.6188 | 65.6188 | 65.6188 | 8.1102 | 73.7291 | 2262.3213 | 2067.5265 | 2067.5265 | 2114.3874 | 147.9339 | 2215.4603 | 46.8609 | 46.8609 | 2262.3213 | 494.0869 | 396.1765 | 396.1765 | 396.1765 | 97.9104 | 494.0869 | 3183.9223 | 3183.9223 | 744.2196 | 744.2196 | 1006.6378 | 1006.6378 | 485.7268 | 485.7268 | 947.3381 | 947.3381 | 275389054.2661 | 1302228130.0222 | 154787620.2568 | 19595195.455 | 1752 | 47.6979 | 225952.8038 | 13340.7571 | 16.7722 | 625.7908 | 132 | 3040 | 4611.9232 | 760 | 190 | 0.09801
3922 | 515.0541 | 501.6 | 1000 | 4000 | 5 | 99.14% | 100 | 168.0018 | 165.1623 | 165.1623 | 1 | 168.0018 | 100 | 267.4208 | 252.1609 | 252.1609 | 252.1609 | 15.2598 | 267.4208 | 73.7232 | 65.613 | 65.613 | 65.613 | 8.1103 | 73.7232 | 2765.4626 | 2539.3681 | 2539.3681 | 2586.6788 | 178.7838 | 2718.1519 | 47.3107 | 47.3107 | 2765.4626 | 496.4287 | 397.8977 | 397.8977 | 397.8977 | 98.531 | 496.4287 | 3266.307 | 3266.307 | 826.8331 | 826.8331 | 1006.5434 | 1006.5434 | 485.6813 | 485.6813 | 947.2492 | 947.2492 | 280263596.0293 | 1302223735.2891 | 154413357.8894 | 15099310.7922 | 1752 | 49.5807 | 167852.2327 | 9910.3699 | 12.4595 | 695.3231 | 132 | 3040 | 4611.9232 | 760 | 190 | 0.09778
3923 | 566.5595 | 501.6 | 1000 | 4000 | 5 | 99.27% | 100 | 172.0619 | 170.2163 | 170.2163 | 1 | 172.0619 | 100 | 290.0183 | 273.4676 | 273.4676 | 273.4676 | 16.5507 | 290.0183 | 73.7169 | 65.6067 | 65.6067 | 65.6067 | 8.1102 | 73.7169 | 3397.8931 | 3134.6827 | 3134.6827 | 3180.3917 | 217.5015 | 3352.1842 | 45.709 | 45.709 | 3397.8931 | 498.1416 | 399.1525 | 399.1525 | 399.1525 | 98.9891 | 498.1416 | 3348.6929 | 3348.6929 | 909.4356 | 909.4356 | 1006.454 | 1006.454 | 485.6381 | 485.6381 | 947.1651 | 947.1651 | 283863466.0621 | 1302226031.7162 | 153064471.6648 | 12846030.5568 | 1752 | 51.3686 | 142586.1623 | 8418.6048 | 10.584 | 764.8554 | 132 | 3040 | 4611.9232 | 760 | 190 | 0.096949
3924 | 618.065 | 501.6 | 1000 | 4000 | 5 | 99.39% | 100 | 176.1759 | 173.8416 | 173.8416 | 1 | 176.1759 | 100 | 312.9253 | 295.0659 | 295.0659 | 295.0659 | 17.8594 | 312.9253 | 73.7114 | 65.6012 | 65.6012 | 65.6012 | 8.1102 | 73.7114 | 3984.4496 | 3684.9835 | 3684.9835 | 3731.0527 | 253.3969 | 3938.3803 | 46.0692 | 46.0692 | 3984.4496 | 500.8474 | 401.1908 | 401.1908 | 401.1908 | 99.6566 | 500.8474 | 3431.0801 | 3431.0801 | 992.0281 | 992.0281 | 1006.3693 | 1006.3693 | 485.5973 | 485.5973 | 947.0854 | 947.0854 | 286828586.9386 | 1302233459.2388 | 152254134.8508 | 10683818.9717 | 1752 | 53.0356 | 120724.6487 | 7127.8523 | 8.9613 | 834.3877 | 132 | 3040 | 4611.9232 | 760 | 190 | 0.096449
3925 | 669.5704 | 501.6 | 1000 | 4000 | 4 | 99.5% | 100 | 175.0385 | 172.9941 | 172.9941 | 1 | 175.0385 | 100 | 335.931 | 316.7589 | 316.7589 | 316.7589 | 19.1721 | 335.931 | 73.7123 | 65.6021 | 65.6021 | 65.6021 | 8.1102 | 73.7123 | 3863.9954 | 3571.5865 | 3571.5865 | 3617.9433 | 246.0521 | 3817.6387 | 46.3568 | 46.3568 | 3863.9954 | 502.2122 | 402.1906 | 402.1906 | 402.1906 | 100.0217 | 502.2122 | 3416.6788 | 3416.6788 | 1074.7126 | 1074.7126 | 1006.3838 | 1006.3838 | 388.4834 | 388.4834 | 947.099 | 947.099 | 289269005.3169 | 1302233459.2388 | 151776917.6316 | 8720617.8127 | 1752 | 54.5936 | 97516.734 | 5757.6053 | 7.2386 | 903.92 | 132 | 3040 | 4611.9232 | 760 | 190 | 0.096155
3926 | 721.0758 | 501.6 | 1000 | 4000 | 4 | 99.57% | 100 | 179.1848 | 177.5594 | 177.5594 | 1 | 179.1848 | 100 | 359.0746 | 338.5801 | 338.5801 | 338.5801 | 20.4945 | 359.0746 | 73.707 | 65.5968 | 65.5968 | 65.5968 | 8.1102 | 73.707 | 4587.4273 | 4250.8415 | 4250.8415 | 4297.1259 | 290.3015 | 4541.143 | 46.2844 | 46.2844 | 4587.4273 | 503.7179 | 403.3086 | 403.3086 | 403.3086 | 100.4093 | 503.7179 | 3499.0668 | 3499.0668 | 1157.2894 | 1157.2894 | 1006.3027 | 1006.3027 | 388.4521 | 388.4521 | 947.0227 | 947.0227 | 291289159.7083 | 1302233459.2388 | 150965100.409 | 7512280.6439 | 1752 | 56.0624 | 84837.3115 | 5008.9839 | 6.2974 | 973.4523 | 132 | 3040 | 4611.9232 | 760 | 190 | 0.095655
3927 | 772.5812 | 501.6 | 1000 | 4000 | 4 | 99.6% | 100 | 183.3597 | 182.4559 | 182.4559 | 1 | 183.3597 | 100 | 382.3688 | 360.5432 | 360.5432 | 360.5432 | 21.8256 | 382.3688 | 73.702 | 65.5918 | 65.5918 | 65.5918 | 8.1102 | 73.702 | 5077.8066 | 4711.3524 | 4711.3524 | 4757.5065 | 320.3 | 5031.6524 | 46.1541 | 46.1541 | 5077.8066 | 506.5442 | 405.4902 | 405.4902 | 405.4902 | 101.054 | 506.5442 | 3581.4559 | 3581.4559 | 1239.8579 | 1239.8579 | 1006.2255 | 1006.2255 | 388.4223 | 388.4223 | 946.9501 | 946.9501 | 292901287.5881 | 1302233459.2388 | 149814657.8709 | 7050595.3022 | 1752 | 57.4479 | 78194.5762 | 4616.782 | 5.8043 | 1042.9846 | 132 | 3040 | 4611.9232 | 760 | 190 | 0.094946
3928 | 824.0866 | 501.6 | 1000 | 4000 | 4 | 99.62% | 100 | 187.5458 | 186.6549 | 186.6549 | 1 | 187.5458 | 100 | 405.7745 | 382.6113 | 382.6113 | 382.6113 | 23.1632 | 405.7745 | 73.6972 | 65.587 | 65.587 | 65.587 | 8.1102 | 73.6972 | 5426.9734 | 5039.8092 | 5039.8092 | 5085.2853 | 341.6881 | 5381.4973 | 45.4761 | 45.4761 | 5426.9734 | 509.5504 | 407.8208 | 407.8208 | 407.8208 | 101.7296 | 509.5504 | 3663.8459 | 3663.8459 | 1322.4187 | 1322.4187 | 1006.1522 | 1006.1522 | 388.394 | 388.394 | 946.881 | 946.881 | 294307898.2693 | 1302233459.2388 | 148867439.5175 | 6591202.9744 | 1752 | 58.7488 | 71965.0874 | 4248.9791 | 5.3419 | 1112.5169 | 132 | 3040 | 4611.9232 | 760 | 190 | 0.094362
3929 | 875.592 | 501.6 | 1000 | 4000 | 4 | 99.65% | 100 | 191.7396 | 190.7427 | 190.7427 | 1 | 191.7396 | 100 | 429.2206 | 404.7174 | 404.7174 | 404.7174 | 24.5032 | 429.2206 | 73.6926 | 65.5824 | 65.5824 | 65.5824 | 8.1102 | 73.6926 | 5792.9259 | 5383.5298 | 5383.5298 | 5428.836 | 364.0899 | 5747.6197 | 45.3063 | 45.3063 | 5792.9259 | 512.1288 | 409.818 | 409.818 | 409.818 | 102.3108 | 512.1288 | 3746.2368 | 3746.2368 | 1404.9723 | 1404.9723 | 1006.0823 | 1006.0823 | 388.367 | 388.367 | 946.8153 | 946.8153 | 295533048.2047 | 1302233459.2388 | 148101843.3046 | 6131649.2519 | 1752 | 59.9726 | 68224.9461 | 4028.1529 | 5.0643 | 1182.0492 | 132 | 3040 | 4611.9232 | 760 | 190 | 0.09389
3930 | 927.0974 | 501.6 | 1000 | 4000 | 4 | 99.68% | 100 | 195.9393 | 194.7349 | 194.7349 | 1 | 195.9393 | 100 | 452.6849 | 426.8406 | 426.8406 | 426.8406 | 25.8443 | 452.6849 | 73.6883 | 65.5781 | 65.5781 | 65.5781 | 8.1102 | 73.6883 | 6224.9256 | 5788.6234 | 5788.6234 | 5834.4295 | 390.496 | 6179.1194 | 45.8062 | 45.8062 | 6224.9256 | 514.2337 | 411.445 | 411.445 | 411.445 | 102.7888 | 514.2337 | 3828.6285 | 3828.6285 | 1487.5191 | 1487.5191 | 1006.0156 | 1006.0156 | 388.3413 | 388.3413 | 946.7525 | 946.7525 | 296651975.5753 | 1302233459.2388 | 147477835.0366 | 5636730.1494 | 1752 | 61.1254 | 62332.4258 | 3680.2453 | 4.6269 | 1251.5815 | 132 | 3040 | 4611.9232 | 760 | 190 | 0.093506
3931 | 978.6028 | 501.6 | 1000 | 4000 | 4 | 99.7% | 100 | 200.1421 | 198.9235 | 198.9235 | 1 | 200.1421 | 100 | 476.1136 | 448.9301 | 448.9301 | 448.9301 | 27.1835 | 476.1136 | 73.6841 | 65.5739 | 65.5739 | 65.5739 | 8.1102 | 73.6841 | 6725.1519 | 6258.1975 | 6258.1975 | 6304.0409 | 421.1111 | 6679.3086 | 45.8434 | 45.8434 | 6725.1519 | 516.0998 | 412.8918 | 412.8918 | 412.8918 | 103.208 | 516.0998 | 3911.021 | 3911.021 | 1570.0597 | 1570.0597 | 1005.952 | 1005.952 | 388.3167 | 388.3167 | 946.6926 | 946.6926 | 297685795.3676 | 1302233459.2388 | 146872384.1645 | 5208361.2291 | 1752 | 62.2147 | 58061.3863 | 3428.0736 | 4.3098 | 1321.1138 | 132 | 3040 | 4611.9232 | 760 | 190 | 0.093133
3932 | 1030.1083 | 501.6 | 1000 | 4000 | 4 | 99.74% | 100 | 204.3421 | 202.8269 | 202.8269 | 1 | 204.3421 | 100 | 499.4948 | 470.9747 | 470.9747 | 470.9747 | 28.5201 | 499.4948 | 73.6802 | 65.57 | 65.57 | 65.57 | 8.1102 | 73.6802 | 7465.0414 | 6953.2842 | 6953.2842 | 6998.537 | 466.5044 | 7419.7886 | 45.2528 | 45.2528 | 7465.0414 | 517.3912 | 413.8845 | 413.8845 | 413.8845 | 103.5067 | 517.3912 | 3993.4142 | 3993.4142 | 1652.5945 | 1652.5945 | 1005.8911 | 1005.8911 | 388.2932 | 388.2932 | 946.6354 | 946.6354 | 298642318.7351 | 1302233459.2388 | 146512110.921 | 4612111.1051 | 1752 | 63.2434 | 49430.502 | 2918.487 | 3.6692 | 1390.6462 | 132 | 3040 | 4611.9232 | 760 | 190 | 0.092911
3933 | 20.6022 | 551 | 1000 | 4000 | 6 | 93.28% | 100 | 143.4069 | 143.2479 | 143.2479 | 1 | 143.4069 | 100 | 109.446 | 103.2056 | 103.2056 | 103.2056 | 6.2405 | 109.446 | 79.58 | 70.8318 | 70.8318 | 70.8318 | 8.7482 | 79.58 | 538.3953 | 441.8376 | 441.8376 | 494.5268 | 43.8685 | 485.7062 | 52.6892 | 52.6892 | 538.3953 | 282.2353 | 228.0401 | 228.0401 | 228.0401 | 54.1952 | 282.2353 | 2671.0078 | 2671.0078 | 33.1005 | 33.1005 | 1106.5821 | 1106.5821 | 583.2969 | 583.2969 | 948.0283 | 948.0283 | 28299915.4442 | 1326170104.38 | 279871208.4329 | 117658784.6519 | 1752 | 31.7451 | 1513785.8055 | 89377.2877 | 112.3666 | 27.8129 | 145 | 3040 | 4611.9232 | 760 | 190 | 0.17509
3934 | 51.5054 | 551 | 1000 | 4000 | 6 | 94.08% | 100 | 145.2422 | 144.8019 | 144.8019 | 1 | 145.2422 | 100 | 113.3154 | 106.8538 | 106.8538 | 106.8538 | 6.4616 | 113.3154 | 79.5724 | 70.8244 | 70.8244 | 70.8244 | 8.748 | 79.5724 | 596.9357 | 497.7293 | 497.7293 | 549.7271 | 47.2087 | 544.938 | 51.9977 | 51.9977 | 596.9357 | 309.2424 | 249.682 | 249.682 | 249.682 | 59.5604 | 309.2424 | 2720.4316 | 2720.4316 | 82.7444 | 82.7444 | 1106.4898 | 1106.4898 | 583.2482 | 583.2482 | 947.9492 | 947.9492 | 68221648.7166 | 1326190089.2127 | 253822231.3633 | 103766030.7073 | 1752 | 33.301 | 1315627.5511 | 77677.5827 | 97.6575 | 69.5323 | 145 | 3040 | 4611.9232 | 760 | 190 | 0.15904
3935 | 154.5162 | 551 | 1000 | 4000 | 5 | 96.29% | 100 | 146.4046 | 145.1123 | 145.1123 | 1 | 146.4046 | 100 | 129.1728 | 121.8061 | 121.8061 | 121.8061 | 7.3666 | 129.1728 | 79.5657 | 70.8176 | 70.8176 | 70.8176 | 8.7481 | 79.5657 | 750.8028 | 646.0479 | 646.0479 | 694.8922 | 55.9107 | 701.9586 | 48.8443 | 48.8443 | 750.8028 | 421.0631 | 339.13 | 339.13 | 339.13 | 81.9331 | 421.0631 | 2788.4074 | 2788.4074 | 248.2061 | 248.2061 | 1106.3687 | 1106.3687 | 485.987 | 485.987 | 947.8455 | 947.8455 | 178172870.32 | 1326180480.6674 | 182660873.2595 | 64985775.753 | 1752 | 38.2949 | 774001.9179 | 45698.7982 | 57.4533 | 208.5969 | 145 | 3040 | 4611.9232 | 760 | 190 | 0.11519
3936 | 206.0217 | 551 | 1000 | 4000 | 5 | 97.1% | 100 | 149.8173 | 148.4899 | 148.4899 | 1 | 149.8173 | 100 | 143.2754 | 135.1035 | 135.1035 | 135.1035 | 8.1718 | 143.2754 | 79.5558 | 70.8079 | 70.8079 | 70.8079 | 8.748 | 79.5558 | 937.2281 | 822.4954 | 822.4954 | 870.0889 | 67.1392 | 889.6346 | 47.5935 | 47.5935 | 937.2281 | 470.5858 | 378.4702 | 378.4702 | 378.4702 | 92.1156 | 470.5858 | 2870.784 | 2870.784 | 330.9001 | 330.9001 | 1106.2305 | 1106.2305 | 485.9263 | 485.9263 | 947.7271 | 947.7271 | 212224971.3025 | 1326205925.8678 | 162699962.4265 | 50869140.4032 | 1752 | 40.6768 | 594670.7516 | 35110.6865 | 44.1417 | 278.1292 | 145 | 3040 | 4611.9232 | 760 | 190 | 0.10289
3937 | 257.5271 | 551 | 1000 | 4000 | 5 | 97.71% | 100 | 153.4517 | 152.0142 | 152.0142 | 1 | 153.4517 | 100 | 163.6138 | 154.2809 | 154.2809 | 154.2809 | 9.3329 | 163.6138 | 79.5468 | 70.7989 | 70.7989 | 70.7989 | 8.7479 | 79.5468 | 1154.9446 | 1026.6906 | 1026.6906 | 1074.599 | 80.3456 | 1107.0361 | 47.9085 | 47.9085 | 1154.9446 | 495.4669 | 397.9464 | 397.9464 | 397.9464 | 97.5204 | 495.4669 | 2953.1627 | 2953.1627 | 413.5766 | 413.5766 | 1106.1008 | 1106.1008 | 485.8693 | 485.8693 | 947.616 | 947.616 | 230668261.0207 | 1326206426.4494 | 155071122.2638 | 40054190.2662 | 1752 | 42.9363 | 465009.3248 | 27455.1869 | 34.5171 | 347.6615 | 145 | 3040 | 4611.9232 | 760 | 190 | 0.098185
3938 | 309.0325 | 551 | 1000 | 4000 | 5 | 98.17% | 100 | 157.2167 | 155.873 | 155.873 | 1 | 157.2167 | 100 | 186.345 | 175.7144 | 175.7144 | 175.7144 | 10.6306 | 186.345 | 79.5393 | 70.7914 | 70.7914 | 70.7914 | 8.7479 | 79.5393 | 1428.348 | 1284.0734 | 1284.0734 | 1331.3967 | 96.9514 | 1381.0247 | 47.3233 | 47.3233 | 1428.348 | 505.6019 | 405.7197 | 405.7197 | 405.7197 | 99.8822 | 505.6019 | 3035.5431 | 3035.5431 | 496.2372 | 496.2372 | 1105.9788 | 1105.9788 | 485.8157 | 485.8157 | 947.5115 | 947.5115 | 242245700.895 | 1326196087.0523 | 151419171.6966 | 32139040.3561 | 1752 | 45.0902 | 372495.1527 | 21992.944 | 27.6499 | 417.1938 | 145 | 3040 | 4611.9232 | 760 | 190 | 0.095935
3939 | 360.5379 | 551 | 1000 | 4000 | 5 | 98.58% | 100 | 161.1037 | 159.1329 | 159.1329 | 1 | 161.1037 | 100 | 209.5525 | 197.5967 | 197.5967 | 197.5967 | 11.9557 | 209.5525 | 79.5312 | 70.7834 | 70.7834 | 70.7834 | 8.7479 | 79.5312 | 1769.8619 | 1604.6702 | 1604.6702 | 1652.0274 | 117.8345 | 1722.5047 | 47.3572 | 47.3572 | 1769.8619 | 511.6655 | 410.3131 | 410.3131 | 410.3131 | 101.3524 | 511.6655 | 3117.9252 | 3117.9252 | 578.8832 | 578.8832 | 1105.8638 | 1105.8638 | 485.7652 | 485.7652 | 947.413 | 947.413 | 251047841.2432 | 1326213823.0772 | 149853376.0681 | 24884959.6116 | 1752 | 47.1081 | 280816.988 | 16580.0608 | 20.8447 | 486.7262 | 145 | 3040 | 4611.9232 | 760 | 190 | 0.09497
3940 | 412.0433 | 551 | 1000 | 4000 | 5 | 98.84% | 100 | 165.0655 | 163.3475 | 163.3475 | 1 | 165.0655 | 100 | 233.0891 | 219.7892 | 219.7892 | 219.7892 | 13.2998 | 233.0891 | 79.5245 | 70.7766 | 70.7766 | 70.7766 | 8.7479 | 79.5245 | 2186.8467 | 1997.0293 | 1997.0293 | 2043.54 | 143.3066 | 2140.3359 | 46.5108 | 46.5108 | 2186.8467 | 515.8131 | 413.4504 | 413.4504 | 413.4504 | 102.3626 | 515.8131 | 3200.3088 | 3200.3088 | 661.5159 | 661.5159 | 1105.7553 | 1105.7553 | 485.7176 | 485.7176 | 947.32 | 947.32 | 257518043.3597 | 1326198791.682 | 148000975.5791 | 20282189.3792 | 1752 | 49.0305 | 227685.7376 | 13443.0734 | 16.9009 | 556.2585 | 145 | 3040 | 4611.9232 | 760 | 190 | 0.093828
3941 | 463.5487 | 551 | 1000 | 4000 | 5 | 99.04% | 100 | 169.1082 | 167.2896 | 167.2896 | 1 | 169.1082 | 100 | 256.7586 | 242.1069 | 242.1069 | 242.1069 | 14.6517 | 256.7586 | 79.5182 | 70.7703 | 70.7703 | 70.7703 | 8.7479 | 79.5182 | 2615.6293 | 2399.4119 | 2399.4119 | 2446.0846 | 169.5447 | 2568.9567 | 46.6726 | 46.6726 | 2615.6293 | 521.1446 | 417.5511 | 417.5511 | 417.5511 | 103.5935 | 521.1446 | 3282.6937 | 3282.6937 | 744.1363 | 744.1363 | 1105.6527 | 1105.6527 | 485.6725 | 485.6725 | 947.2321 | 947.2321 | 262747832.7962 | 1326213621.8163 | 146230638.4036 | 16807906.9839 | 1752 | 50.8393 | 193069.6001 | 11399.2595 | 14.3313 | 625.7908 | 145 | 3040 | 4611.9232 | 760 | 190 | 0.092737
3942 | 515.0541 | 551 | 1000 | 4000 | 5 | 99.25% | 100 | 173.1583 | 170.9732 | 170.9732 | 1 | 173.1583 | 100 | 280.3015 | 264.3051 | 264.3051 | 264.3051 | 15.9964 | 280.3015 | 79.5114 | 70.7636 | 70.7636 | 70.7636 | 8.7478 | 79.5114 | 3273.4042 | 3017.2782 | 3017.2782 | 3063.4909 | 209.9132 | 3227.1914 | 46.2128 | 46.2128 | 3273.4042 | 523.7354 | 419.4877 | 419.4877 | 419.4877 | 104.2477 | 523.7354 | 3365.0799 | 3365.0799 | 826.7455 | 826.7455 | 1105.5556 | 1105.5556 | 485.6298 | 485.6298 | 947.1489 | 947.1489 | 267194146.0624 | 1326214685.5205 | 145447372.7191 | 13143795.698 | 1752 | 52.5189 | 144993.7405 | 8560.7536 | 10.7627 | 695.3231 | 145 | 3040 | 4611.9232 | 760 | 190 | 0.092254
3943 | 566.5595 | 551 | 1000 | 4000 | 4 | 99.36% | 100 | 171.9907 | 170.5036 | 170.5036 | 1 | 171.9907 | 100 | 304.2913 | 286.926 | 286.926 | 286.926 | 17.3653 | 304.2913 | 79.5124 | 70.7646 | 70.7646 | 70.7646 | 8.7478 | 79.5124 | 3122.5792 | 2876.0908 | 2876.0908 | 2921.9444 | 200.6348 | 3076.7255 | 45.8537 | 45.8537 | 3122.5792 | 527.453 | 422.3276 | 422.3276 | 422.3276 | 105.1254 | 527.453 | 3350.6788 | 3350.6788 | 909.4337 | 909.4337 | 1105.5722 | 1105.5722 | 388.5097 | 388.5097 | 947.1631 | 947.1631 | 270486264.3093 | 1326214685.5205 | 144104124.0474 | 11194926.1228 | 1752 | 54.1121 | 125330.1155 | 7399.7693 | 9.3031 | 764.8554 | 145 | 3040 | 4611.9232 | 760 | 190 | 0.091427
3944 | 618.065 | 551 | 1000 | 4000 | 4 | 99.48% | 100 | 176.1265 | 174.0353 | 174.0353 | 1 | 176.1265 | 100 | 328.3983 | 309.6559 | 309.6559 | 309.6559 | 18.7425 | 328.3983 | 79.5065 | 70.7586 | 70.7586 | 70.7586 | 8.7478 | 79.5065 | 3702.2427 | 3419.3658 | 3419.3658 | 3466.1249 | 236.1179 | 3655.4837 | 46.7591 | 46.7591 | 3702.2427 | 530.4965 | 424.6598 | 424.6598 | 424.6598 | 105.8367 | 530.4965 | 3433.0659 | 3433.0659 | 992.0261 | 992.0261 | 1105.4793 | 1105.4793 | 388.477 | 388.477 | 947.0835 | 947.0835 | 273270388.3458 | 1326214685.5205 | 143429408.7518 | 9085517.3819 | 1752 | 55.5997 | 103251.0027 | 6096.1693 | 7.6642 | 834.3877 | 145 | 3040 | 4611.9232 | 760 | 190 | 0.091011
3945 | 669.5704 | 551 | 1000 | 4000 | 4 | 99.56% | 100 | 180.2675 | 178.5284 | 178.5284 | 1 | 180.2675 | 100 | 352.6437 | 332.516 | 332.516 | 332.516 | 20.1277 | 352.6437 | 79.5008 | 70.753 | 70.753 | 70.753 | 8.7478 | 79.5008 | 4429.5582 | 4102.2363 | 4102.2363 | 4148.9234 | 280.6348 | 4382.8711 | 46.687 | 46.687 | 4429.5582 | 532.602 | 426.2509 | 426.2509 | 426.2509 | 106.3511 | 532.602 | 3515.4542 | 3515.4542 | 1074.6092 | 1074.6092 | 1105.391 | 1105.391 | 388.446 | 388.446 | 947.0079 | 947.0079 | 275476132.7507 | 1326214685.5205 | 142573206.377 | 7735975.3518 | 1752 | 57.0035 | 87527.2732 | 5167.8053 | 6.497 | 903.92 | 145 | 3040 | 4611.9232 | 760 | 190 | 0.090483
3946 | 721.0758 | 551 | 1000 | 4000 | 4 | 99.61% | 100 | 184.4308 | 182.8738 | 182.8738 | 1 | 184.4308 | 100 | 377.062 | 355.539 | 355.539 | 355.539 | 21.523 | 377.062 | 79.4955 | 70.7476 | 70.7476 | 70.7476 | 8.7478 | 79.4955 | 5083.268 | 4716.0073 | 4716.0073 | 4762.5651 | 320.7029 | 5036.7102 | 46.5578 | 46.5578 | 5083.268 | 535.3335 | 428.3476 | 428.3476 | 428.3476 | 106.9859 | 535.3335 | 3597.8435 | 3597.8435 | 1157.1836 | 1157.1836 | 1105.3072 | 1105.3072 | 388.4166 | 388.4166 | 946.9361 | 946.9361 | 277347279.9617 | 1326214685.5205 | 141638039.1131 | 6799995.4047 | 1752 | 58.3264 | 76042.5307 | 4489.7205 | 5.6446 | 973.4523 | 145 | 3040 | 4611.9232 | 760 | 190 | 0.089907
3947 | 772.5812 | 551 | 1000 | 4000 | 4 | 99.64% | 100 | 188.6099 | 187.5848 | 187.5848 | 1 | 188.6099 | 100 | 401.5615 | 378.6385 | 378.6385 | 378.6385 | 22.923 | 401.5615 | 79.4904 | 70.7425 | 70.7425 | 70.7425 | 8.7478 | 79.4904 | 5625.0634 | 5225.5243 | 5225.5243 | 5271.1287 | 353.9346 | 5579.4589 | 45.6044 | 45.6044 | 5625.0634 | 538.5092 | 430.8135 | 430.8135 | 430.8135 | 107.6958 | 538.5092 | 3680.2337 | 3680.2337 | 1239.7501 | 1239.7501 | 1105.2273 | 1105.2273 | 388.3885 | 388.3885 | 946.8677 | 946.8677 | 278887668.623 | 1326214685.5205 | 140580809.0421 | 6316836.8144 | 1752 | 59.5746 | 70029.8487 | 4134.7183 | 5.1982 | 1042.9846 | 145 | 3040 | 4611.9232 | 760 | 190 | 0.089255
3948 | 824.0866 | 551 | 1000 | 4000 | 4 | 99.67% | 100 | 192.8024 | 191.7273 | 191.7273 | 1 | 192.8024 | 100 | 426.1152 | 401.7889 | 401.7889 | 401.7889 | 24.3262 | 426.1152 | 79.4855 | 70.7377 | 70.7377 | 70.7377 | 8.7478 | 79.4855 | 6074.1061 | 5646.8576 | 5646.8576 | 5692.7005 | 381.4056 | 6028.2632 | 45.8429 | 45.8429 | 6074.1061 | 541.7227 | 433.3114 | 433.3114 | 433.3114 | 108.4112 | 541.7227 | 3762.6247 | 3762.6247 | 1322.3091 | 1322.3091 | 1105.1513 | 1105.1513 | 388.3618 | 388.3618 | 946.8025 | 946.8025 | 280260160.8792 | 1326214685.5205 | 139698717.3037 | 5826436.2965 | 1752 | 60.7503 | 65983.9937 | 3895.842 | 4.8979 | 1112.5169 | 145 | 3040 | 4611.9232 | 760 | 190 | 0.088712
3949 | 875.592 | 551 | 1000 | 4000 | 4 | 99.69% | 100 | 197.0006 | 195.8376 | 195.8376 | 1 | 197.0006 | 100 | 450.6802 | 424.95 | 424.95 | 424.95 | 25.7302 | 450.6802 | 79.4809 | 70.733 | 70.733 | 70.733 | 8.7478 | 79.4809 | 6560.4269 | 6102.5223 | 6102.5223 | 6149.2837 | 411.1432 | 6513.6655 | 46.7614 | 46.7614 | 6560.4269 | 544.5134 | 435.4768 | 435.4768 | 435.4768 | 109.0367 | 544.5134 | 3845.0166 | 3845.0166 | 1404.8612 | 1404.8612 | 1105.0787 | 1105.0787 | 388.3363 | 388.3363 | 946.7404 | 946.7404 | 281486591.5694 | 1326214685.5205 | 138935327.5193 | 5363395.3908 | 1752 | 61.8599 | 61506.9692 | 3631.5085 | 4.5656 | 1182.0492 | 145 | 3040 | 4611.9232 | 760 | 190 | 0.088241
3950 | 927.0974 | 551 | 1000 | 4000 | 4 | 99.73% | 100 | 201.1972 | 199.6222 | 199.6222 | 1 | 201.1972 | 100 | 475.2317 | 448.0982 | 448.0982 | 448.0982 | 27.1335 | 475.2317 | 79.4764 | 70.7286 | 70.7286 | 70.7286 | 8.7478 | 79.4764 | 7272.106 | 6770.5737 | 6770.5737 | 6817.2926 | 454.8134 | 7225.387 | 46.719 | 46.719 | 7272.106 | 546.5091 | 437.0182 | 437.0182 | 437.0182 | 109.4909 | 546.5091 | 3927.4092 | 3927.4092 | 1487.4068 | 1487.4068 | 1105.0095 | 1105.0095 | 388.312 | 388.312 | 946.681 | 946.681 | 282573759.8818 | 1326214685.5205 | 138486203.3894 | 4725351.2083 | 1752 | 62.9075 | 53117.9746 | 3136.2036 | 3.9429 | 1251.5815 | 145 | 3040 | 4611.9232 | 760 | 190 | 0.087965
3951 | 978.6028 | 551 | 1000 | 4000 | 4 | 99.76% | 100 | 205.395 | 203.492 | 203.492 | 1 | 205.395 | 100 | 499.7989 | 471.2611 | 471.2611 | 471.2611 | 28.5378 | 499.7989 | 79.4722 | 70.7243 | 70.7243 | 70.7243 | 8.7478 | 79.4722 | 8135.8597 | 7582.3321 | 7582.3321 | 7628.0806 | 507.7792 | 8090.1112 | 45.7485 | 45.7485 | 8135.8597 | 548.1325 | 438.2705 | 438.2705 | 438.2705 | 109.862 | 548.1325 | 4009.8026 | 4009.8026 | 1569.9464 | 1569.9464 | 1104.9432 | 1104.9432 | 388.2887 | 388.2887 | 946.6243 | 946.6243 | 283566081.1422 | 1326214685.5205 | 138075729.3513 | 4143503.986 | 1752 | 63.8985 | 43782.6416 | 2585.0247 | 3.2499 | 1321.1138 | 145 | 3040 | 4611.9232 | 760 | 190 | 0.087712
3952 | 1030.1083 | 551 | 1000 | 4000 | 4 | 99.78% | 100 | 209.5976 | 208.1412 | 208.1412 | 1 | 209.5976 | 100 | 524.3634 | 494.4214 | 494.4214 | 494.4214 | 29.942 | 524.3634 | 79.4681 | 70.7203 | 70.7203 | 70.7203 | 8.7478 | 79.4681 | 8989.7953 | 8385.1325 | 8385.1325 | 8429.7217 | 560.0736 | 8945.2062 | 44.5891 | 44.5891 | 8989.7953 | 549.8463 | 439.5981 | 439.5981 | 439.5981 | 110.2482 | 549.8463 | 4092.1966 | 4092.1966 | 1652.4804 | 1652.4804 | 1104.8798 | 1104.8798 | 388.2664 | 388.2664 | 946.57 | 946.57 | 284442204.7513 | 1326214685.5205 | 137503797.2958 | 3839312.4325 | 1752 | 64.8408 | 41182.3883 | 2431.5 | 3.0569 | 1390.6462 | 145 | 3040 | 4611.9232 | 760 | 190 | 0.087359
3953 | 20.6022 | 600.4 | 1000 | 4000 | 6 | 94.31% | 100 | 147.9189 | 147.7701 | 147.7701 | 1 | 147.9189 | 100 | 113.4455 | 106.9759 | 106.9759 | 106.9759 | 6.4695 | 113.4455 | 85.341 | 75.9582 | 75.9582 | 75.9582 | 9.3828 | 85.341 | 623.1138 | 521.2669 | 521.2669 | 574.1553 | 48.9584 | 570.2253 | 52.8884 | 52.8884 | 623.1138 | 283.2962 | 228.6751 | 228.6751 | 228.6751 | 54.6212 | 283.2962 | 2769.766 | 2769.766 | 33.0951 | 33.0951 | 1205.5959 | 1205.5959 | 583.2016 | 583.2016 | 947.8734 | 947.8734 | 27282292.2206 | 1347308565.412 | 277653130.8299 | 99756011.5375 | 1752 | 36.5104 | 1291741.1365 | 76267.2756 | 95.8845 | 27.8129 | 158 | 3040 | 4611.9232 | 760 | 190 | 0.17373
3954 | 51.5054 | 600.4 | 1000 | 4000 | 6 | 95% | 100 | 149.7914 | 149.373 | 149.373 | 1 | 149.7914 | 100 | 117.5497 | 110.8457 | 110.8457 | 110.8457 | 6.7041 | 117.5497 | 85.3357 | 75.9528 | 75.9528 | 75.9528 | 9.3829 | 85.3357 | 695.3788 | 590.7092 | 590.7092 | 642.2164 | 53.1624 | 643.8716 | 51.5071 | 51.5071 | 695.3788 | 310.7456 | 250.6592 | 250.6592 | 250.6592 | 60.0863 | 310.7456 | 2819.1914 | 2819.1914 | 82.7314 | 82.7314 | 1205.503 | 1205.503 | 583.1566 | 583.1566 | 947.8004 | 947.8004 | 65771368.554 | 1347312543.6659 | 251353364.9272 | 87562722.8529 | 1752 | 37.9193 | 1104228.9813 | 65196.14 | 81.9657 | 69.5323 | 158 | 3040 | 4611.9232 | 760 | 190 | 0.15752
3955 | 154.5162 | 600.4 | 1000 | 4000 | 5 | 96.86% | 100 | 151.2528 | 149.9418 | 149.9418 | 1 | 151.2528 | 100 | 134.1742 | 126.5213 | 126.5213 | 126.5213 | 7.6529 | 134.1742 | 85.3251 | 75.9426 | 75.9426 | 75.9426 | 9.3826 | 85.3251 | 877.158 | 764.629 | 764.629 | 813.5542 | 63.6038 | 828.2328 | 48.9252 | 48.9252 | 877.158 | 429.3782 | 345.5163 | 345.5163 | 345.5163 | 83.8619 | 429.3782 | 2887.1693 | 2887.1693 | 248.1691 | 248.1691 | 1205.381 | 1205.381 | 485.9147 | 485.9147 | 947.7045 | 947.7045 | 171441837.4702 | 1347350215.9543 | 178275221.4152 | 54932725.1602 | 1752 | 42.4361 | 653275.0446 | 38570.8146 | 48.4919 | 208.5969 | 158 | 3040 | 4611.9232 | 760 | 190 | 0.11248
3956 | 206.0217 | 600.4 | 1000 | 4000 | 5 | 97.54% | 100 | 154.7942 | 153.3546 | 153.3546 | 1 | 154.7942 | 100 | 149.0027 | 140.5031 | 140.5031 | 140.5031 | 8.4996 | 149.0027 | 85.3161 | 75.9336 | 75.9336 | 75.9336 | 9.3826 | 85.3161 | 1088.3515 | 963.9374 | 963.9374 | 1012.0004 | 76.3511 | 1040.2885 | 48.063 | 48.063 | 1088.3515 | 484.8301 | 389.6053 | 389.6053 | 389.6053 | 95.2248 | 484.8301 | 2969.5483 | 2969.5483 | 330.8538 | 330.8538 | 1205.2413 | 1205.2413 | 485.8584 | 485.8584 | 947.5947 | 947.5947 | 204039688.8672 | 1347345408.5213 | 157434296.5965 | 43180606.015 | 1752 | 44.57 | 507885.4526 | 29986.689 | 37.6998 | 278.1292 | 158 | 3040 | 4611.9232 | 760 | 190 | 0.099641
3957 | 257.5271 | 600.4 | 1000 | 4000 | 5 | 98.03% | 100 | 158.4705 | 157.1853 | 157.1853 | 1 | 158.4705 | 100 | 170.3898 | 160.6692 | 160.6692 | 160.6692 | 9.7206 | 170.3898 | 85.3076 | 75.9251 | 75.9251 | 75.9251 | 9.3825 | 85.3076 | 1344.4302 | 1204.9325 | 1204.9325 | 1252.482 | 91.9482 | 1296.8806 | 47.5496 | 47.5496 | 1344.4302 | 513.044 | 411.7448 | 411.7448 | 411.7448 | 101.2993 | 513.044 | 3051.9291 | 3051.9291 | 413.5222 | 413.5222 | 1205.11 | 1205.11 | 485.8054 | 485.8054 | 947.4914 | 947.4914 | 221311535.0606 | 1347364896.5535 | 148819922.7944 | 34503645.5915 | 1752 | 46.5954 | 398548.7393 | 23531.2058 | 29.5838 | 347.6615 | 158 | 3040 | 4611.9232 | 760 | 190 | 0.094333
3958 | 309.0325 | 600.4 | 1000 | 4000 | 5 | 98.42% | 100 | 162.3095 | 160.8895 | 160.8895 | 1 | 162.3095 | 100 | 194.308 | 183.2218 | 183.2218 | 183.2218 | 11.0862 | 194.308 | 85.2993 | 75.9168 | 75.9168 | 75.9168 | 9.3825 | 85.2993 | 1643.817 | 1486.3827 | 1486.3827 | 1533.625 | 110.1919 | 1596.5747 | 47.2423 | 47.2423 | 1643.817 | 527.3258 | 422.8382 | 422.8382 | 422.8382 | 104.4876 | 527.3258 | 3134.3114 | 3134.3114 | 496.1757 | 496.1757 | 1204.9862 | 1204.9862 | 485.7555 | 485.7555 | 947.3941 | 947.3941 | 232314502.8399 | 1347370729.2365 | 144601135.5666 | 27713632.3571 | 1752 | 48.5126 | 320408.8451 | 18917.6523 | 23.7836 | 417.1938 | 158 | 3040 | 4611.9232 | 760 | 190 | 0.091733
3959 | 360.5379 | 600.4 | 1000 | 4000 | 5 | 98.74% | 100 | 166.2359 | 164.7234 | 164.7234 | 1 | 166.2359 | 100 | 218.8093 | 206.3241 | 206.3241 | 206.3241 | 12.4853 | 218.8093 | 85.2926 | 75.91 | 75.91 | 75.91 | 9.3825 | 85.2926 | 2042.0893 | 1860.7076 | 1860.7076 | 1907.5947 | 134.4947 | 1995.2023 | 46.8871 | 46.8871 | 2042.0893 | 534.8035 | 428.5851 | 428.5851 | 428.5851 | 106.2183 | 534.8035 | 3216.6953 | 3216.6953 | 578.8155 | 578.8155 | 1204.8693 | 1204.8693 | 485.7084 | 485.7084 | 947.3021 | 947.3021 | 240243770.6327 | 1347353539.8714 | 142386021.4 | 22016674.9051 | 1752 | 50.3163 | 251194.6616 | 14831.0926 | 18.6459 | 486.7262 | 158 | 3040 | 4611.9232 | 760 | 190 | 0.090368
3960 | 412.0433 | 600.4 | 1000 | 4000 | 5 | 98.99% | 100 | 170.2466 | 168.4193 | 168.4193 | 1 | 170.2466 | 100 | 243.4613 | 229.5682 | 229.5682 | 229.5682 | 13.8931 | 243.4613 | 85.2857 | 75.9032 | 75.9032 | 75.9032 | 9.3825 | 85.2857 | 2481.792 | 2273.8469 | 2273.8469 | 2320.3844 | 161.4076 | 2435.2545 | 46.5375 | 46.5375 | 2481.792 | 542.1734 | 434.2992 | 434.2992 | 434.2992 | 107.8742 | 542.1734 | 3299.0805 | 3299.0805 | 661.4427 | 661.4427 | 1204.7587 | 1204.7587 | 485.6638 | 485.6638 | 947.2152 | 947.2152 | 246494735.1751 | 1347360270.7926 | 140406408.228 | 17738585.8042 | 1752 | 52.0222 | 199338.6427 | 11769.3977 | 14.7967 | 556.2585 | 158 | 3040 | 4611.9232 | 760 | 190 | 0.089148
3961 | 463.5487 | 600.4 | 1000 | 4000 | 5 | 99.2% | 100 | 174.2997 | 171.9877 | 171.9877 | 1 | 174.2997 | 100 | 268.2354 | 252.9273 | 252.9273 | 252.9273 | 15.3081 | 268.2354 | 85.2785 | 75.8961 | 75.8961 | 75.8961 | 9.3825 | 85.2785 | 3040.8815 | 2798.7738 | 2798.7738 | 2845.251 | 195.6305 | 2994.4043 | 46.4772 | 46.4772 | 3040.8815 | 547.4792 | 438.3936 | 438.3936 | 438.3936 | 109.0856 | 547.4792 | 3381.4669 | 3381.4669 | 744.0584 | 744.0584 | 1204.654 | 1204.654 | 485.6216 | 485.6216 | 947.1329 | 947.1329 | 251499413.3731 | 1347368769.1207 | 139045301.2991 | 14086516.2071 | 1752 | 53.6246 | 157699.5202 | 9310.9311 | 11.7059 | 625.7908 | 158 | 3040 | 4611.9232 | 760 | 190 | 0.088309
3962 | 515.0541 | 600.4 | 1000 | 4000 | 4 | 99.33% | 100 | 173.1016 | 171.7285 | 171.7285 | 1 | 173.1016 | 100 | 293.0805 | 276.3547 | 276.3547 | 276.3547 | 16.7258 | 293.0805 | 85.2798 | 75.8973 | 75.8973 | 75.8973 | 9.3825 | 85.2798 | 3022.0323 | 2781.736 | 2781.736 | 2827.5935 | 194.4388 | 2976.1747 | 45.8575 | 45.8575 | 3022.0323 | 551.464 | 441.4304 | 441.4304 | 441.4304 | 110.0336 | 551.464 | 3367.0658 | 3367.0658 | 826.7438 | 826.7438 | 1204.6719 | 1204.6719 | 388.5031 | 388.5031 | 947.147 | 947.147 | 255444328.3389 | 1347354866.455 | 137534846.5706 | 11665958.6355 | 1752 | 55.1385 | 131045.4825 | 7737.2173 | 9.7274 | 695.3231 | 158 | 3040 | 4611.9232 | 760 | 190 | 0.087378
3963 | 566.5595 | 600.4 | 1000 | 4000 | 4 | 99.44% | 100 | 177.2342 | 175.5643 | 175.5643 | 1 | 177.2342 | 100 | 318.2804 | 300.1151 | 300.1151 | 300.1151 | 18.1653 | 318.2804 | 85.2731 | 75.8906 | 75.8906 | 75.8906 | 9.3825 | 85.2731 | 3493.7881 | 3223.896 | 3223.896 | 3270.4566 | 223.3315 | 3447.2276 | 46.5606 | 46.5606 | 3493.7881 | 557.0482 | 445.7665 | 445.7665 | 445.7665 | 111.2818 | 557.0482 | 3449.4531 | 3449.4531 | 909.3425 | 909.3425 | 1204.5717 | 1204.5717 | 388.4708 | 388.4708 | 947.0682 | 947.0682 | 258613368.8074 | 1347389448.5901 | 136104039.6213 | 9893142.9812 | 1752 | 56.5678 | 113273.1703 | 6687.9004 | 8.4081 | 764.8554 | 158 | 3040 | 4611.9232 | 760 | 190 | 0.086497
3964 | 618.065 | 600.4 | 1000 | 4000 | 4 | 99.53% | 100 | 181.3711 | 179.8593 | 179.8593 | 1 | 181.3711 | 100 | 343.5226 | 323.9151 | 323.9151 | 323.9151 | 19.6074 | 343.5226 | 85.2658 | 75.8835 | 75.8835 | 75.8835 | 9.3823 | 85.2658 | 4211.5982 | 3897.2782 | 3897.2782 | 3944.3081 | 267.2901 | 4164.5683 | 47.0298 | 47.0298 | 4211.5982 | 560.2394 | 448.2167 | 448.2167 | 448.2167 | 112.0227 | 560.2394 | 3531.8416 | 3531.8416 | 991.9317 | 991.9317 | 1204.4765 | 1204.4765 | 388.4401 | 388.4401 | 946.9934 | 946.9934 | 261152300.0922 | 1347394149.996 | 135197236.605 | 8256313.3068 | 1752 | 57.9079 | 93269.0483 | 5506.8125 | 6.9233 | 834.3877 | 158 | 3040 | 4611.9232 | 760 | 190 | 0.085938
3965 | 669.5704 | 600.4 | 1000 | 4000 | 4 | 99.6% | 100 | 185.5209 | 184.0465 | 184.0465 | 1 | 185.5209 | 100 | 369.019 | 347.9548 | 347.9548 | 347.9548 | 21.0642 | 369.019 | 85.2599 | 75.8776 | 75.8776 | 75.8776 | 9.3823 | 85.2599 | 4981.1425 | 4620.2815 | 4620.2815 | 4666.6524 | 314.4902 | 4934.7717 | 46.3709 | 46.3709 | 4981.1425 | 563.0536 | 450.3715 | 450.3715 | 450.3715 | 112.6821 | 563.0536 | 3614.2311 | 3614.2311 | 1074.5119 | 1074.5119 | 1204.386 | 1204.386 | 388.4109 | 388.4109 | 946.9222 | 946.9222 | 263184409.7767 | 1347394149.996 | 134444937.6325 | 6976502.5948 | 1752 | 59.173 | 77969.9335 | 4603.5186 | 5.7876 | 903.92 | 158 | 3040 | 4611.9232 | 760 | 190 | 0.085474
3966 | 721.0758 | 600.4 | 1000 | 4000 | 4 | 99.66% | 100 | 189.6957 | 188.0723 | 188.0723 | 1 | 189.6957 | 100 | 394.6284 | 372.1008 | 372.1008 | 372.1008 | 22.5275 | 394.6284 | 85.2545 | 75.8722 | 75.8722 | 75.8722 | 9.3823 | 85.2545 | 5700.0738 | 5295.4078 | 5295.4078 | 5341.4868 | 358.587 | 5653.9948 | 46.0791 | 46.0791 | 5700.0738 | 566.3157 | 452.904 | 452.904 | 452.904 | 113.4116 | 566.3157 | 3696.6214 | 3696.6214 | 1157.0839 | 1157.0839 | 1204.2999 | 1204.2999 | 388.3831 | 388.3831 | 946.8545 | 946.8545 | 264970516.3416 | 1347394149.996 | 133599082.2795 | 6036251.3829 | 1752 | 60.3674 | 67786.8381 | 4002.286 | 5.0317 | 973.4523 | 158 | 3040 | 4611.9232 | 760 | 190 | 0.084953
3967 | 772.5812 | 600.4 | 1000 | 4000 | 4 | 99.68% | 100 | 193.8808 | 192.8659 | 192.8659 | 1 | 193.8808 | 100 | 420.2818 | 396.2882 | 396.2882 | 396.2882 | 23.9935 | 420.2818 | 85.2493 | 75.867 | 75.867 | 75.867 | 9.3823 | 85.2493 | 6345.6742 | 5901.0863 | 5901.0863 | 5947.5827 | 398.0915 | 6299.1778 | 46.4964 | 46.4964 | 6345.6742 | 569.7421 | 455.563 | 455.563 | 455.563 | 114.1792 | 569.7421 | 3779.0127 | 3779.0127 | 1239.6483 | 1239.6483 | 1204.2178 | 1204.2178 | 388.3566 | 388.3566 | 946.79 | 946.79 | 266439593.1539 | 1347394149.996 | 132567534.9011 | 5598721.949 | 1752 | 61.4985 | 64004.6986 | 3778.98 | 4.751 | 1042.9846 | 158 | 3040 | 4611.9232 | 760 | 190 | 0.084317
3968 | 824.0866 | 600.4 | 1000 | 4000 | 4 | 99.72% | 100 | 198.075 | 196.5102 | 196.5102 | 1 | 198.075 | 100 | 445.9853 | 420.5229 | 420.5229 | 420.5229 | 25.4625 | 445.9853 | 85.2444 | 75.8621 | 75.8621 | 75.8621 | 9.3823 | 85.2444 | 6953.2558 | 6470.8561 | 6470.8561 | 6517.9894 | 435.2665 | 6906.1225 | 47.1333 | 47.1333 | 6953.2558 | 573.0105 | 458.1034 | 458.1034 | 458.1034 | 114.9071 | 573.0105 | 3861.4047 | 3861.4047 | 1322.2055 | 1322.2055 | 1204.1395 | 1204.1395 | 388.3314 | 388.3314 | 946.7284 | 946.7284 | 267760336.0949 | 1347394149.996 | 131893205.5847 | 4952308.3244 | 1752 | 62.5649 | 56653.9151 | 3344.9734 | 4.2054 | 1112.5169 | 158 | 3040 | 4611.9232 | 760 | 190 | 0.083902
3969 | 875.592 | 600.4 | 1000 | 4000 | 4 | 99.75% | 100 | 202.2689 | 200.1899 | 200.1899 | 1 | 202.2689 | 100 | 471.6925 | 444.7608 | 444.7608 | 444.7608 | 26.9317 | 471.6925 | 85.2397 | 75.8574 | 75.8574 | 75.8574 | 9.3823 | 85.2397 | 7674.1965 | 7148.0988 | 7148.0988 | 7194.7137 | 479.4828 | 7627.5816 | 46.6149 | 46.6149 | 7674.1965 | 575.7395 | 460.2198 | 460.2198 | 460.2198 | 115.5197 | 575.7395 | 3943.7975 | 3943.7975 | 1404.756 | 1404.756 | 1204.0647 | 1204.0647 | 388.3072 | 388.3072 | 946.6695 | 946.6695 | 268942993.2559 | 1347394149.996 | 131307494.7555 | 4355361.9926 | 1752 | 63.574 | 47590.4556 | 2809.8466 | 3.5326 | 1182.0492 | 158 | 3040 | 4611.9232 | 760 | 190 | 0.083541
3970 | 927.0974 | 600.4 | 1000 | 4000 | 4 | 99.77% | 100 | 206.4645 | 204.9269 | 204.9269 | 1 | 206.4645 | 100 | 497.3826 | 468.9825 | 468.9825 | 468.9825 | 28.4001 | 497.3826 | 85.2352 | 75.8529 | 75.8529 | 75.8529 | 9.3823 | 85.2352 | 8609.9593 | 8027.6973 | 8027.6973 | 8073.1474 | 536.8119 | 8564.5092 | 45.4501 | 45.4501 | 8609.9593 | 577.9323 | 461.9181 | 461.9181 | 461.9181 | 116.0142 | 577.9323 | 4026.1909 | 4026.1909 | 1487.3004 | 1487.3004 | 1203.9931 | 1203.9931 | 388.2842 | 388.2842 | 946.6133 | 946.6133 | 269967436.1349 | 1347394149.996 | 130642215.6068 | 3996198.2624 | 1752 | 64.5329 | 43416.2881 | 2563.3944 | 3.2227 | 1251.5815 | 158 | 3040 | 4611.9232 | 760 | 190 | 0.083131
3971 | 978.6028 | 600.4 | 1000 | 4000 | 4 | 99.79% | 100 | 210.6699 | 209.3991 | 209.3991 | 1 | 210.6699 | 100 | 523.1401 | 493.2676 | 493.2676 | 493.2676 | 29.8725 | 523.1401 | 85.2309 | 75.8486 | 75.8486 | 75.8486 | 9.3823 | 85.2309 | 9460.6288 | 8827.1288 | 8827.1288 | 8871.6902 | 588.9386 | 9416.0674 | 44.5614 | 44.5614 | 9460.6288 | 580.1846 | 463.6739 | 463.6739 | 463.6739 | 116.5107 | 580.1846 | 4108.5851 | 4108.5851 | 1569.8389 | 1569.8389 | 1203.9246 | 1203.9246 | 388.2621 | 388.2621 | 946.5595 | 946.5595 | 270855995.4373 | 1347394149.996 | 130063964.3614 | 3685890.2053 | 1752 | 65.443 | 39923.2151 | 2357.1556 | 2.9635 | 1321.1138 | 158 | 3040 | 4611.9232 | 760 | 190 | 0.082774
3972 | 1030.1083 | 600.4 | 1000 | 4000 | 3 | 99.81% | 100 | 209.6191 | 208.6996 | 208.6996 | 1 | 209.6191 | 100 | 548.9691 | 517.6221 | 517.6221 | 517.6221 | 31.3471 | 548.9691 | 85.2316 | 75.8493 | 75.8493 | 75.8493 | 9.3823 | 85.2316 | 7683.479 | 7158.5344 | 7158.5344 | 7203.3753 | 480.1037 | 7638.6381 | 44.841 | 44.841 | 7683.479 | 582.4462 | 465.4462 | 465.4462 | 465.4462 | 116.9999 | 582.4462 | 4094.1826 | 4094.1826 | 1652.4781 | 1652.4781 | 1203.9364 | 1203.9364 | 291.1994 | 291.1994 | 946.5687 | 946.5687 | 271653746.9754 | 1347394149.996 | 129539340.8773 | 3412762.1513 | 1752 | 66.3076 | 37951.2024 | 2240.7236 | 2.8171 | 1390.6462 | 158 | 3040 | 4611.9232 | 760 | 190 | 0.082451
3973 | 20.6022 | 653.6 | 1000 | 4000 | 6 | 95.19% | 100 | 152.8822 | 152.7239 | 152.7239 | 1 | 152.8822 | 100 | 118.3731 | 111.6215 | 111.6215 | 111.6215 | 6.7516 | 118.3731 | 91.5473 | 81.4807 | 81.4807 | 81.4807 | 10.0666 | 91.5473 | 724.4952 | 617.2567 | 617.2567 | 669.4021 | 55.0931 | 672.3498 | 52.1454 | 52.1454 | 724.4952 | 285.2554 | 230.0216 | 230.0216 | 230.0216 | 55.2338 | 285.2554 | 2876.1245 | 2876.1245 | 33.0898 | 33.0898 | 1312.208 | 1312.208 | 583.107 | 583.107 | 947.7197 | 947.7197 | 26158480.5424 | 1367070392.062 | 274573756.2381 | 84197371.1574 | 1752 | 41.0348 | 1071137.2967 | 63242.3332 | 79.5093 | 27.8129 | 172 | 3040 | 4611.9232 | 760 | 190 | 0.17183
3974 | 51.5054 | 653.6 | 1000 | 4000 | 6 | 95.78% | 100 | 154.8832 | 154.4549 | 154.4549 | 1 | 154.8832 | 100 | 122.1669 | 115.1985 | 115.1985 | 115.1985 | 6.9684 | 122.1669 | 91.5421 | 81.4754 | 81.4754 | 81.4754 | 10.0667 | 91.5421 | 810.3193 | 698.7742 | 698.7742 | 750.2308 | 60.0885 | 758.8627 | 51.4565 | 51.4565 | 810.3193 | 314.0479 | 253.0725 | 253.0725 | 253.0725 | 60.9753 | 314.0479 | 2925.5515 | 2925.5515 | 82.7185 | 82.7185 | 1312.1149 | 1312.1149 | 583.0656 | 583.0656 | 947.6525 | 947.6525 | 63281536.7705 | 1367060210.7704 | 247677673.9499 | 73980578.5093 | 1752 | 42.3099 | 926080.467 | 54677.8547 | 68.7419 | 69.5323 | 172 | 3040 | 4611.9232 | 760 | 190 | 0.15525
3975 | 154.5162 | 653.6 | 1000 | 4000 | 5 | 97.31% | 100 | 156.5872 | 155.3582 | 155.3582 | 1 | 156.5872 | 100 | 139.5365 | 131.5766 | 131.5766 | 131.5766 | 7.9599 | 139.5365 | 91.5336 | 81.467 | 81.467 | 81.467 | 10.0666 | 91.5336 | 1017.4658 | 896.8173 | 896.8173 | 945.2563 | 72.2095 | 969.0268 | 48.4391 | 48.4391 | 1017.4658 | 439.8481 | 353.6481 | 353.6481 | 353.6481 | 86.2 | 439.8481 | 2993.5313 | 2993.5313 | 248.1323 | 248.1323 | 1311.9924 | 1311.9924 | 485.8427 | 485.8427 | 947.564 | 947.564 | 164732968.0934 | 1367075088.3216 | 173072582.1578 | 47119361.4273 | 1752 | 46.385 | 554995.9787 | 32768.1995 | 41.1967 | 208.5969 | 172 | 3040 | 4611.9232 | 760 | 190 | 0.10928
3976 | 206.0217 | 653.6 | 1000 | 4000 | 5 | 97.86% | 100 | 160.2452 | 158.7739 | 158.7739 | 1 | 160.2452 | 100 | 155.1257 | 146.2757 | 146.2757 | 146.2757 | 8.8501 | 155.1257 | 91.5249 | 81.4583 | 81.4583 | 81.4583 | 10.0666 | 91.5249 | 1242.7154 | 1108.5494 | 1108.5494 | 1156.8368 | 85.8785 | 1194.428 | 48.2874 | 48.2874 | 1242.7154 | 501.7985 | 402.9089 | 402.9089 | 402.9089 | 98.8896 | 501.7985 | 3075.9126 | 3075.9126 | 330.8077 | 330.8077 | 1311.8518 | 1311.8518 | 485.7906 | 485.7906 | 947.4625 | 947.4625 | 196001978.0147 | 1367072352.6037 | 151346460.6776 | 37579208.704 | 1752 | 48.2876 | 438997.3625 | 25919.3827 | 32.5863 | 278.1292 | 172 | 3040 | 4611.9232 | 760 | 190 | 0.09589
3977 | 257.5271 | 653.6 | 1000 | 4000 | 5 | 98.28% | 100 | 163.9712 | 162.7064 | 162.7064 | 1 | 163.9712 | 100 | 177.7294 | 167.5888 | 167.5888 | 167.5888 | 10.1406 | 177.7294 | 91.5166 | 81.45 | 81.45 | 81.45 | 10.0666 | 91.5166 | 1531.2325 | 1380.6409 | 1380.6409 | 1427.826 | 103.4065 | 1484.0473 | 47.1852 | 47.1852 | 1531.2325 | 533.0776 | 427.5063 | 427.5063 | 427.5063 | 105.5713 | 533.0776 | 3158.2954 | 3158.2954 | 413.4678 | 413.4678 | 1311.7193 | 1311.7193 | 485.7415 | 485.7415 | 947.3668 | 947.3668 | 212088183.894 | 1367076184.9784 | 142657629.5269 | 30178001.6007 | 1752 | 50.0761 | 346242.7911 | 20442.946 | 25.7012 | 347.6615 | 172 | 3040 | 4611.9232 | 760 | 190 | 0.090535
3978 | 309.0325 | 653.6 | 1000 | 4000 | 5 | 98.63% | 100 | 167.8549 | 166.3756 | 166.3756 | 1 | 167.8549 | 100 | 202.7858 | 191.2145 | 191.2145 | 191.2145 | 11.5713 | 202.7858 | 91.5084 | 81.4418 | 81.4418 | 81.4418 | 10.0665 | 91.5084 | 1885.2282 | 1712.9692 | 1712.9692 | 1760.2429 | 124.9852 | 1837.9544 | 47.2738 | 47.2738 | 1885.2282 | 549.3154 | 440.1712 | 440.1712 | 440.1712 | 109.1442 | 549.3154 | 3240.6796 | 3240.6796 | 496.114 | 496.114 | 1311.5941 | 1311.5941 | 485.6952 | 485.6952 | 947.2763 | 947.2763 | 222413730.7862 | 1367088236.114 | 138525601.3725 | 23972431.7273 | 1752 | 51.7637 | 275306.1065 | 16254.6861 | 20.4357 | 417.1938 | 172 | 3040 | 4611.9232 | 760 | 190 | 0.087989
3979 | 360.5379 | 653.6 | 1000 | 4000 | 5 | 98.92% | 100 | 171.8177 | 170.0442 | 170.0442 | 1 | 171.8177 | 100 | 228.4946 | 215.4552 | 215.4552 | 215.4552 | 13.0393 | 228.4946 | 91.5009 | 81.4344 | 81.4344 | 81.4344 | 10.0665 | 91.5009 | 2340.3164 | 2140.5413 | 2140.5413 | 2187.5336 | 152.7828 | 2293.3241 | 46.9923 | 46.9923 | 2340.3164 | 558.9997 | 447.6868 | 447.6868 | 447.6868 | 111.3128 | 558.9997 | 3323.0652 | 3323.0652 | 578.7474 | 578.7474 | 1311.4757 | 1311.4757 | 485.6513 | 485.6513 | 947.1908 | 947.1908 | 230036684.7445 | 1367088236.114 | 135961828.7265 | 18913250.415 | 1752 | 53.3615 | 212798.9474 | 12564.1241 | 15.7958 | 486.7262 | 172 | 3040 | 4611.9232 | 760 | 190 | 0.086409
3980 | 412.0433 | 653.6 | 1000 | 4000 | 5 | 99.12% | 100 | 175.8375 | 174.1831 | 174.1831 | 1 | 175.8375 | 100 | 254.3755 | 239.8581 | 239.8581 | 239.8581 | 14.5174 | 254.3755 | 91.4948 | 81.4282 | 81.4282 | 81.4282 | 10.0666 | 91.4948 | 2883.7588 | 2651.6823 | 2651.6823 | 2697.7286 | 186.0302 | 2837.7125 | 46.0463 | 46.0463 | 2883.7588 | 566.836 | 453.7705 | 453.7705 | 453.7705 | 113.0655 | 566.836 | 3405.452 | 3405.452 | 661.3691 | 661.3691 | 1311.3634 | 1311.3634 | 485.6098 | 485.6098 | 947.1097 | 947.1097 | 235814826.4737 | 1367067046.7339 | 133762303.7518 | 15355823.0406 | 1752 | 54.8771 | 172422.2158 | 10180.1919 | 12.7987 | 556.2585 | 172 | 3040 | 4611.9232 | 760 | 190 | 0.085053
3981 | 463.5487 | 653.6 | 1000 | 4000 | 4 | 99.29% | 100 | 174.6567 | 172.9733 | 172.9733 | 1 | 174.6567 | 100 | 280.4439 | 264.4389 | 264.4389 | 264.4389 | 16.005 | 280.4439 | 91.4953 | 81.4288 | 81.4288 | 81.4288 | 10.0666 | 91.4953 | 2788.8044 | 2562.0328 | 2562.0328 | 2608.6052 | 180.1991 | 2742.2319 | 46.5724 | 46.5724 | 2788.8044 | 574.4936 | 459.7404 | 459.7404 | 459.7404 | 114.7532 | 574.4936 | 3391.0508 | 3391.0508 | 744.0511 | 744.0511 | 1311.3826 | 1311.3826 | 388.4935 | 388.4935 | 947.1236 | 947.1236 | 240494471.6334 | 1367079711.4254 | 131983617.1875 | 12442199.7537 | 1752 | 56.3068 | 140872.0217 | 8317.3981 | 10.4568 | 625.7908 | 172 | 3040 | 4611.9232 | 760 | 190 | 0.083957
3982 | 515.0541 | 653.6 | 1000 | 4000 | 4 | 99.41% | 100 | 178.7565 | 177.3946 | 177.3946 | 1 | 178.7565 | 100 | 306.5348 | 289.0394 | 289.0394 | 289.0394 | 17.4953 | 306.5348 | 91.4883 | 81.4218 | 81.4218 | 81.4218 | 10.0665 | 91.4883 | 3387.3697 | 3123.8996 | 3123.8996 | 3170.5247 | 216.845 | 3340.7446 | 46.6251 | 46.6251 | 3387.3697 | 580.3211 | 464.256 | 464.256 | 464.256 | 116.0651 | 580.3211 | 3473.4385 | 3473.4385 | 826.6557 | 826.6557 | 1311.2752 | 1311.2752 | 388.4617 | 388.4617 | 947.046 | 947.046 | 244198689.8812 | 1367085542.1983 | 130310769.7878 | 10404998.1327 | 1752 | 57.6602 | 117623.0243 | 6944.7255 | 8.731 | 695.3231 | 172 | 3040 | 4611.9232 | 760 | 190 | 0.082926
3983 | 566.5595 | 653.6 | 1000 | 4000 | 4 | 99.52% | 100 | 182.8869 | 181.0063 | 181.0063 | 1 | 182.8869 | 100 | 332.8496 | 313.851 | 313.851 | 313.851 | 18.9986 | 332.8496 | 91.4818 | 81.4153 | 81.4153 | 81.4153 | 10.0665 | 91.4818 | 4056.3627 | 3751.9286 | 3751.9286 | 3798.5009 | 257.8619 | 4009.7905 | 46.5723 | 46.5723 | 4056.3627 | 585.485 | 468.2686 | 468.2686 | 468.2686 | 117.2164 | 585.485 | 3555.8272 | 3555.8272 | 909.2505 | 909.2505 | 1311.1731 | 1311.1731 | 388.4314 | 388.4314 | 946.9723 | 946.9723 | 247214059.7998 | 1367088236.114 | 129298020.0538 | 8399684.0324 | 1752 | 58.9307 | 94112.4018 | 5556.6059 | 6.9859 | 764.8554 | 172 | 3040 | 4611.9232 | 760 | 190 | 0.082302
3984 | 618.065 | 653.6 | 1000 | 4000 | 4 | 99.6% | 100 | 187.0291 | 184.9559 | 184.9559 | 1 | 187.0291 | 100 | 359.4153 | 338.8989 | 338.8989 | 338.8989 | 20.5164 | 359.4153 | 91.4761 | 81.4096 | 81.4096 | 81.4096 | 10.0665 | 91.4761 | 4835.1268 | 4482.8809 | 4482.8809 | 4529.6047 | 305.522 | 4788.403 | 46.7238 | 46.7238 | 4835.1268 | 589.4075 | 471.2846 | 471.2846 | 471.2846 | 118.1229 | 589.4075 | 3638.217 | 3638.217 | 991.8362 | 991.8362 | 1311.076 | 1311.076 | 388.4027 | 388.4027 | 946.9022 | 946.9022 | 249553019.5802 | 1367078899.6935 | 128418134.2308 | 6949946.4955 | 1752 | 60.134 | 77557.9734 | 4579.1956 | 5.757 | 834.3877 | 172 | 3040 | 4611.9232 | 760 | 190 | 0.08176
3985 | 669.5704 | 653.6 | 1000 | 4000 | 4 | 99.65% | 100 | 191.1946 | 189.8642 | 189.8642 | 1 | 191.1946 | 100 | 386.2207 | 364.1727 | 364.1727 | 364.1727 | 22.048 | 386.2207 | 91.4702 | 81.4037 | 81.4037 | 81.4037 | 10.0665 | 91.4702 | 5647.2371 | 5245.3916 | 5245.3916 | 5291.91 | 355.327 | 5600.7187 | 46.5184 | 46.5184 | 5647.2371 | 593.027 | 474.0882 | 474.0882 | 474.0882 | 118.9388 | 593.027 | 3720.6076 | 3720.6076 | 1074.4134 | 1074.4134 | 1310.9836 | 1310.9836 | 388.3753 | 388.3753 | 946.8354 | 946.8354 | 251420197.8029 | 1367086173.2506 | 127295745.6754 | 6197883.2711 | 1752 | 61.2757 | 70347.014 | 4153.4445 | 5.2218 | 903.92 | 172 | 3040 | 4611.9232 | 760 | 190 | 0.081068
3986 | 721.0758 | 653.6 | 1000 | 4000 | 4 | 99.71% | 100 | 195.3717 | 193.2366 | 193.2366 | 1 | 195.3717 | 100 | 413.0891 | 389.5057 | 389.5057 | 389.5057 | 23.5833 | 413.0891 | 91.4648 | 81.3983 | 81.3983 | 81.3983 | 10.0665 | 91.4648 | 6492.5371 | 6038.3403 | 6038.3403 | 6085.3903 | 407.1468 | 6445.4872 | 47.05 | 47.05 | 6492.5371 | 596.4774 | 476.7561 | 476.7561 | 476.7561 | 119.7213 | 596.4774 | 3802.9991 | 3802.9991 | 1156.9828 | 1156.9828 | 1310.8954 | 1310.8954 | 388.3492 | 388.3492 | 946.7717 | 946.7717 | 253087654.1478 | 1367088236.114 | 126679617.5799 | 5144492.1583 | 1752 | 62.3505 | 58960.6042 | 3481.1655 | 4.3766 | 973.4523 | 172 | 3040 | 4611.9232 | 760 | 190 | 0.080689
3987 | 772.5812 | 653.6 | 1000 | 4000 | 4 | 99.73% | 100 | 199.5594 | 198.4592 | 198.4592 | 1 | 199.5594 | 100 | 439.9583 | 414.8395 | 414.8395 | 414.8395 | 25.1188 | 439.9583 | 91.4595 | 81.3929 | 81.3929 | 81.3929 | 10.0665 | 91.4595 | 7413.4184 | 6902.4173 | 6902.4173 | 6949.8675 | 463.5509 | 7365.9682 | 47.4502 | 47.4502 | 7413.4184 | 599.7909 | 479.3319 | 479.3319 | 479.3319 | 120.4591 | 599.7909 | 3885.3913 | 3885.3913 | 1239.5449 | 1239.5449 | 1310.8113 | 1310.8113 | 388.3242 | 388.3242 | 946.711 | 946.711 | 254512827.1296 | 1367088236.114 | 125631975.2711 | 4766961.4853 | 1752 | 63.3738 | 55405.263 | 3271.2502 | 4.1127 | 1042.9846 | 172 | 3040 | 4611.9232 | 760 | 190 | 0.080043
3988 | 824.0866 | 653.6 | 1000 | 4000 | 4 | 99.76% | 100 | 203.7526 | 202.4954 | 202.4954 | 1 | 203.7526 | 100 | 466.828 | 440.1736 | 440.1736 | 440.1736 | 26.6544 | 466.828 | 91.4545 | 81.388 | 81.388 | 81.388 | 10.0665 | 91.4545 | 8300.5434 | 7736.5984 | 7736.5984 | 7782.658 | 517.8854 | 8254.4839 | 46.0595 | 46.0595 | 8300.5434 | 603.2134 | 482.0069 | 482.0069 | 482.0069 | 121.2065 | 603.2134 | 3967.7843 | 3967.7843 | 1322.1001 | 1322.1001 | 1310.7309 | 1310.7309 | 388.3004 | 388.3004 | 946.6529 | 946.6529 | 255775290.9762 | 1367073729.6269 | 124936767.1409 | 4214212.256 | 1752 | 64.3406 | 45991.4821 | 2715.4396 | 3.4139 | 1112.5169 | 172 | 3040 | 4611.9232 | 760 | 190 | 0.079615
3989 | 875.592 | 653.6 | 1000 | 4000 | 4 | 99.78% | 100 | 207.9543 | 206.9106 | 206.9106 | 1 | 207.9543 | 100 | 493.7859 | 465.5907 | 465.5907 | 465.5907 | 28.1952 | 493.7859 | 91.4501 | 81.3835 | 81.3835 | 81.3835 | 10.0666 | 91.4501 | 9045.0692 | 8436.5493 | 8436.5493 | 8481.6208 | 563.4483 | 8999.9977 | 45.0715 | 45.0715 | 9045.0692 | 606.5786 | 484.6388 | 484.6388 | 484.6388 | 121.9397 | 606.5786 | 4050.178 | 4050.178 | 1404.649 | 1404.649 | 1310.654 | 1310.654 | 388.2776 | 388.2776 | 946.5974 | 946.5974 | 256831706.3901 | 1367084087.3473 | 124176586.9396 | 3907619.323 | 1752 | 65.2605 | 43220.652 | 2551.8436 | 3.2082 | 1182.0492 | 172 | 3040 | 4611.9232 | 760 | 190 | 0.079146
3990 | 927.0974 | 653.6 | 1000 | 4000 | 3 | 99.79% | 100 | 206.9014 | 206.0099 | 206.0099 | 1 | 206.9014 | 100 | 520.8565 | 491.1159 | 491.1159 | 491.1159 | 29.7407 | 520.8565 | 91.4506 | 81.3841 | 81.3841 | 81.3841 | 10.0665 | 91.4506 | 7297.2097 | 6795.9005 | 6795.9005 | 6840.8098 | 456.3999 | 7252.3004 | 44.9093 | 44.9093 | 7297.2097 | 609.7728 | 487.1504 | 487.1504 | 487.1504 | 122.6223 | 609.7728 | 4035.7756 | 4035.7756 | 1487.2903 | 1487.2903 | 1310.6672 | 1310.6672 | 291.2112 | 291.2112 | 946.6069 | 946.6069 | 257762185.5825 | 1367088236.114 | 123543004.4587 | 3606573.8448 | 1752 | 66.1342 | 39221.4457 | 2315.7216 | 2.9114 | 1251.5815 | 172 | 3040 | 4611.9232 | 760 | 190 | 0.078756
3991 | 978.6028 | 653.6 | 1000 | 4000 | 3 | 99.81% | 100 | 211.1153 | 210.1911 | 210.1911 | 1 | 211.1153 | 100 | 547.9247 | 516.6368 | 516.6368 | 516.6368 | 31.2879 | 547.9247 | 91.4458 | 81.3793 | 81.3793 | 81.3793 | 10.0665 | 91.4458 | 7862.2874 | 7326.2671 | 7326.2671 | 7371.2372 | 491.0502 | 7817.3173 | 44.9701 | 44.9701 | 7862.2874 | 612.4761 | 489.2694 | 489.2694 | 489.2694 | 123.2066 | 612.4761 | 4118.1698 | 4118.1698 | 1569.8287 | 1569.8287 | 1310.593 | 1310.593 | 291.1947 | 291.1947 | 946.5533 | 946.5533 | 258584223.8666 | 1367088236.114 | 122991868.4316 | 3335671.5878 | 1752 | 66.965 | 37033.1777 | 2186.5213 | 2.7489 | 1321.1138 | 172 | 3040 | 4611.9232 | 760 | 190 | 0.078416
3992 | 1030.1083 | 653.6 | 1000 | 4000 | 3 | 99.83% | 100 | 215.3302 | 214.343 | 214.343 | 1 | 215.3302 | 100 | 574.9528 | 542.1199 | 542.1199 | 542.1199 | 32.833 | 574.9528 | 91.4414 | 81.3749 | 81.3749 | 81.3749 | 10.0665 | 91.4414 | 8516.4059 | 7939.484 | 7939.484 | 7985.2747 | 531.1311 | 8470.6151 | 45.7908 | 45.7908 | 8516.4059 | 614.8799 | 491.1476 | 491.1476 | 491.1476 | 123.7323 | 614.8799 | 4200.5646 | 4200.5646 | 1652.3617 | 1652.3617 | 1310.522 | 1310.522 | 291.1789 | 291.1789 | 946.502 | 946.502 | 259379797.3471 | 1367088236.114 | 122468988.8309 | 3062977.708 | 1752 | 67.7562 | 34798.544 | 2054.5836 | 2.5831 | 1390.6462 | 172 | 3040 | 4611.9232 | 760 | 190 | 0.078094
3993 | 20.6022 | 703 | 1000 | 4000 | 6 | 95.85% | 100 | 157.6776 | 157.5026 | 157.5026 | 1 | 157.6776 | 100 | 122.2153 | 115.2437 | 115.2437 | 115.2437 | 6.9716 | 122.2153 | 97.3474 | 86.6417 | 86.6417 | 86.6417 | 10.7057 | 97.3474 | 828.2287 | 714.9254 | 714.9254 | 766.8549 | 61.3738 | 776.2992 | 51.9295 | 51.9295 | 828.2287 | 287.7428 | 231.8587 | 231.8587 | 231.8587 | 55.8841 | 287.7428 | 2974.8888 | 2974.8888 | 33.0851 | 33.0851 | 1411.1901 | 1411.1901 | 583.0258 | 583.0258 | 947.5878 | 947.5878 | 25336748.7826 | 1382615756.1258 | 271415054.287 | 72632450.4717 | 1752 | 44.7757 | 920081.1953 | 54323.6443 | 68.2966 | 27.8129 | 185 | 3040 | 4611.9232 | 760 | 190 | 0.16988
3994 | 51.5054 | 703 | 1000 | 4000 | 6 | 96.36% | 100 | 159.7347 | 159.2383 | 159.2383 | 1 | 159.7347 | 100 | 125.6731 | 118.5038 | 118.5038 | 118.5038 | 7.1693 | 125.6731 | 97.3422 | 86.6364 | 86.6364 | 86.6364 | 10.7058 | 97.3422 | 926.7768 | 808.7016 | 808.7016 | 859.617 | 67.1598 | 875.8614 | 50.9154 | 50.9154 | 926.7768 | 317.8538 | 255.9627 | 255.9627 | 255.9627 | 61.8911 | 317.8538 | 3024.3172 | 3024.3172 | 82.7074 | 82.7074 | 1411.097 | 1411.097 | 582.9874 | 582.9874 | 947.5253 | 947.5253 | 61523917.193 | 1382615756.1258 | 244121378.3021 | 63738948.3791 | 1752 | 45.9286 | 790882.1551 | 46695.445 | 58.7063 | 69.5323 | 185 | 3040 | 4611.9232 | 760 | 190 | 0.15306
3995 | 154.5162 | 703 | 1000 | 4000 | 5 | 97.6% | 100 | 161.6604 | 160.5075 | 160.5075 | 1 | 161.6604 | 100 | 144.2861 | 136.0543 | 136.0543 | 136.0543 | 8.2318 | 144.2861 | 97.3337 | 86.628 | 86.628 | 86.628 | 10.7057 | 97.3337 | 1139.3834 | 1010.9537 | 1010.9537 | 1059.7156 | 79.6678 | 1090.6215 | 48.7619 | 48.7619 | 1139.3834 | 450.8324 | 362.2287 | 362.2287 | 362.2287 | 88.6037 | 450.8324 | 3092.2987 | 3092.2987 | 248.1007 | 248.1007 | 1410.9744 | 1410.9744 | 485.7806 | 485.7806 | 947.443 | 947.443 | 159233036.9227 | 1382625580.8239 | 168140934.8979 | 42000447.3555 | 1752 | 49.6362 | 498341.6403 | 29423.2011 | 36.9913 | 208.5969 | 185 | 3040 | 4611.9232 | 760 | 190 | 0.10624
3996 | 206.0217 | 703 | 1000 | 4000 | 5 | 98.09% | 100 | 165.3448 | 164.0251 | 164.0251 | 1 | 165.3448 | 100 | 160.5049 | 151.3469 | 151.3469 | 151.3469 | 9.158 | 160.5049 | 97.3248 | 86.6191 | 86.6191 | 86.6191 | 10.7057 | 97.3248 | 1400.7544 | 1257.5622 | 1257.5622 | 1305.2421 | 95.5124 | 1353.0746 | 47.6799 | 47.6799 | 1400.7544 | 515.4988 | 413.6618 | 413.6618 | 413.6618 | 101.837 | 515.4988 | 3174.6818 | 3174.6818 | 330.7678 | 330.7678 | 1410.8335 | 1410.8335 | 485.7321 | 485.7321 | 947.3484 | 947.3484 | 189300766.8333 | 1382626037.425 | 146639842.9907 | 33433352.7511 | 1752 | 51.3317 | 389729.7665 | 23010.514 | 28.9292 | 278.1292 | 185 | 3040 | 4611.9232 | 760 | 190 | 0.092989
3997 | 257.5271 | 703 | 1000 | 4000 | 5 | 98.48% | 100 | 169.1484 | 167.6698 | 167.6698 | 1 | 169.1484 | 100 | 184.0933 | 173.5885 | 173.5885 | 173.5885 | 10.5048 | 184.0933 | 97.3166 | 86.6109 | 86.6109 | 86.6109 | 10.7057 | 97.3166 | 1715.7167 | 1553.2921 | 1553.2921 | 1600.9956 | 114.7211 | 1668.0132 | 47.7035 | 47.7035 | 1715.7167 | 550.2136 | 441.0113 | 441.0113 | 441.0113 | 109.2022 | 550.2136 | 3257.0663 | 3257.0663 | 413.4208 | 413.4208 | 1410.7003 | 1410.7003 | 485.6863 | 485.6863 | 947.2589 | 947.2589 | 204755998.2416 | 1382628122.0852 | 138072287.5384 | 26543592.1349 | 1752 | 52.929 | 305896.5303 | 18060.8129 | 22.7064 | 347.6615 | 185 | 3040 | 4611.9232 | 760 | 190 | 0.087709
3998 | 309.0325 | 703 | 1000 | 4000 | 5 | 98.79% | 100 | 173.0464 | 171.5916 | 171.5916 | 1 | 173.0464 | 100 | 210.2197 | 198.223 | 198.223 | 198.223 | 11.9967 | 210.2197 | 97.3097 | 86.6039 | 86.6039 | 86.6039 | 10.7058 | 97.3097 | 2127.0422 | 1940.2505 | 1940.2505 | 1987.2939 | 139.7483 | 2079.9988 | 47.0434 | 47.0434 | 2127.0422 | 567.5843 | 454.5873 | 454.5873 | 454.5873 | 112.9969 | 567.5843 | 3339.4521 | 3339.4521 | 496.0606 | 496.0606 | 1410.5743 | 1410.5743 | 485.6429 | 485.6429 | 947.1743 | 947.1743 | 214563614.8109 | 1382616461.6724 | 133589642.8409 | 21230280.6758 | 1752 | 54.4464 | 242715.9752 | 14330.4921 | 18.0165 | 417.1938 | 185 | 3040 | 4611.9232 | 760 | 190 | 0.084947
3999 | 360.5379 | 703 | 1000 | 4000 | 4 | 99.05% | 100 | 171.7738 | 170.2847 | 170.2847 | 1 | 171.7738 | 100 | 236.9095 | 223.3899 | 223.3899 | 223.3899 | 13.5196 | 236.9095 | 97.3102 | 86.6045 | 86.6045 | 86.6045 | 10.7057 | 97.3102 | 2126.0196 | 1939.6985 | 1939.6985 | 1986.3635 | 139.6561 | 2079.3546 | 46.665 | 46.665 | 2126.0196 | 579.5206 | 463.9214 | 463.9214 | 463.9214 | 115.5992 | 579.5206 | 3325.0511 | 3325.0511 | 578.7462 | 578.7462 | 1410.5958 | 1410.5958 | 388.5202 | 388.5202 | 947.1888 | 947.1888 | 221824798.609 | 1382634821.9817 | 130896787.645 | 16643591.7643 | 1752 | 55.8802 | 186378.6635 | 11004.2117 | 13.8347 | 486.7262 | 185 | 3040 | 4611.9232 | 760 | 190 | 0.083287
4000 | 412.0433 | 703 | 1000 | 4000 | 4 | 99.21% | 100 | 175.8293 | 174.5602 | 174.5602 | 1 | 175.8293 | 100 | 263.9473 | 248.8836 | 248.8836 | 248.8836 | 15.0637 | 263.9473 | 97.3017 | 86.5962 | 86.5962 | 86.5962 | 10.7055 | 97.3017 | 2563.8902 | 2351.1169 | 2351.1169 | 2397.4378 | 166.4524 | 2517.5693 | 46.3209 | 46.3209 | 2563.8902 | 589.9214 | 472.0518 | 472.0518 | 472.0518 | 117.8696 | 589.9214 | 3407.4379 | 3407.4379 | 661.3677 | 661.3677 | 1410.4753 | 1410.4753 | 388.487 | 388.487 | 947.1078 | 947.1078 | 227246061.0499 | 1382643365.079 | 128188957.6202 | 13921625.718 | 1752 | 57.2517 | 158851.9231 | 9378.9716 | 11.7914 | 556.2585 | 185 | 3040 | 4611.9232 | 760 | 190 | 0.081619
4001 | 463.5487 | 703 | 1000 | 4000 | 4 | 99.36% | 100 | 179.9202 | 178.3798 | 178.3798 | 1 | 179.9202 | 100 | 290.9661 | 274.3591 | 274.3591 | 274.3591 | 16.607 | 290.9661 | 97.2948 | 86.5893 | 86.5893 | 86.5893 | 10.7056 | 97.2948 | 3124.2267 | 2876.6141 | 2876.6141 | 2923.4715 | 200.7553 | 3077.3693 | 46.8574 | 46.8574 | 3124.2267 | 597.9838 | 478.3403 | 478.3403 | 478.3403 | 119.6434 | 597.9838 | 3489.8258 | 3489.8258 | 743.9784 | 743.9784 | 1410.3609 | 1410.3609 | 388.4555 | 388.4555 | 947.031 | 947.031 | 231722188.1362 | 1382639601.4114 | 126448091.2231 | 11190119.2293 | 1752 | 58.539 | 128487.389 | 7586.1818 | 9.5375 | 625.7908 | 185 | 3040 | 4611.9232 | 760 | 190 | 0.080546
4002 | 515.0541 | 703 | 1000 | 4000 | 4 | 99.49% | 100 | 184.0261 | 182.1832 | 182.1832 | 1 | 184.0261 | 100 | 318.1216 | 299.9634 | 299.9634 | 299.9634 | 18.1582 | 318.1216 | 97.2881 | 86.5825 | 86.5825 | 86.5825 | 10.7056 | 97.2881 | 3823.065 | 3532.7902 | 3532.7902 | 3579.424 | 243.6411 | 3776.4313 | 46.6337 | 46.6337 | 3823.065 | 604.2978 | 483.2397 | 483.2397 | 483.2397 | 121.058 | 604.2978 | 3572.2147 | 3572.2147 | 826.5789 | 826.5789 | 1410.2522 | 1410.2522 | 388.4256 | 388.4256 | 946.9581 | 946.9581 | 235292846.7847 | 1382643365.079 | 125114981.9129 | 8948806.2235 | 1752 | 59.7564 | 100772.2942 | 5949.8208 | 7.4802 | 695.3231 | 185 | 3040 | 4611.9232 | 760 | 190 | 0.079724
4003 | 566.5595 | 703 | 1000 | 4000 | 4 | 99.57% | 100 | 188.1628 | 186.7004 | 186.7004 | 1 | 188.1628 | 100 | 345.5374 | 325.813 | 325.813 | 325.813 | 19.7245 | 345.5374 | 97.2822 | 86.5766 | 86.5766 | 86.5766 | 10.7056 | 97.2822 | 4618.5148 | 4279.3903 | 4279.3903 | 4326.2377 | 292.2771 | 4571.6674 | 46.8475 | 46.8475 | 4618.5148 | 609.706 | 487.4433 | 487.4433 | 487.4433 | 122.2627 | 609.706 | 3654.6047 | 3654.6047 | 909.1701 | 909.1701 | 1410.1488 | 1410.1488 | 388.3971 | 388.3971 | 946.8886 | 946.8886 | 238054770.0146 | 1382643365.079 | 123748439.2126 | 7553425.6938 | 1752 | 60.9125 | 87207.9848 | 5148.9538 | 6.4733 | 764.8554 | 185 | 3040 | 4611.9232 | 760 | 190 | 0.078882
4004 | 618.065 | 703 | 1000 | 4000 | 4 | 99.65% | 100 | 192.3178 | 189.969 | 189.969 | 1 | 192.3178 | 100 | 373.235 | 351.928 | 351.928 | 351.928 | 21.307 | 373.235 | 97.2763 | 86.5706 | 86.5706 | 86.5706 | 10.7056 | 97.2763 | 5462.0245 | 5070.6733 | 5070.6733 | 5118.0612 | 343.9634 | 5414.6367 | 47.3878 | 47.3878 | 5462.0245 | 614.4246 | 491.0974 | 491.0974 | 491.0974 | 123.3272 | 614.4246 | 3736.9955 | 3736.9955 | 991.7527 | 991.7527 | 1410.0503 | 1410.0503 | 388.37 | 388.37 | 946.8225 | 946.8225 | 240260951.6343 | 1382643365.079 | 123044467.2802 | 6051216.0065 | 1752 | 62.0032 | 67479.6709 | 3984.1502 | 5.0089 | 834.3877 | 185 | 3040 | 4611.9232 | 760 | 190 | 0.078448
4005 | 669.5704 | 703 | 1000 | 4000 | 4 | 99.69% | 100 | 196.4867 | 195.1167 | 195.1167 | 1 | 196.4867 | 100 | 401.1637 | 378.2609 | 378.2609 | 378.2609 | 22.9028 | 401.1637 | 97.2698 | 86.5643 | 86.5643 | 86.5643 | 10.7055 | 97.2698 | 6433.7261 | 5983.3635 | 5983.3635 | 6030.1802 | 403.546 | 6386.9095 | 46.8166 | 46.8166 | 6433.7261 | 618.2123 | 494.0372 | 494.0372 | 494.0372 | 124.1751 | 618.2123 | 3819.3871 | 3819.3871 | 1074.3272 | 1074.3272 | 1409.9564 | 1409.9564 | 388.3441 | 388.3441 | 946.7594 | 946.7594 | 242019381.5815 | 1382643365.079 | 121913137.5674 | 5424115.772 | 1752 | 63.043 | 62761.0824 | 3705.5542 | 4.6587 | 903.92 | 185 | 3040 | 4611.9232 | 760 | 190 | 0.077751
4006 | 721.0758 | 703 | 1000 | 4000 | 4 | 99.75% | 100 | 200.6665 | 198.5221 | 198.5221 | 1 | 200.6665 | 100 | 429.0299 | 404.5348 | 404.5348 | 404.5348 | 24.4951 | 429.0299 | 97.2642 | 86.5587 | 86.5587 | 86.5587 | 10.7055 | 97.2642 | 7585.173 | 7063.7216 | 7063.7216 | 7111.0345 | 474.1385 | 7537.86 | 47.3129 | 47.3129 | 7585.173 | 621.7671 | 496.7948 | 496.7948 | 496.7948 | 124.9723 | 621.7671 | 3901.7795 | 3901.7795 | 1156.8942 | 1156.8942 | 1409.8667 | 1409.8667 | 388.3194 | 388.3194 | 946.6992 | 946.6992 | 243687791.2001 | 1382643365.079 | 121268288.0417 | 4400555.6792 | 1752 | 64.0232 | 49896.6853 | 2946.0115 | 3.7038 | 973.4523 | 185 | 3040 | 4611.9232 | 760 | 190 | 0.077354
4007 | 772.5812 | 703 | 1000 | 4000 | 4 | 99.77% | 100 | 204.8534 | 203.9161 | 203.9161 | 1 | 204.8534 | 100 | 456.9509 | 430.8601 | 430.8601 | 430.8601 | 26.0908 | 456.9509 | 97.259 | 86.5534 | 86.5534 | 86.5534 | 10.7055 | 97.259 | 8681.3681 | 8094.323 | 8094.323 | 8140.1004 | 541.2677 | 8635.5907 | 45.7774 | 45.7774 | 8681.3681 | 625.5617 | 499.7548 | 499.7548 | 499.7548 | 125.8069 | 625.5617 | 3984.1726 | 3984.1726 | 1239.4541 | 1239.4541 | 1409.781 | 1409.781 | 388.2958 | 388.2958 | 946.6417 | 946.6417 | 244990484.0627 | 1382643365.079 | 120264861.7542 | 4101289.1041 | 1752 | 64.9591 | 45424.4273 | 2681.9594 | 3.3718 | 1042.9846 | 185 | 3040 | 4611.9232 | 760 | 190 | 0.076735
4008 | 824.0866 | 703 | 1000 | 4000 | 4 | 99.78% | 100 | 209.0574 | 207.9802 | 207.9802 | 1 | 209.0574 | 100 | 484.9709 | 457.2787 | 457.2787 | 457.2787 | 27.6922 | 484.9709 | 97.2539 | 86.5484 | 86.5484 | 86.5484 | 10.7055 | 97.2539 | 9331.1541 | 8704.3481 | 8704.3481 | 8750.0243 | 581.1298 | 9285.4779 | 45.6762 | 45.6762 | 9331.1541 | 630.0048 | 503.2372 | 503.2372 | 503.2372 | 126.7676 | 630.0048 | 4066.5664 | 4066.5664 | 1322.0075 | 1322.0075 | 1409.699 | 1409.699 | 388.2732 | 388.2732 | 946.5866 | 946.5866 | 246181121.4268 | 1382643365.079 | 119391879.2934 | 3783634.2008 | 1752 | 65.8476 | 42534.4458 | 2511.3285 | 3.1573 | 1112.5169 | 185 | 3040 | 4611.9232 | 760 | 190 | 0.076198
4009 | 875.592 | 703 | 1000 | 4000 | 3 | 99.8% | 100 | 208.0013 | 207.1578 | 207.1578 | 1 | 208.0013 | 100 | 513.0257 | 483.7319 | 483.7319 | 483.7319 | 29.2938 | 513.0257 | 97.2548 | 86.5493 | 86.5493 | 86.5493 | 10.7055 | 97.2548 | 7565.7721 | 7046.9914 | 7046.9914 | 7092.7668 | 473.0053 | 7519.9966 | 45.7755 | 45.7755 | 7565.7721 | 633.911 | 506.3052 | 506.3052 | 506.3052 | 127.6058 | 633.911 | 4052.164 | 4052.164 | 1404.647 | 1404.647 | 1409.7131 | 1409.7131 | 291.2078 | 291.2078 | 946.5961 | 946.5961 | 247202523.8371 | 1382643365.079 | 118660726.0616 | 3493385.0222 | 1752 | 66.6922 | 38394.5384 | 2266.8991 | 2.85 | 1182.0492 | 185 | 3040 | 4611.9232 | 760 | 190 | 0.075747
4010 | 927.0974 | 703 | 1000 | 4000 | 3 | 99.82% | 100 | 212.212 | 211.2952 | 211.2952 | 1 | 212.212 | 100 | 541.1189 | 510.2193 | 510.2193 | 510.2193 | 30.8996 | 541.1189 | 97.2499 | 86.5444 | 86.5444 | 86.5444 | 10.7055 | 97.2499 | 8166.5101 | 7610.9946 | 7610.9946 | 7656.6661 | 509.844 | 8120.8386 | 45.6715 | 45.6715 | 8166.5101 | 637.2043 | 508.8849 | 508.8849 | 508.8849 | 128.3193 | 637.2043 | 4134.5584 | 4134.5584 | 1487.1899 | 1487.1899 | 1409.634 | 1409.634 | 291.1915 | 291.1915 | 946.543 | 946.543 | 248079125.171 | 1382643365.079 | 118062280.8139 | 3215228.9361 | 1752 | 67.4963 | 35993.6477 | 2125.1452 | 2.6718 | 1251.5815 | 185 | 3040 | 4611.9232 | 760 | 190 | 0.075378
4011 | 978.6028 | 703 | 1000 | 4000 | 3 | 99.83% | 100 | 216.4272 | 215.5184 | 215.5184 | 1 | 216.4272 | 100 | 569.276 | 536.7669 | 536.7669 | 536.7669 | 32.5091 | 569.276 | 97.2453 | 86.5397 | 86.5397 | 86.5397 | 10.7055 | 97.2453 | 8821.0646 | 8224.9867 | 8224.9867 | 8271.1386 | 549.9259 | 8774.9126 | 46.152 | 46.152 | 8821.0646 | 640.0203 | 511.0917 | 511.0917 | 511.0917 | 128.9285 | 640.0203 | 4216.9533 | 4216.9533 | 1569.7271 | 1569.7271 | 1409.5582 | 1409.5582 | 291.1758 | 291.1758 | 946.4921 | 946.4921 | 248850905.4421 | 1382643365.079 | 117530348.6418 | 2975380.8371 | 1752 | 68.2625 | 33886.9177 | 2000.7591 | 2.5154 | 1321.1138 | 185 | 3040 | 4611.9232 | 760 | 190 | 0.07505
4012 | 1030.1083 | 703 | 1000 | 4000 | 3 | 99.84% | 100 | 220.6466 | 219.8932 | 219.8932 | 1 | 220.6466 | 100 | 597.4111 | 563.2937 | 563.2937 | 563.2937 | 34.1174 | 597.4111 | 97.2408 | 86.5353 | 86.5353 | 86.5353 | 10.7055 | 97.2408 | 9454.1569 | 8818.517 | 8818.517 | 8865.4682 | 588.6887 | 9407.2058 | 46.9511 | 46.9511 | 9454.1569 | 642.7557 | 513.241 | 513.241 | 513.241 | 129.5147 | 642.7557 | 4299.3488 | 4299.3488 | 1652.2591 | 1652.2591 | 1409.4855 | 1409.4855 | 291.1608 | 291.1608 | 946.4433 | 946.4433 | 249595071.6559 | 1382643365.079 | 116956651.544 | 2804911.7211 | 1752 | 68.9942 | 32630.0598 | 1926.5514 | 2.4221 | 1390.6462 | 185 | 3040 | 4611.9232 | 760 | 190 | 0.074697
4013 | 20.6022 | 752.4 | 1000 | 4000 | 6 | 96.36% | 100 | 162.5643 | 162.403 | 162.403 | 1 | 162.5643 | 100 | 125.4399 | 118.2835 | 118.2835 | 118.2835 | 7.1564 | 125.4399 | 103.137 | 91.7932 | 91.7932 | 91.7932 | 11.3438 | 103.137 | 934.3784 | 815.2309 | 815.2309 | 866.5705 | 67.8079 | 883.0388 | 51.3396 | 51.3396 | 934.3784 | 291.5312 | 234.7452 | 234.7452 | 234.7452 | 56.786 | 291.5312 | 3073.6557 | 3073.6557 | 33.0809 | 33.0809 | 1510.1593 | 1510.1593 | 582.9504 | 582.9504 | 947.4652 | 947.4652 | 24681204.6683 | 1396546693.2116 | 267043003.533 | 63729098.5871 | 1752 | 48.1262 | 799259.5335 | 47190.0641 | 59.3281 | 27.8129 | 198 | 3040 | 4611.9232 | 760 | 190 | 0.16719
4014 | 51.5054 | 752.4 | 1000 | 4000 | 6 | 96.81% | 100 | 164.684 | 164.1832 | 164.1832 | 1 | 164.684 | 100 | 129.0058 | 121.6455 | 121.6455 | 121.6455 | 7.3603 | 129.0058 | 103.1312 | 91.7874 | 91.7874 | 91.7874 | 11.3437 | 103.1312 | 1045.7212 | 920.9224 | 920.9224 | 971.3083 | 74.4129 | 995.3353 | 50.3859 | 50.3859 | 1045.7212 | 322.947 | 259.8905 | 259.8905 | 259.8905 | 63.0566 | 322.947 | 3123.0852 | 3123.0852 | 82.6971 | 82.6971 | 1510.0666 | 1510.0666 | 582.9146 | 582.9146 | 947.407 | 947.407 | 59907233.2471 | 1396551734.9286 | 239578113.0603 | 55962918.764 | 1752 | 49.1753 | 684885.8374 | 40437.1862 | 50.8383 | 69.5323 | 198 | 3040 | 4611.9232 | 760 | 190 | 0.15026
4015 | 154.5162 | 752.4 | 1000 | 4000 | 5 | 97.88% | 100 | 166.757 | 165.5755 | 165.5755 | 1 | 166.757 | 100 | 148.936 | 140.4379 | 140.4379 | 140.4379 | 8.4981 | 148.936 | 103.1225 | 91.7789 | 91.7789 | 91.7789 | 11.3436 | 103.1225 | 1280.6818 | 1143.9193 | 1143.9193 | 1192.3525 | 88.3293 | 1232.2487 | 48.4331 | 48.4331 | 1280.6818 | 460.781 | 370.0121 | 370.0121 | 370.0121 | 90.7689 | 460.781 | 3191.0682 | 3191.0682 | 248.0711 | 248.0711 | 1509.9441 | 1509.9441 | 485.7228 | 485.7228 | 947.3302 | 947.3302 | 154220632.5313 | 1396565850.676 | 164152246.873 | 37061269.9197 | 1752 | 52.5168 | 437520.6313 | 25832.1932 | 32.4767 | 208.5969 | 198 | 3040 | 4611.9232 | 760 | 190 | 0.10378
4016 | 206.0217 | 752.4 | 1000 | 4000 | 5 | 98.3% | 100 | 170.5092 | 169.1579 | 169.1579 | 1 | 170.5092 | 100 | 165.8746 | 156.4092 | 156.4092 | 156.4092 | 9.4654 | 165.8746 | 103.1139 | 91.7703 | 91.7703 | 91.7703 | 11.3436 | 103.1139 | 1563.302 | 1409.7072 | 1409.7072 | 1457.835 | 105.4671 | 1515.1743 | 48.1277 | 48.1277 | 1563.302 | 529.1757 | 424.4032 | 424.4032 | 424.4032 | 104.7726 | 529.1757 | 3273.453 | 3273.453 | 330.7306 | 330.7306 | 1509.8032 | 1509.8032 | 485.6774 | 485.6774 | 947.2417 | 947.2417 | 183148986.6149 | 1396565850.676 | 142491507.9843 | 29793654.7248 | 1752 | 54.0474 | 348778.5325 | 20592.6619 | 25.8894 | 278.1292 | 198 | 3040 | 4611.9232 | 760 | 190 | 0.090433
4017 | 257.5271 | 752.4 | 1000 | 4000 | 5 | 98.67% | 100 | 174.3248 | 172.7439 | 172.7439 | 1 | 174.3248 | 100 | 190.2889 | 179.4294 | 179.4294 | 179.4294 | 10.8594 | 190.2889 | 103.1057 | 91.7621 | 91.7621 | 91.7621 | 11.3436 | 103.1057 | 1930.7517 | 1755.7216 | 1755.7216 | 1802.9063 | 127.8454 | 1883.567 | 47.1846 | 47.1846 | 1930.7517 | 565.8337 | 453.3086 | 453.3086 | 453.3086 | 112.5252 | 565.8337 | 3355.839 | 3355.839 | 413.3767 | 413.3767 | 1509.6698 | 1509.6698 | 485.6345 | 485.6345 | 947.158 | 947.158 | 198059371.2027 | 1396565850.676 | 133990983.6762 | 23383794.4452 | 1752 | 55.4789 | 264058.8198 | 15590.6212 | 19.6008 | 347.6615 | 198 | 3040 | 4611.9232 | 760 | 190 | 0.085194
4018 | 309.0325 | 752.4 | 1000 | 4000 | 4 | 98.92% | 100 | 173.0015 | 171.7194 | 171.7194 | 1 | 173.0015 | 100 | 217.4268 | 205.0188 | 205.0188 | 205.0188 | 12.408 | 217.4268 | 103.1072 | 91.7636 | 91.7636 | 91.7636 | 11.3436 | 103.1072 | 1904.1641 | 1730.8844 | 1730.8844 | 1778.0511 | 126.113 | 1856.9974 | 47.1667 | 47.1667 | 1904.1641 | 586.5334 | 469.5391 | 469.5391 | 469.5391 | 116.9942 | 586.5334 | 3341.438 | 3341.438 | 496.0596 | 496.0596 | 1509.6926 | 1509.6926 | 388.5135 | 388.5135 | 947.1723 | 947.1723 | 207485909.0135 | 1396569922.5397 | 128994326.3706 | 18949842.0762 | 1752 | 56.8516 | 218229.4254 | 12884.7516 | 16.1989 | 417.1938 | 198 | 3040 | 4611.9232 | 760 | 190 | 0.082115
4019 | 360.5379 | 752.4 | 1000 | 4000 | 4 | 99.13% | 100 | 177.0068 | 175.7562 | 175.7562 | 1 | 177.0068 | 100 | 245.1718 | 231.1793 | 231.1793 | 231.1793 | 13.9924 | 245.1718 | 103.0987 | 91.7552 | 91.7552 | 91.7552 | 11.3435 | 103.0987 | 2356.5758 | 2156.7824 | 2156.7824 | 2202.7783 | 153.7975 | 2310.5799 | 45.9959 | 45.9959 | 2356.5758 | 599.9056 | 480.0114 | 480.0114 | 480.0114 | 119.8942 | 599.9056 | 3423.825 | 3423.825 | 578.6872 | 578.6872 | 1509.5649 | 1509.5649 | 388.4806 | 388.4806 | 947.0922 | 947.0922 | 214243870.5708 | 1396577491.5406 | 125968529.6089 | 15210108.2797 | 1752 | 58.1503 | 168814.8379 | 9967.2043 | 12.5309 | 486.7262 | 198 | 3040 | 4611.9232 | 760 | 190 | 0.08025
4020 | 412.0433 | 752.4 | 1000 | 4000 | 4 | 99.3% | 100 | 181.0877 | 179.5612 | 179.5612 | 1 | 181.0877 | 100 | 273.1701 | 257.5786 | 257.5786 | 257.5786 | 15.5915 | 273.1701 | 103.0919 | 91.7483 | 91.7483 | 91.7483 | 11.3436 | 103.0919 | 2840.916 | 2610.9445 | 2610.9445 | 2657.4846 | 183.4315 | 2794.3759 | 46.5401 | 46.5401 | 2840.916 | 611.7152 | 489.2731 | 489.2731 | 489.2731 | 122.4421 | 611.7152 | 3506.2131 | 3506.2131 | 661.3038 | 661.3038 | 1509.4437 | 1509.4437 | 388.4494 | 388.4494 | 947.0162 | 947.0162 | 219581405.7104 | 1396570273.5994 | 123497443.6973 | 12350876.9929 | 1752 | 59.3843 | 139798.9077 | 8254.0391 | 10.3771 | 556.2585 | 198 | 3040 | 4611.9232 | 760 | 190 | 0.078727
4021 | 463.5487 | 752.4 | 1000 | 4000 | 4 | 99.42% | 100 | 185.1895 | 183.7568 | 183.7568 | 1 | 185.1895 | 100 | 301.22 | 284.0263 | 284.0263 | 284.0263 | 17.1937 | 301.22 | 103.0846 | 91.741 | 91.741 | 91.741 | 11.3435 | 103.0846 | 3466.0435 | 3197.2455 | 3197.2455 | 3244.3367 | 221.7068 | 3418.9523 | 47.0911 | 47.0911 | 3466.0435 | 620.7141 | 496.3091 | 496.3091 | 496.3091 | 124.405 | 620.7141 | 3588.6023 | 3588.6023 | 743.91 | 743.91 | 1509.3286 | 1509.3286 | 388.4198 | 388.4198 | 946.944 | 946.944 | 223789423.3188 | 1396571044.5432 | 121497783.6993 | 10141748.4386 | 1752 | 60.5544 | 117938.9517 | 6963.3786 | 8.7545 | 625.7908 | 198 | 3040 | 4611.9232 | 760 | 190 | 0.077495
4022 | 515.0541 | 752.4 | 1000 | 4000 | 4 | 99.55% | 100 | 189.3 | 187.5532 | 187.5532 | 1 | 189.3 | 100 | 329.3849 | 310.5822 | 310.5822 | 310.5822 | 18.8027 | 329.3849 | 103.0774 | 91.734 | 91.734 | 91.734 | 11.3435 | 103.0774 | 4347.423 | 4024.6839 | 4024.6839 | 4071.7042 | 275.7189 | 4300.4028 | 47.0202 | 47.0202 | 4347.423 | 626.8556 | 501.0744 | 501.0744 | 501.0744 | 125.7812 | 626.8556 | 3670.9924 | 3670.9924 | 826.5066 | 826.5066 | 1509.219 | 1509.219 | 388.3916 | 388.3916 | 946.8752 | 946.8752 | 227210123.9063 | 1396577491.5406 | 120303006.209 | 7909378.3441 | 1752 | 61.6574 | 89968.2859 | 5311.9281 | 6.6782 | 695.3231 | 198 | 3040 | 4611.9232 | 760 | 190 | 0.076759
4023 | 566.5595 | 752.4 | 1000 | 4000 | 4 | 99.63% | 100 | 193.4477 | 191.5183 | 191.5183 | 1 | 193.4477 | 100 | 357.8546 | 337.4254 | 337.4254 | 337.4254 | 20.4292 | 357.8546 | 103.0711 | 91.7276 | 91.7276 | 91.7276 | 11.3435 | 103.0711 | 5239.2452 | 4861.6188 | 4861.6188 | 4908.9424 | 330.3028 | 5191.9216 | 47.3236 | 47.3236 | 5239.2452 | 633.1945 | 506.024 | 506.024 | 506.024 | 127.1704 | 633.1945 | 3753.3834 | 3753.3834 | 909.0944 | 909.0944 | 1509.1146 | 1509.1146 | 388.3647 | 388.3647 | 946.8097 | 946.8097 | 229856986.795 | 1396577491.5406 | 119089143.5225 | 6476378.142 | 1752 | 62.7086 | 74923.4625 | 4423.6482 | 5.5615 | 764.8554 | 198 | 3040 | 4611.9232 | 760 | 190 | 0.076011
4024 | 618.065 | 752.4 | 1000 | 4000 | 4 | 99.7% | 100 | 197.6049 | 195.5816 | 195.5816 | 1 | 197.6049 | 100 | 386.5653 | 364.4957 | 364.4957 | 364.4957 | 22.0696 | 386.5653 | 103.0648 | 91.7213 | 91.7213 | 91.7213 | 11.3435 | 103.0648 | 6343.5522 | 5898.2309 | 5898.2309 | 5945.5065 | 398.0457 | 6296.2766 | 47.2756 | 47.2756 | 6343.5522 | 637.9555 | 509.719 | 509.719 | 509.719 | 128.2365 | 637.9555 | 3835.7751 | 3835.7751 | 991.6739 | 991.6739 | 1509.015 | 1509.015 | 388.3391 | 388.3391 | 946.7472 | 946.7472 | 231945488.0467 | 1396582688.964 | 118163196.993 | 5308625.9963 | 1752 | 63.7053 | 59283.8643 | 3500.2515 | 4.4006 | 834.3877 | 198 | 3040 | 4611.9232 | 760 | 190 | 0.07544
4025 | 669.5704 | 752.4 | 1000 | 4000 | 4 | 99.73% | 100 | 201.78 | 200.3746 | 200.3746 | 1 | 201.78 | 100 | 415.5381 | 391.813 | 391.813 | 391.813 | 23.7251 | 415.5381 | 103.0589 | 91.7154 | 91.7154 | 91.7154 | 11.3435 | 103.0589 | 7395.7025 | 6886.7812 | 6886.7812 | 6933.2481 | 462.4544 | 7349.2356 | 46.4669 | 46.4669 | 7395.7025 | 642.6247 | 513.3587 | 513.3587 | 513.3587 | 129.266 | 642.6247 | 3918.1677 | 3918.1677 | 1074.2456 | 1074.2456 | 1508.9199 | 1508.9199 | 388.3146 | 388.3146 | 946.6876 | 946.6876 | 233609547.96 | 1396582688.964 | 117102396.5186 | 4705366.5574 | 1752 | 64.6552 | 53582.174 | 3163.611 | 3.9773 | 903.92 | 198 | 3040 | 4611.9232 | 760 | 190 | 0.074787
4026 | 721.0758 | 752.4 | 1000 | 4000 | 4 | 99.77% | 100 | 205.9665 | 204.3532 | 204.3532 | 1 | 205.9665 | 100 | 444.5267 | 419.145 | 419.145 | 419.145 | 25.3817 | 444.5267 | 103.0533 | 91.7099 | 91.7099 | 91.7099 | 11.3435 | 103.0533 | 8538.5895 | 7959.7262 | 7959.7262 | 8005.98 | 532.6095 | 8492.3357 | 46.2538 | 46.2538 | 8538.5895 | 646.9746 | 516.751 | 516.751 | 516.751 | 130.2236 | 646.9746 | 4000.561 | 4000.561 | 1156.8102 | 1156.8102 | 1508.829 | 1508.829 | 388.2912 | 388.2912 | 946.6305 | 946.6305 | 235126448.2282 | 1396582688.964 | 116266440.3189 | 4024422.4888 | 1752 | 65.5562 | 44596.5758 | 2633.0812 | 3.3104 | 973.4523 | 198 | 3040 | 4611.9232 | 760 | 190 | 0.074271
4027 | 772.5812 | 752.4 | 1000 | 4000 | 4 | 99.79% | 100 | 210.1654 | 209.2212 | 209.2212 | 1 | 210.1654 | 100 | 473.5452 | 446.5052 | 446.5052 | 446.5052 | 27.04 | 473.5452 | 103.048 | 91.7046 | 91.7046 | 91.7046 | 11.3435 | 103.048 | 9505.4721 | 8867.6669 | 8867.6669 | 8913.5772 | 591.8948 | 9459.5618 | 45.9103 | 45.9103 | 9505.4721 | 651.6209 | 520.394 | 520.394 | 520.394 | 131.2269 | 651.6209 | 4082.9549 | 4082.9549 | 1239.3681 | 1239.3681 | 1508.742 | 1508.742 | 388.2689 | 388.2689 | 946.576 | 946.576 | 236384240.8103 | 1396582688.964 | 115290371.9013 | 3742698.3244 | 1752 | 66.4152 | 42436.2968 | 2505.5335 | 3.15 | 1042.9846 | 198 | 3040 | 4611.9232 | 760 | 190 | 0.07367
4028 | 824.0866 | 752.4 | 1000 | 4000 | 3 | 99.8% | 100 | 209.1107 | 208.3343 | 208.3343 | 1 | 209.1107 | 100 | 502.6641 | 473.9616 | 473.9616 | 473.9616 | 28.7025 | 502.6641 | 103.049 | 91.7055 | 91.7055 | 91.7055 | 11.3435 | 103.049 | 7665.463 | 7139.8253 | 7139.8253 | 7186.2964 | 479.1665 | 7618.9919 | 46.4711 | 46.4711 | 7665.463 | 656.3501 | 524.1157 | 524.1157 | 524.1157 | 132.2344 | 656.3501 | 4068.5525 | 4068.5525 | 1322.0057 | 1322.0057 | 1508.7569 | 1508.7569 | 291.2045 | 291.2045 | 946.5853 | 946.5853 | 237488281.4536 | 1396582688.964 | 114461289.713 | 3467739.8694 | 1752 | 67.2326 | 38388.6546 | 2266.5517 | 2.8495 | 1112.5169 | 198 | 3040 | 4611.9232 | 760 | 190 | 0.073159
4029 | 875.592 | 752.4 | 1000 | 4000 | 3 | 99.82% | 100 | 213.3216 | 212.4836 | 212.4836 | 1 | 213.3216 | 100 | 531.7716 | 501.4054 | 501.4054 | 501.4054 | 30.3661 | 531.7716 | 103.0439 | 91.7004 | 91.7004 | 91.7004 | 11.3435 | 103.0439 | 8263.9136 | 7701.8099 | 7701.8099 | 7748.0187 | 515.8949 | 8217.7048 | 46.2088 | 46.2088 | 8263.9136 | 660.3994 | 527.2976 | 527.2976 | 527.2976 | 133.1018 | 660.3994 | 4150.9469 | 4150.9469 | 1404.5529 | 1404.5529 | 1508.673 | 1508.673 | 291.1883 | 291.1883 | 946.5327 | 946.5327 | 238452108.6374 | 1396582688.964 | 113767183.0066 | 3198019.3919 | 1752 | 68.0112 | 36128.5964 | 2133.1128 | 2.6818 | 1182.0492 | 198 | 3040 | 4611.9232 | 760 | 190 | 0.072731
4030 | 927.0974 | 752.4 | 1000 | 4000 | 3 | 99.83% | 100 | 217.5379 | 216.5873 | 216.5873 | 1 | 217.5379 | 100 | 560.9457 | 528.912 | 528.912 | 528.912 | 32.0337 | 560.9457 | 103.039 | 91.6955 | 91.6955 | 91.6955 | 11.3435 | 103.039 | 8920.5919 | 8317.7701 | 8317.7701 | 8364.4506 | 556.1413 | 8873.9114 | 46.6805 | 46.6805 | 8920.5919 | 663.8622 | 530.0218 | 530.0218 | 530.0218 | 133.8405 | 663.8622 | 4233.3419 | 4233.3419 | 1487.0944 | 1487.0944 | 1508.5925 | 1508.5925 | 291.1728 | 291.1728 | 946.4822 | 946.4822 | 239293221.8623 | 1396582688.964 | 113188596.252 | 2935492.9216 | 1752 | 68.7537 | 33940.7511 | 2003.9376 | 2.5194 | 1251.5815 | 198 | 3040 | 4611.9232 | 760 | 190 | 0.072375
4031 | 978.6028 | 752.4 | 1000 | 4000 | 3 | 99.84% | 100 | 221.7555 | 220.9437 | 220.9437 | 1 | 221.7555 | 100 | 590.1407 | 556.4381 | 556.4381 | 556.4381 | 33.7026 | 590.1407 | 103.0343 | 91.6908 | 91.6908 | 91.6908 | 11.3435 | 103.0343 | 9610.6174 | 8964.5186 | 8964.5186 | 9012.2058 | 598.4116 | 9562.9302 | 47.6872 | 47.6872 | 9610.6174 | 666.936 | 532.4341 | 532.4341 | 532.4341 | 134.5019 | 666.936 | 4315.7375 | 4315.7375 | 1569.6305 | 1569.6305 | 1508.5154 | 1508.5154 | 291.1579 | 291.1579 | 946.4338 | 946.4338 | 240052804.2316 | 1396582688.964 | 112614878.5536 | 2749628.2508 | 1752 | 69.4628 | 32502.0959 | 1918.9962 | 2.4126 | 1321.1138 | 198 | 3040 | 4611.9232 | 760 | 190 | 0.072021
4032 | 1030.1083 | 752.4 | 1000 | 4000 | 3 | 99.87% | 100 | 225.9717 | 224.1779 | 224.1779 | 1 | 225.9717 | 100 | 619.2734 | 583.9055 | 583.9055 | 583.9055 | 35.3679 | 619.2734 | 103.0297 | 91.6863 | 91.6863 | 91.6863 | 11.3434 | 103.0297 | 10455.7135 | 9756.925 | 9756.925 | 9805.4762 | 650.2373 | 10407.1623 | 48.5512 | 48.5512 | 10455.7135 | 669.6734 | 534.5759 | 534.5759 | 534.5759 | 135.0975 | 669.6734 | 4398.1336 | 4398.1336 | 1652.1614 | 1652.1614 | 1508.4413 | 1508.4413 | 291.1436 | 291.1436 | 946.3873 | 946.3873 | 240798724.1131 | 1396584218.1081 | 112267408.2525 | 2349649.5263 | 1752 | 70.139 | 27519.7274 | 1624.826 | 2.0428 | 1390.6462 | 198 | 3040 | 4611.9232 | 760 | 190 | 0.071807
4033 | 20.6022 | 801.8 | 1000 | 4000 | 6 | 96.78% | 100 | 167.5455 | 167.3801 | 167.3801 | 1 | 167.5455 | 100 | 129.097 | 121.7311 | 121.7311 | 121.7311 | 7.3659 | 129.097 | 108.9188 | 96.9378 | 96.9378 | 96.9378 | 11.981 | 108.9188 | 1046.4703 | 920.8455 | 920.8455 | 971.8491 | 74.6212 | 995.4667 | 51.0036 | 51.0036 | 1046.4703 | 295.7883 | 238.0259 | 238.0259 | 238.0259 | 57.7624 | 295.7883 | 3172.4249 | 3172.4249 | 33.0769 | 33.0769 | 1609.117 | 1609.117 | 582.8801 | 582.8801 | 947.3509 | 947.3509 | 23979115.8731 | 1409085370.4754 | 262532008.7832 | 56403504.8684 | 1752 | 51.1254 | 701162.9849 | 41398.2253 | 52.0465 | 27.8129 | 211 | 3040 | 4611.9232 | 760 | 190 | 0.16441
4034 | 51.5054 | 801.8 | 1000 | 4000 | 6 | 97.16% | 100 | 169.7202 | 169.3244 | 169.3244 | 1 | 169.7202 | 100 | 132.7193 | 125.1463 | 125.1463 | 125.1463 | 7.573 | 132.7193 | 108.9136 | 96.9326 | 96.9326 | 96.9326 | 11.981 | 108.9136 | 1171.7147 | 1039.4164 | 1039.4164 | 1089.606 | 82.1087 | 1121.5251 | 50.1896 | 50.1896 | 1171.7147 | 328.2645 | 264.021 | 264.021 | 264.021 | 64.2434 | 328.2645 | 3221.8554 | 3221.8554 | 82.6874 | 82.6874 | 1609.0248 | 1609.0248 | 582.8466 | 582.8466 | 947.2966 | 947.2966 | 58187298.8181 | 1409085370.4754 | 234932579.359 | 49794751.3475 | 1752 | 52.0835 | 609758.0482 | 36001.4741 | 45.2616 | 69.5323 | 211 | 3040 | 4611.9232 | 760 | 190 | 0.1474
4035 | 154.5162 | 801.8 | 1000 | 4000 | 5 | 98.12% | 100 | 171.899 | 170.6506 | 170.6506 | 1 | 171.899 | 100 | 153.569 | 144.8057 | 144.8057 | 144.8057 | 8.7633 | 153.569 | 108.9057 | 96.9248 | 96.9248 | 96.9248 | 11.981 | 108.9057 | 1428.0187 | 1282.3327 | 1282.3327 | 1330.6826 | 97.336 | 1379.6687 | 48.35 | 48.35 | 1428.0187 | 470.7025 | 377.7795 | 377.7795 | 377.7795 | 92.923 | 470.7025 | 3289.8397 | 3289.8397 | 248.0435 | 248.0435 | 1608.9028 | 1608.9028 | 485.6687 | 485.6687 | 947.2247 | 947.2247 | 149555895.6301 | 1409087729.1295 | 160408298.0183 | 32948077.2221 | 1752 | 55.0951 | 388488.1138 | 22937.2041 | 28.837 | 208.5969 | 211 | 3040 | 4611.9232 | 760 | 190 | 0.10147
4036 | 206.0217 | 801.8 | 1000 | 4000 | 5 | 98.49% | 100 | 175.6796 | 174.2159 | 174.2159 | 1 | 175.6796 | 100 | 171.0894 | 161.3255 | 161.3255 | 161.3255 | 9.7639 | 171.0894 | 108.8973 | 96.9164 | 96.9164 | 96.9164 | 11.981 | 108.8973 | 1747.2185 | 1582.8174 | 1582.8174 | 1630.5151 | 116.7034 | 1699.5208 | 47.6976 | 47.6976 | 1747.2185 | 541.789 | 434.3052 | 434.3052 | 434.3052 | 107.4838 | 541.789 | 3372.226 | 3372.226 | 330.6958 | 330.6958 | 1608.7621 | 1608.7621 | 485.6262 | 485.6262 | 947.1419 | 947.1419 | 177511627.9109 | 1409087729.1295 | 139021941.7286 | 26378701.231 | 1752 | 56.475 | 300891.8344 | 17765.3245 | 22.3349 | 278.1292 | 211 | 3040 | 4611.9232 | 760 | 190 | 0.088294
4037 | 257.5271 | 801.8 | 1000 | 4000 | 4 | 98.78% | 100 | 174.2828 | 173.1701 | 173.1701 | 1 | 174.2828 | 100 | 196.3809 | 185.1737 | 185.1737 | 185.1737 | 11.2071 | 196.3809 | 108.8986 | 96.9177 | 96.9177 | 96.9177 | 11.9809 | 108.8986 | 1719.2936 | 1557.4918 | 1557.4918 | 1604.4019 | 114.8917 | 1672.3834 | 46.9102 | 46.9102 | 1719.2936 | 582.2628 | 466.2815 | 466.2815 | 466.2815 | 115.9813 | 582.2628 | 3357.8249 | 3357.8249 | 413.3759 | 413.3759 | 1608.7862 | 1608.7862 | 388.5068 | 388.5068 | 947.1561 | 947.1561 | 191885431.7771 | 1409087729.1295 | 129632233.1026 | 21394605.9908 | 1752 | 57.7825 | 245050.3522 | 14468.3189 | 18.1898 | 347.6615 | 211 | 3040 | 4611.9232 | 760 | 190 | 0.082508
4038 | 309.0325 | 801.8 | 1000 | 4000 | 4 | 99.04% | 100 | 178.2427 | 176.8522 | 176.8522 | 1 | 178.2427 | 100 | 224.4307 | 211.6218 | 211.6218 | 211.6218 | 12.8089 | 224.4307 | 108.8908 | 96.9098 | 96.9098 | 96.9098 | 11.981 | 108.8908 | 2113.8274 | 1927.9126 | 1927.9126 | 1974.8232 | 139.0042 | 2066.9168 | 46.9107 | 46.9107 | 2113.8274 | 604.3727 | 483.6265 | 483.6265 | 483.6265 | 120.7461 | 604.3727 | 3440.2122 | 3440.2122 | 496.0095 | 496.0095 | 1608.6515 | 1608.6515 | 388.4743 | 388.4743 | 947.0768 | 947.0768 | 200963137.8204 | 1409087729.1295 | 125045062.8641 | 16904070.186 | 1752 | 59.0177 | 190298.9142 | 11235.672 | 14.1257 | 417.1938 | 211 | 3040 | 4611.9232 | 760 | 190 | 0.079681
4039 | 360.5379 | 801.8 | 1000 | 4000 | 4 | 99.21% | 100 | 182.2772 | 181.0043 | 181.0043 | 1 | 182.2772 | 100 | 253.2071 | 238.7548 | 238.7548 | 238.7548 | 14.4523 | 253.2071 | 108.8835 | 96.9025 | 96.9025 | 96.9025 | 11.981 | 108.8835 | 2588.4535 | 2374.5542 | 2374.5542 | 2420.4435 | 168.01 | 2542.5642 | 45.8893 | 45.8893 | 2588.4535 | 619.8864 | 495.8201 | 495.8201 | 495.8201 | 124.0663 | 619.8864 | 3522.6005 | 3522.6005 | 578.6318 | 578.6318 | 1608.5237 | 1608.5237 | 388.4434 | 388.4434 | 947.0016 | 947.0016 | 207438682.5529 | 1409071381.0771 | 121682130.0721 | 13807806.2979 | 1752 | 60.1986 | 155067.9537 | 9155.5576 | 11.5105 | 486.7262 | 211 | 3040 | 4611.9232 | 760 | 190 | 0.077609
4040 | 412.0433 | 801.8 | 1000 | 4000 | 4 | 99.37% | 100 | 186.3699 | 184.7446 | 184.7446 | 1 | 186.3699 | 100 | 282.0925 | 265.9903 | 265.9903 | 265.9903 | 16.1022 | 282.0925 | 108.8757 | 96.8948 | 96.8948 | 96.8948 | 11.981 | 108.8757 | 3150.9836 | 2901.52 | 2901.52 | 2948.586 | 202.3976 | 3103.9176 | 47.0661 | 47.0661 | 3150.9836 | 632.6451 | 505.8393 | 505.8393 | 505.8393 | 126.8058 | 632.6451 | 3604.9899 | 3604.9899 | 661.2436 | 661.2436 | 1608.4022 | 1608.4022 | 388.4141 | 388.4141 | 946.93 | 946.93 | 212613362.839 | 1409087729.1295 | 119241015.5066 | 11057892.5249 | 1752 | 61.3173 | 126916.8531 | 7493.4539 | 9.4209 | 556.2585 | 211 | 3040 | 4611.9232 | 760 | 190 | 0.076104
4041 | 463.5487 | 801.8 | 1000 | 4000 | 4 | 99.51% | 100 | 190.4683 | 188.6997 | 188.6997 | 1 | 190.4683 | 100 | 311.0778 | 293.3199 | 293.3199 | 293.3199 | 17.7579 | 311.0778 | 108.8685 | 96.8876 | 96.8876 | 96.8876 | 11.9809 | 108.8685 | 3996.0719 | 3694.5157 | 3694.5157 | 3741.9181 | 254.1538 | 3948.6695 | 47.4025 | 47.4025 | 3996.0719 | 640.8346 | 512.2307 | 512.2307 | 512.2307 | 128.6039 | 640.8346 | 3687.3801 | 3687.3801 | 743.8455 | 743.8455 | 1608.2865 | 1608.2865 | 388.3862 | 388.3862 | 946.8619 | 946.8619 | 216658119.1905 | 1409087729.1295 | 117643408.3701 | 8610743.3099 | 1752 | 62.378 | 100609.5778 | 5940.2137 | 7.4681 | 625.7908 | 211 | 3040 | 4611.9232 | 760 | 190 | 0.07512
4042 | 515.0541 | 801.8 | 1000 | 4000 | 4 | 99.6% | 100 | 194.5921 | 193.1027 | 193.1027 | 1 | 194.5921 | 100 | 340.2473 | 320.823 | 320.823 | 320.823 | 19.4243 | 340.2473 | 108.8619 | 96.881 | 96.881 | 96.881 | 11.9809 | 108.8619 | 4978.952 | 4617.4686 | 4617.4686 | 4664.5189 | 314.4331 | 4931.9017 | 47.0504 | 47.0504 | 4978.952 | 648.4667 | 518.1881 | 518.1881 | 518.1881 | 130.2786 | 648.4667 | 3769.7713 | 3769.7713 | 826.4384 | 826.4384 | 1608.1763 | 1608.1763 | 388.3595 | 388.3595 | 946.797 | 946.797 | 219903542.6484 | 1409087729.1295 | 116004575.479 | 7004152.7431 | 1752 | 63.389 | 80268.3396 | 4739.2217 | 5.9582 | 695.3231 | 211 | 3040 | 4611.9232 | 760 | 190 | 0.07411
4043 | 566.5595 | 801.8 | 1000 | 4000 | 4 | 99.67% | 100 | 198.7387 | 197.1476 | 197.1476 | 1 | 198.7387 | 100 | 369.6921 | 348.5855 | 348.5855 | 348.5855 | 21.1065 | 369.6921 | 108.8556 | 96.8746 | 96.8746 | 96.8746 | 11.9809 | 108.8556 | 6041.2548 | 5615.0602 | 5615.0602 | 5661.7895 | 379.4653 | 5994.5255 | 46.7293 | 46.7293 | 6041.2548 | 655.4465 | 523.6331 | 523.6331 | 523.6331 | 131.8135 | 655.4465 | 3852.1632 | 3852.1632 | 909.0228 | 909.0228 | 1608.0712 | 1608.0712 | 388.3341 | 388.3341 | 946.7351 | 946.7351 | 222429521.3015 | 1409087729.1295 | 114761194.8054 | 5721554.7636 | 1752 | 64.3489 | 64935.9818 | 3833.9651 | 4.8201 | 764.8554 | 211 | 3040 | 4611.9232 | 760 | 190 | 0.073344
4044 | 618.065 | 801.8 | 1000 | 4000 | 4 | 99.72% | 100 | 202.9053 | 201.6202 | 201.6202 | 1 | 202.9053 | 100 | 399.5231 | 376.7121 | 376.7121 | 376.7121 | 22.811 | 399.5231 | 108.8495 | 96.8686 | 96.8686 | 96.8686 | 11.9809 | 108.8495 | 7183.1616 | 6687.2647 | 6687.2647 | 6733.7119 | 449.4497 | 7136.7145 | 46.4472 | 46.4472 | 7183.1616 | 661.1361 | 528.0676 | 528.0676 | 528.0676 | 133.0685 | 661.1361 | 3934.5559 | 3934.5559 | 991.5993 | 991.5993 | 1607.9707 | 1607.9707 | 388.3099 | 388.3099 | 946.676 | 946.676 | 224331418.5693 | 1409087729.1295 | 113699488.1227 | 4881364.1785 | 1752 | 65.264 | 54743.6637 | 3232.1879 | 4.0636 | 834.3877 | 211 | 3040 | 4611.9232 | 760 | 190 | 0.072689
4045 | 669.5704 | 801.8 | 1000 | 4000 | 4 | 99.75% | 100 | 207.0946 | 205.7247 | 205.7247 | 1 | 207.0946 | 100 | 429.6326 | 405.1011 | 405.1011 | 405.1011 | 24.5315 | 429.6326 | 108.8437 | 96.8628 | 96.8628 | 96.8628 | 11.9809 | 108.8437 | 8071.803 | 7521.9126 | 7521.9126 | 7567.8125 | 503.9905 | 8025.9031 | 45.8999 | 45.8999 | 8071.803 | 666.9491 | 532.6263 | 532.6263 | 532.6263 | 134.3228 | 666.9491 | 4016.9493 | 4016.9493 | 1074.1684 | 1074.1684 | 1607.8747 | 1607.8747 | 388.2867 | 388.2867 | 946.6195 | 946.6195 | 225918991.3112 | 1409087729.1295 | 112676021.3891 | 4317258.1702 | 1752 | 66.1355 | 48226.9836 | 2847.4286 | 3.5798 | 903.92 | 211 | 3040 | 4611.9232 | 760 | 190 | 0.072059
4046 | 721.0758 | 801.8 | 1000 | 4000 | 4 | 99.79% | 100 | 211.2881 | 209.7427 | 209.7427 | 1 | 211.2881 | 100 | 459.6575 | 433.4102 | 433.4102 | 433.4102 | 26.2473 | 459.6575 | 108.8382 | 96.8572 | 96.8572 | 96.8572 | 11.9809 | 108.8382 | 9337.5563 | 8709.6101 | 8709.6101 | 8755.884 | 581.6723 | 9291.2824 | 46.2739 | 46.2739 | 9337.5563 | 671.5607 | 536.2351 | 536.2351 | 536.2351 | 135.3256 | 671.5607 | 4099.3434 | 4099.3434 | 1156.7306 | 1156.7306 | 1607.7828 | 1607.7828 | 388.2645 | 388.2645 | 946.5654 | 946.5654 | 227355702.6057 | 1409087729.1295 | 111864251.4324 | 3692316.8323 | 1752 | 66.964 | 41868.6885 | 2472.0207 | 3.1079 | 973.4523 | 211 | 3040 | 4611.9232 | 760 | 190 | 0.071558
4047 | 772.5812 | 801.8 | 1000 | 4000 | 3 | 99.8% | 100 | 210.2265 | 209.4297 | 209.4297 | 1 | 210.2265 | 100 | 489.7521 | 461.7866 | 461.7866 | 461.7866 | 27.9655 | 489.7521 | 108.8398 | 96.8588 | 96.8588 | 96.8588 | 11.981 | 108.8398 | 7776.1327 | 7243.3875 | 7243.3875 | 7290.1504 | 485.9823 | 7729.3698 | 46.7629 | 46.7629 | 7776.1327 | 676.473 | 540.0928 | 540.0928 | 540.0928 | 136.3803 | 676.473 | 4084.9409 | 4084.9409 | 1239.3664 | 1239.3664 | 1607.7986 | 1607.7986 | 291.2012 | 291.2012 | 946.5747 | 946.5747 | 228563183.4989 | 1409077893.9283 | 110942282.6616 | 3416639.9112 | 1752 | 67.755 | 38852.7642 | 2293.9538 | 2.884 | 1042.9846 | 211 | 3040 | 4611.9232 | 760 | 190 | 0.07099
4048 | 824.0866 | 801.8 | 1000 | 4000 | 3 | 99.82% | 100 | 214.4346 | 213.3892 | 213.3892 | 1 | 214.4346 | 100 | 519.8377 | 490.1527 | 490.1527 | 490.1527 | 29.685 | 519.8377 | 108.8344 | 96.8534 | 96.8534 | 96.8534 | 11.981 | 108.8344 | 8415.2732 | 7843.4159 | 7843.4159 | 7890.0737 | 525.1995 | 8368.6155 | 46.6578 | 46.6578 | 8415.2732 | 681.2889 | 543.8758 | 543.8758 | 543.8758 | 137.4131 | 681.2889 | 4167.3355 | 4167.3355 | 1321.9179 | 1321.9179 | 1607.7099 | 1607.7099 | 291.1852 | 291.1852 | 946.5225 | 946.5225 | 229663230.1048 | 1409084966.256 | 110154241.213 | 3097516.2204 | 1752 | 68.5091 | 35085.3089 | 2071.5148 | 2.6043 | 1112.5169 | 211 | 3040 | 4611.9232 | 760 | 190 | 0.070505
4049 | 875.592 | 801.8 | 1000 | 4000 | 3 | 99.84% | 100 | 218.6489 | 217.6749 | 217.6749 | 1 | 218.6489 | 100 | 549.9035 | 518.5 | 518.5 | 518.5 | 31.4034 | 549.9035 | 108.8288 | 96.8479 | 96.8479 | 96.8479 | 11.981 | 108.8288 | 9203.5973 | 8583.1299 | 8583.1299 | 8630.0469 | 573.5504 | 9156.6803 | 46.917 | 46.917 | 9203.5973 | 685.5189 | 547.2096 | 547.2096 | 547.2096 | 138.3094 | 685.5189 | 4249.7306 | 4249.7306 | 1404.4635 | 1404.4635 | 1607.6249 | 1607.6249 | 291.1698 | 291.1698 | 946.4724 | 946.4724 | 230587351.8607 | 1409087729.1295 | 109482097.9779 | 2842821.0318 | 1752 | 69.2289 | 32975.582 | 1946.9519 | 2.4477 | 1182.0492 | 211 | 3040 | 4611.9232 | 760 | 190 | 0.07009
4050 | 927.0974 | 801.8 | 1000 | 4000 | 3 | 99.85% | 100 | 222.866 | 221.9554 | 221.9554 | 1 | 222.866 | 100 | 580.0493 | 546.9227 | 546.9227 | 546.9227 | 33.1266 | 580.0493 | 108.8238 | 96.8428 | 96.8428 | 96.8428 | 11.9809 | 108.8238 | 10006.0715 | 9335.4196 | 9335.4196 | 9383.3633 | 622.7083 | 9958.1279 | 47.9436 | 47.9436 | 10006.0715 | 689.1892 | 550.097 | 550.097 | 550.097 | 139.0922 | 689.1892 | 4332.1263 | 4332.1263 | 1487.0036 | 1487.0036 | 1607.5434 | 1607.5434 | 291.155 | 291.155 | 946.4244 | 946.4244 | 231405188.6765 | 1409087729.1295 | 108883055.2932 | 2624026.9008 | 1752 | 69.9168 | 31237.0314 | 1844.304 | 2.3187 | 1251.5815 | 211 | 3040 | 4611.9232 | 760 | 190 | 0.069721
4051 | 978.6028 | 801.8 | 1000 | 4000 | 3 | 99.87% | 100 | 227.0837 | 225.0922 | 225.0922 | 1 | 227.0837 | 100 | 610.2321 | 575.3802 | 575.3802 | 575.3802 | 34.8519 | 610.2321 | 108.819 | 96.8381 | 96.8381 | 96.8381 | 11.9809 | 108.819 | 10799.6834 | 10079.2387 | 10079.2387 | 10128.3076 | 671.3758 | 10750.6146 | 49.0689 | 49.0689 | 10799.6834 | 692.4897 | 552.6867 | 552.6867 | 552.6867 | 139.8031 | 692.4897 | 4414.5226 | 4414.5226 | 1569.5384 | 1569.5384 | 1607.465 | 1607.465 | 291.1408 | 291.1408 | 946.3783 | 946.3783 | 232154970.167 | 1409087729.1295 | 108515406.7312 | 2241893.9722 | 1752 | 70.5734 | 26477.6959 | 1563.3022 | 1.9654 | 1321.1138 | 211 | 3040 | 4611.9232 | 760 | 190 | 0.069495
4052 | 1030.1083 | 801.8 | 1000 | 4000 | 3 | 99.88% | 100 | 231.2975 | 229.9016 | 229.9016 | 1 | 231.2975 | 100 | 640.3549 | 603.781 | 603.781 | 603.781 | 36.5739 | 640.3549 | 108.8145 | 96.8336 | 96.8336 | 96.8336 | 11.9809 | 108.8145 | 12104.297 | 11303.3997 | 11303.3997 | 11352.9311 | 751.3659 | 12054.7657 | 49.5314 | 49.5314 | 12104.297 | 695.0255 | 554.6659 | 554.6659 | 554.6659 | 140.3596 | 695.0255 | 4496.9192 | 4496.9192 | 1652.0683 | 1652.0683 | 1607.3898 | 1607.3898 | 291.1272 | 291.1272 | 946.334 | 946.334 | 232848642.753 | 1409087729.1295 | 107972732.0547 | 2090896.0627 | 1752 | 71.2034 | 25209.7409 | 1488.4393 | 1.8713 | 1390.6462 | 211 | 3040 | 4611.9232 | 760 | 190 | 0.06916
4053 | 20.6022 | 851.2 | 1000 | 4000 | 6 | 97.15% | 100 | 172.5715 | 172.3902 | 172.3902 | 1 | 172.5715 | 100 | 131.8646 | 124.34 | 124.34 | 124.34 | 7.5246 | 131.8646 | 114.7088 | 102.0896 | 102.0896 | 102.0896 | 12.6191 | 114.7088 | 1173.7252 | 1040.8944 | 1040.8944 | 1091.338 | 82.3871 | 1123.2815 | 50.4437 | 50.4437 | 1173.7252 | 299.8755 | 241.1884 | 241.1884 | 241.1884 | 58.6871 | 299.8755 | 3271.196 | 3271.196 | 33.0731 | 33.0731 | 1708.0644 | 1708.0644 | 582.8144 | 582.8144 | 947.2441 | 947.2441 | 23475348.0767 | 1420248891.3663 | 258412707.0208 | 49862998.89 | 1751.9999 | 53.8112 | 613729.6062 | 36235.9638 | 45.5565 | 27.8129 | 224 | 3040 | 4611.9232 | 760 | 190 | 0.16187
4054 | 51.5054 | 851.2 | 1000 | 4000 | 6 | 97.45% | 100 | 174.8225 | 174.4238 | 174.4238 | 1 | 174.8225 | 100 | 136.3455 | 128.5648 | 128.5648 | 128.5648 | 7.7807 | 136.3455 | 114.7036 | 102.0844 | 102.0844 | 102.0844 | 12.6192 | 114.7036 | 1298.6228 | 1158.3513 | 1158.3513 | 1208.7777 | 89.8451 | 1248.1964 | 50.4264 | 50.4264 | 1298.6228 | 333.917 | 268.4232 | 268.4232 | 268.4232 | 65.4938 | 333.917 | 3320.6275 | 3320.6275 | 82.6784 | 82.6784 | 1707.9727 | 1707.9727 | 582.7831 | 582.7831 | 947.1933 | 947.1933 | 56641212.9035 | 1420248907.4912 | 230436839.9905 | 44673039.6148 | 1752 | 54.6919 | 550936.5022 | 32528.5189 | 40.8954 | 69.5323 | 224 | 3040 | 4611.9232 | 760 | 190 | 0.14463
4055 | 154.5162 | 851.2 | 1000 | 4000 | 5 | 98.29% | 100 | 177.0809 | 175.9537 | 175.9537 | 1 | 177.0809 | 100 | 158.1693 | 149.1426 | 149.1426 | 149.1426 | 9.0267 | 158.1693 | 114.695 | 102.076 | 102.076 | 102.076 | 12.619 | 114.695 | 1577.1689 | 1422.6916 | 1422.6916 | 1470.7364 | 106.4324 | 1529.124 | 48.0449 | 48.0449 | 1577.1689 | 480.4187 | 385.4107 | 385.4107 | 385.4107 | 95.008 | 480.4187 | 3388.6131 | 3388.6131 | 248.0176 | 248.0176 | 1707.8514 | 1707.8514 | 485.6181 | 485.6181 | 947.126 | 947.126 | 145190216.0544 | 1420262801.8209 | 156650801.7042 | 29896180.4205 | 1752 | 57.4224 | 350817.2499 | 20713.0323 | 26.0408 | 208.5969 | 224 | 3040 | 4611.9232 | 760 | 190 | 0.099158
4056 | 206.0217 | 851.2 | 1000 | 4000 | 5 | 98.62% | 100 | 180.9065 | 179.5785 | 179.5785 | 1 | 180.9065 | 100 | 176.2401 | 166.1813 | 166.1813 | 166.1813 | 10.0588 | 176.2401 | 114.6868 | 102.0677 | 102.0677 | 102.0677 | 12.619 | 114.6868 | 1916.9694 | 1742.4329 | 1742.4329 | 1789.8783 | 127.0911 | 1869.524 | 47.4455 | 47.4455 | 1916.9694 | 554.9504 | 444.6914 | 444.6914 | 444.6914 | 110.259 | 554.9504 | 3471.0007 | 3471.0007 | 330.6631 | 330.6631 | 1707.7112 | 1707.7112 | 485.5782 | 485.5782 | 947.0482 | 947.0482 | 172309837.7766 | 1420262807.5206 | 135276425.0993 | 24150934.5718 | 1752 | 58.6767 | 279000.2786 | 16472.7982 | 20.7099 | 278.1292 | 224 | 3040 | 4611.9232 | 760 | 190 | 0.085986
4057 | 257.5271 | 851.2 | 1000 | 4000 | 4 | 98.89% | 100 | 179.5362 | 178.3404 | 178.3404 | 1 | 179.5362 | 100 | 202.2589 | 190.7152 | 190.7152 | 190.7152 | 11.5437 | 202.2589 | 114.6879 | 102.0689 | 102.0689 | 102.0689 | 12.619 | 114.6879 | 1877.4874 | 1705.8847 | 1705.8847 | 1752.891 | 124.5964 | 1830.4811 | 47.0063 | 47.0063 | 1877.4874 | 598.3326 | 478.9719 | 478.9719 | 478.9719 | 119.3607 | 598.3326 | 3456.5994 | 3456.5994 | 413.3346 | 413.3346 | 1707.7352 | 1707.7352 | 388.468 | 388.468 | 947.0615 | 947.0615 | 186290065.6543 | 1420262812.927 | 126011821.4789 | 19435307.0775 | 1752 | 59.8596 | 222141.6996 | 13115.741 | 16.4893 | 347.6615 | 224 | 3040 | 4611.9232 | 760 | 190 | 0.080277
4058 | 309.0325 | 851.2 | 1000 | 4000 | 4 | 99.11% | 100 | 183.5151 | 182.2893 | 182.2893 | 1 | 183.5151 | 100 | 231.1607 | 217.9666 | 217.9666 | 217.9666 | 13.1942 | 231.1607 | 114.6801 | 102.0611 | 102.0611 | 102.0611 | 12.619 | 114.6801 | 2321.5321 | 2123.2411 | 2123.2411 | 2169.8151 | 151.717 | 2274.9581 | 46.5741 | 46.5741 | 2321.5321 | 621.9899 | 497.5784 | 497.5784 | 497.5784 | 124.4115 | 621.9899 | 3538.9879 | 3538.9879 | 495.9625 | 495.9625 | 1707.6009 | 1707.6009 | 388.4375 | 388.4375 | 946.987 | 946.987 | 195038094.649 | 1420268581.5858 | 121167272.7752 | 15526056.4972 | 1752 | 60.9846 | 176576.4203 | 10425.4654 | 13.1071 | 417.1938 | 224 | 3040 | 4611.9232 | 760 | 190 | 0.077294
4059 | 360.5379 | 851.2 | 1000 | 4000 | 4 | 99.3% | 100 | 187.5692 | 186.0975 | 186.0975 | 1 | 187.5692 | 100 | 260.7836 | 245.8976 | 245.8976 | 245.8976 | 14.886 | 260.7836 | 114.6721 | 102.0531 | 102.0531 | 102.0531 | 12.619 | 114.6721 | 2855.8492 | 2624.7485 | 2624.7485 | 2671.4796 | 184.3696 | 2809.1181 | 46.7311 | 46.7311 | 2855.8492 | 638.9639 | 510.9285 | 510.9285 | 510.9285 | 128.0355 | 638.9639 | 3621.3775 | 3621.3775 | 578.5797 | 578.5797 | 1707.4732 | 1707.4732 | 388.4084 | 388.4084 | 946.9162 | 946.9162 | 201406198.7439 | 1420269293.7408 | 117973223.7382 | 12351283.7771 | 1752 | 62.0559 | 141391.0334 | 8348.0417 | 10.4953 | 486.7262 | 224 | 3040 | 4611.9232 | 760 | 190 | 0.075323
4060 | 412.0433 | 851.2 | 1000 | 4000 | 4 | 99.46% | 100 | 191.6535 | 189.7238 | 189.7238 | 1 | 191.6535 | 100 | 290.5059 | 273.9222 | 273.9222 | 273.9222 | 16.5838 | 290.5059 | 114.6649 | 102.0459 | 102.0459 | 102.0459 | 12.619 | 114.6649 | 3590.6175 | 3314.1437 | 3314.1437 | 3361.2664 | 229.3511 | 3543.4947 | 47.1227 | 47.1227 | 3590.6175 | 651.2839 | 520.5939 | 520.5939 | 520.5939 | 130.69 | 651.2839 | 3703.7679 | 3703.7679 | 661.1868 | 661.1868 | 1707.3516 | 1707.3516 | 388.3808 | 388.3808 | 946.8488 | 946.8488 | 206441391.1472 | 1420253666.9997 | 115792117.0911 | 9512824.7619 | 1752 | 63.0724 | 108095.3153 | 6382.1883 | 8.0238 | 556.2585 | 224 | 3040 | 4611.9232 | 760 | 190 | 0.073979
4061 | 463.5487 | 851.2 | 1000 | 4000 | 4 | 99.56% | 100 | 195.7618 | 194.1906 | 194.1906 | 1 | 195.7618 | 100 | 320.5131 | 302.2152 | 302.2152 | 302.2152 | 18.2979 | 320.5131 | 114.6584 | 102.0393 | 102.0393 | 102.0393 | 12.619 | 114.6584 | 4505.4833 | 4172.8009 | 4172.8009 | 4220.17 | 285.3133 | 4458.1142 | 47.3691 | 47.3691 | 4505.4833 | 660.9887 | 528.1799 | 528.1799 | 528.1799 | 132.8088 | 660.9887 | 3786.1592 | 3786.1592 | 743.7847 | 743.7847 | 1707.2357 | 1707.2357 | 388.3544 | 388.3544 | 946.7845 | 946.7845 | 210238906.9868 | 1420267745.9849 | 113771580.9029 | 7721766.1253 | 1752 | 64.0454 | 87432.2632 | 5162.1957 | 6.49 | 625.7908 | 224 | 3040 | 4611.9232 | 760 | 190 | 0.072734
4062 | 515.0541 | 851.2 | 1000 | 4000 | 4 | 99.64% | 100 | 199.8882 | 198.526 | 198.526 | 1 | 199.8882 | 100 | 350.6927 | 330.6706 | 330.6706 | 330.6706 | 20.0221 | 350.6927 | 114.6512 | 102.0322 | 102.0322 | 102.0322 | 12.619 | 114.6512 | 5628.0765 | 5228.0033 | 5228.0033 | 5273.927 | 354.1495 | 5582.1528 | 45.9237 | 45.9237 | 5628.0765 | 669.3263 | 534.6944 | 534.6944 | 534.6944 | 134.6319 | 669.3263 | 3868.5513 | 3868.5513 | 826.3739 | 826.3739 | 1707.1251 | 1707.1251 | 388.3292 | 388.3292 | 946.7232 | 946.7232 | 213310675.4948 | 1420269293.7408 | 112185834.7564 | 6234196.008 | 1752 | 64.9709 | 70066.0248 | 4136.8543 | 5.2009 | 695.3231 | 224 | 3040 | 4611.9232 | 760 | 190 | 0.071757
4063 | 566.5595 | 851.2 | 1000 | 4000 | 4 | 99.71% | 100 | 204.0568 | 202.1783 | 202.1783 | 1 | 204.0568 | 100 | 381.1856 | 359.4213 | 359.4213 | 359.4213 | 21.7643 | 381.1856 | 114.6449 | 102.0259 | 102.0259 | 102.0259 | 12.619 | 114.6449 | 6705.4946 | 6238.7288 | 6238.7288 | 6285.2888 | 420.2058 | 6658.9346 | 46.56 | 46.56 | 6705.4946 | 677.5354 | 541.1425 | 541.1425 | 541.1425 | 136.3929 | 677.5354 | 3950.9442 | 3950.9442 | 908.955 | 908.955 | 1707.0194 | 1707.0194 | 388.3052 | 388.3052 | 946.6646 | 946.6646 | 215696102.8078 | 1420269293.7408 | 110966220.2073 | 5068383.244 | 1752 | 65.8522 | 57608.622 | 3401.3414 | 4.2762 | 764.8554 | 224 | 3040 | 4611.9232 | 760 | 190 | 0.071005
4064 | 618.065 | 851.2 | 1000 | 4000 | 4 | 99.74% | 100 | 208.2318 | 206.9852 | 206.9852 | 1 | 208.2318 | 100 | 412.0667 | 388.5379 | 388.5379 | 388.5379 | 23.5288 | 412.0667 | 114.6389 | 102.0199 | 102.0199 | 102.0199 | 12.619 | 114.6389 | 7792.9852 | 7260.0684 | 7260.0684 | 7306.0911 | 486.894 | 7746.9624 | 46.0227 | 46.0227 | 7792.9852 | 684.1792 | 546.3398 | 546.3398 | 546.3398 | 137.8394 | 684.1792 | 4033.3377 | 4033.3377 | 991.5286 | 991.5286 | 1706.9184 | 1706.9184 | 388.2822 | 388.2822 | 946.6085 | 946.6085 | 217479039.7183 | 1420269293.7408 | 109745211.9805 | 4506454.5604 | 1752 | 66.6949 | 49428.3765 | 2918.3615 | 3.669 | 834.3877 | 224 | 3040 | 4611.9232 | 760 | 190 | 0.070252
4065 | 669.5704 | 851.2 | 1000 | 4000 | 3 | 99.77% | 100 | 207.1599 | 206.0943 | 206.0943 | 1 | 207.1599 | 100 | 443.1645 | 417.8603 | 417.8603 | 417.8603 | 25.3042 | 443.1645 | 114.6399 | 102.0209 | 102.0209 | 102.0209 | 12.619 | 114.6399 | 6595.4278 | 6135.9188 | 6135.9188 | 6181.8149 | 413.6129 | 6549.5318 | 45.8961 | 45.8961 | 6595.4278 | 690.3465 | 551.185 | 551.185 | 551.185 | 139.1615 | 690.3465 | 4018.9354 | 4018.9354 | 1074.1669 | 1074.1669 | 1706.9357 | 1706.9357 | 291.2146 | 291.2146 | 946.6181 | 946.6181 | 219025553.68 | 1420269293.7408 | 108744526.9926 | 3960625.5866 | 1752 | 67.4969 | 45052.7445 | 2660.0144 | 3.3442 | 903.92 | 224 | 3040 | 4611.9232 | 760 | 190 | 0.069636
4066 | 721.0758 | 851.2 | 1000 | 4000 | 3 | 99.81% | 100 | 211.3563 | 210.2466 | 210.2466 | 1 | 211.3563 | 100 | 474.1596 | 447.0841 | 447.0841 | 447.0841 | 27.0754 | 474.1596 | 114.6341 | 102.0151 | 102.0151 | 102.0151 | 12.619 | 114.6341 | 7695.6174 | 7167.402 | 7167.402 | 7214.5185 | 481.0989 | 7648.5009 | 47.1165 | 47.1165 | 7695.6174 | 695.0762 | 554.8864 | 554.8864 | 554.8864 | 140.1898 | 695.0762 | 4101.3294 | 4101.3294 | 1156.7291 | 1156.7291 | 1706.8383 | 1706.8383 | 291.198 | 291.198 | 946.5641 | 946.5641 | 220373824.5888 | 1420269293.7408 | 107979009.4551 | 3377872.2153 | 1752 | 68.2611 | 39053.857 | 2305.8268 | 2.8989 | 973.4523 | 224 | 3040 | 4611.9232 | 760 | 190 | 0.069164
4067 | 772.5812 | 851.2 | 1000 | 4000 | 3 | 99.82% | 100 | 215.5592 | 214.8341 | 214.8341 | 1 | 215.5592 | 100 | 505.2727 | 476.4191 | 476.4191 | 476.4191 | 28.8535 | 505.2727 | 114.6285 | 102.0095 | 102.0095 | 102.0095 | 12.619 | 114.6285 | 8502.5267 | 7925.219 | 7925.219 | 7971.9661 | 530.5606 | 8455.7796 | 46.7471 | 46.7471 | 8502.5267 | 700.1442 | 558.8618 | 558.8618 | 558.8618 | 141.2824 | 700.1442 | 4183.7241 | 4183.7241 | 1239.2848 | 1239.2848 | 1706.7449 | 1706.7449 | 291.1821 | 291.1821 | 946.5123 | 946.5123 | 221492563.7891 | 1420269293.7408 | 107099457.128 | 3138685.3421 | 1752 | 68.9923 | 35447.6088 | 2092.9058 | 2.6312 | 1042.9846 | 224 | 3040 | 4611.9232 | 760 | 190 | 0.068622
4068 | 824.0866 | 851.2 | 1000 | 4000 | 3 | 99.84% | 100 | 219.7717 | 218.867 | 218.867 | 1 | 219.7717 | 100 | 536.3883 | 505.7564 | 505.7564 | 505.7564 | 30.6319 | 536.3883 | 114.6231 | 102.0042 | 102.0042 | 102.0042 | 12.619 | 114.6231 | 9179.9943 | 8561.1344 | 8561.1344 | 8607.8903 | 572.104 | 9133.2384 | 46.7559 | 46.7559 | 9179.9943 | 705.1389 | 562.7951 | 562.7951 | 562.7951 | 142.3438 | 705.1389 | 4266.1194 | 4266.1194 | 1321.8345 | 1321.8345 | 1706.6554 | 1706.6554 | 291.1668 | 291.1668 | 946.4627 | 946.4627 | 222527513.5388 | 1420269293.7408 | 106336510.9015 | 2866681.819 | 1752 | 69.6904 | 33062.3128 | 1952.0726 | 2.4542 | 1112.5169 | 224 | 3040 | 4611.9232 | 760 | 190 | 0.068152
4069 | 875.592 | 851.2 | 1000 | 4000 | 3 | 99.85% | 100 | 223.989 | 223.0598 | 223.0598 | 1 | 223.989 | 100 | 567.4515 | 535.0441 | 535.0441 | 535.0441 | 32.4074 | 567.4515 | 114.618 | 101.999 | 101.999 | 101.999 | 12.619 | 114.618 | 10012.265 | 9341.4413 | 9341.4413 | 9389.1742 | 623.0909 | 9964.5322 | 47.7329 | 47.7329 | 10012.265 | 709.5666 | 566.2873 | 566.2873 | 566.2873 | 143.2793 | 709.5666 | 4348.5152 | 4348.5152 | 1404.3784 | 1404.3784 | 1706.5695 | 1706.5695 | 291.1521 | 291.1521 | 946.4151 | 946.4151 | 223441120.8747 | 1420269293.7408 | 105668666.2817 | 2620919.1028 | 1752 | 70.3579 | 30951.5015 | 1827.4456 | 2.2975 | 1182.0492 | 224 | 3040 | 4611.9232 | 760 | 190 | 0.06774
4070 | 927.0974 | 851.2 | 1000 | 4000 | 3 | 99.86% | 100 | 228.2073 | 227.4114 | 227.4114 | 1 | 228.2073 | 100 | 598.5692 | 564.3831 | 564.3831 | 564.3831 | 34.1861 | 598.5692 | 114.6131 | 101.9941 | 101.9941 | 101.9941 | 12.619 | 114.6131 | 10778.7676 | 10059.8692 | 10059.8692 | 10108.7026 | 670.065 | 10729.9342 | 48.8334 | 48.8334 | 10778.7676 | 713.6005 | 569.4621 | 569.4621 | 569.4621 | 144.1384 | 713.6005 | 4430.9115 | 4430.9115 | 1486.9171 | 1486.9171 | 1706.487 | 1706.487 | 291.1381 | 291.1381 | 946.3693 | 946.3693 | 224230024.2462 | 1420269293.7408 | 105045324.1423 | 2455357.8708 | 1752 | 70.9971 | 29781.3969 | 1758.36 | 2.2106 | 1251.5815 | 224 | 3040 | 4611.9232 | 760 | 190 | 0.067356
4071 | 978.6028 | 851.2 | 1000 | 4000 | 3 | 99.88% | 100 | 232.4225 | 231.0071 | 231.0071 | 1 | 232.4225 | 100 | 629.696 | 593.7306 | 593.7306 | 593.7306 | 35.9654 | 629.696 | 114.6086 | 101.9896 | 101.9896 | 101.9896 | 12.619 | 114.6086 | 12006.7344 | 11211.9625 | 11211.9625 | 11261.3792 | 745.3552 | 11957.3177 | 49.4167 | 49.4167 | 12006.7344 | 716.6191 | 571.8271 | 571.8271 | 571.8271 | 144.7921 | 716.6191 | 4513.3083 | 4513.3083 | 1569.4506 | 1569.4506 | 1706.4077 | 1706.4077 | 291.1245 | 291.1245 | 946.3254 | 946.3254 | 224948710.4827 | 1420255442.1795 | 104690495.4723 | 2105351.8655 | 1752 | 71.6079 | 25085.0875 | 1481.0795 | 1.862 | 1321.1138 | 224 | 3040 | 4611.9232 | 760 | 190 | 0.067138
4072 | 1030.1083 | 851.2 | 1000 | 4000 | 3 | 99.89% | 100 | 236.639 | 235.6917 | 235.6917 | 1 | 236.639 | 100 | 660.791 | 623.048 | 623.048 | 623.048 | 37.743 | 660.791 | 114.6044 | 101.9854 | 101.9854 | 101.9854 | 12.619 | 114.6044 | 13331.7495 | 12456.1016 | 12456.1016 | 12505.226 | 826.5235 | 13282.6251 | 49.1244 | 49.1244 | 13331.7495 | 719.5067 | 574.0924 | 574.0924 | 574.0924 | 145.4143 | 719.5067 | 4595.7055 | 4595.7055 | 1651.9794 | 1651.9794 | 1706.3315 | 1706.3315 | 291.1115 | 291.1115 | 946.2831 | 946.2831 | 225617225.7184 | 1420262514.5073 | 104159980.2959 | 1960279.4784 | 1752 | 72.195 | 22847.9906 | 1348.9963 | 1.696 | 1390.6462 | 224 | 3040 | 4611.9232 | 760 | 190 | 0.066811
4073 | 20.6022 | 900.6 | 1000 | 4000 | 7 | 97.42% | 100 | 182.9677 | 182.6859 | 182.6859 | 1 | 182.9677 | 100 | 134.7338 | 127.044 | 127.044 | 127.044 | 7.6898 | 134.7338 | 120.479 | 107.2227 | 107.2227 | 107.2227 | 13.2563 | 120.479 | 1486.563 | 1334.5949 | 1334.5949 | 1385.0467 | 101.5163 | 1436.1112 | 50.4518 | 50.4518 | 1486.563 | 305.4123 | 245.5247 | 245.5247 | 245.5247 | 59.8876 | 305.4123 | 3466.7578 | 3466.7578 | 33.0664 | 33.0664 | 1806.8269 | 1806.8269 | 679.8123 | 679.8123 | 947.0521 | 947.0521 | 22962199.7882 | 1430446451.3959 | 253347632.9024 | 45243715.966 | 1752 | 56.2465 | 557912.2603 | 32940.3832 | 41.4132 | 27.8129 | 237 | 3040 | 4611.9232 | 760 | 190 | 0.15875
4074 | 51.5054 | 900.6 | 1000 | 4000 | 6 | 97.68% | 100 | 179.9778 | 179.586 | 179.586 | 1 | 179.9778 | 100 | 140.0131 | 132.0223 | 132.0223 | 132.0223 | 7.9908 | 140.0131 | 120.4838 | 107.2275 | 107.2275 | 107.2275 | 13.2563 | 120.4838 | 1422.8944 | 1274.8359 | 1274.8359 | 1325.477 | 97.4175 | 1372.2534 | 50.641 | 50.641 | 1422.8944 | 340.125 | 273.2914 | 273.2914 | 273.2914 | 66.8336 | 340.125 | 3419.4014 | 3419.4014 | 82.67 | 82.67 | 1806.9114 | 1806.9114 | 582.7235 | 582.7235 | 947.0964 | 947.0964 | 55151627.9956 | 1430448850.3902 | 225802048.3509 | 40597473.2633 | 1752 | 57.0458 | 502473.3066 | 29667.1439 | 37.298 | 69.5323 | 237 | 3040 | 4611.9232 | 760 | 190 | 0.14177
4075 | 154.5162 | 900.6 | 1000 | 4000 | 5 | 98.45% | 100 | 182.2893 | 181.1372 | 181.1372 | 1 | 182.2893 | 100 | 162.7708 | 153.4806 | 153.4806 | 153.4806 | 9.2902 | 162.7708 | 120.4782 | 107.2217 | 107.2217 | 107.2217 | 13.2564 | 120.4782 | 1729.2749 | 1565.7954 | 1565.7954 | 1613.5419 | 115.733 | 1681.5284 | 47.7465 | 47.7465 | 1729.2749 | 489.9622 | 392.9082 | 392.9082 | 392.9082 | 97.0541 | 489.9622 | 3487.388 | 3487.388 | 247.9934 | 247.9934 | 1806.7909 | 1806.7909 | 485.5705 | 485.5705 | 947.0332 | 947.0332 | 141068410.7198 | 1430434571.4283 | 153370988.8662 | 27126028.9857 | 1752 | 59.5225 | 314654.402 | 18577.8972 | 23.3564 | 208.5969 | 237 | 3040 | 4611.9232 | 760 | 190 | 0.097137
4076 | 206.0217 | 900.6 | 1000 | 4000 | 5 | 98.75% | 100 | 186.1626 | 184.4111 | 184.4111 | 1 | 186.1626 | 100 | 181.2051 | 170.862 | 170.862 | 170.862 | 10.3431 | 181.2051 | 120.4695 | 107.2131 | 107.2131 | 107.2131 | 13.2564 | 120.4695 | 2073.1935 | 1888.904 | 1888.904 | 1936.4824 | 136.7111 | 2025.615 | 47.5784 | 47.5784 | 2073.1935 | 569.0007 | 455.7872 | 455.7872 | 455.7872 | 113.2135 | 569.0007 | 3569.777 | 3569.777 | 330.6323 | 330.6323 | 1806.6514 | 1806.6514 | 485.5331 | 485.5331 | 946.9602 | 946.9602 | 167689094.9841 | 1430438045.1635 | 132051034.7586 | 21821825.0938 | 1752 | 60.6645 | 251551.2153 | 14852.1444 | 18.6724 | 278.1292 | 237 | 3040 | 4611.9232 | 760 | 190 | 0.083998
4077 | 257.5271 | 900.6 | 1000 | 4000 | 4 | 98.98% | 100 | 184.8047 | 183.6692 | 183.6692 | 1 | 184.8047 | 100 | 208.0044 | 196.1318 | 196.1318 | 196.1318 | 11.8726 | 208.0044 | 120.4705 | 107.2141 | 107.2141 | 107.2141 | 13.2564 | 120.4705 | 2037.8645 | 1856.2957 | 1856.2957 | 1903.4372 | 134.4273 | 1990.723 | 47.1415 | 47.1415 | 2037.8645 | 614.0365 | 491.3744 | 491.3744 | 491.3744 | 122.6622 | 614.0365 | 3555.3754 | 3555.3754 | 413.2958 | 413.2958 | 1806.6753 | 1806.6753 | 388.4316 | 388.4316 | 946.9727 | 946.9727 | 181134458.9734 | 1430441494.9293 | 122472331.346 | 17951714.7512 | 1752 | 61.7469 | 206378.2391 | 12185.0312 | 15.3192 | 347.6615 | 237 | 3040 | 4611.9232 | 760 | 190 | 0.078095
4078 | 309.0325 | 900.6 | 1000 | 4000 | 4 | 99.2% | 100 | 188.7929 | 187.5743 | 187.5743 | 1 | 188.7929 | 100 | 237.7206 | 224.1508 | 224.1508 | 224.1508 | 13.5697 | 237.7206 | 120.4614 | 107.2052 | 107.2052 | 107.2052 | 13.2562 | 120.4614 | 2564.1119 | 2350.4691 | 2350.4691 | 2397.5698 | 166.5421 | 2517.0112 | 47.1007 | 47.1007 | 2564.1119 | 638.2373 | 510.4106 | 510.4106 | 510.4106 | 127.8267 | 638.2373 | 3637.7651 | 3637.7651 | 495.9183 | 495.9183 | 1806.5415 | 1806.5415 | 388.4028 | 388.4028 | 946.9025 | 946.9025 | 189645003.9675 | 1430446625.675 | 117865288.036 | 14043082.3215 | 1752 | 62.7699 | 163210.9314 | 9636.3371 | 12.115 | 417.1938 | 237 | 3040 | 4611.9232 | 760 | 190 | 0.075256
4079 | 360.5379 | 900.6 | 1000 | 4000 | 4 | 99.37% | 100 | 192.853 | 191.3002 | 191.3002 | 1 | 192.853 | 100 | 268.1339 | 252.8271 | 252.8271 | 252.8271 | 15.3068 | 268.1339 | 120.4533 | 107.1971 | 107.1971 | 107.1971 | 13.2562 | 120.4533 | 3182.4734 | 2931.2615 | 2931.2615 | 2978.0711 | 204.4023 | 3135.6638 | 46.8096 | 46.8096 | 3182.4734 | 656.5384 | 524.82 | 524.82 | 524.82 | 131.7184 | 656.5384 | 3720.1557 | 3720.1557 | 578.5305 | 578.5305 | 1806.4141 | 1806.4141 | 388.3754 | 388.3754 | 946.8357 | 946.8357 | 195880131.7882 | 1430465559.7517 | 114634750.8393 | 11019557.6209 | 1752 | 63.7473 | 124447.8685 | 7347.6795 | 9.2376 | 486.7262 | 237 | 3040 | 4611.9232 | 760 | 190 | 0.073266
4080 | 412.0433 | 900.6 | 1000 | 4000 | 4 | 99.51% | 100 | 196.9355 | 195.5511 | 195.5511 | 1 | 196.9355 | 100 | 298.8667 | 281.8044 | 281.8044 | 281.8044 | 17.0623 | 298.8667 | 120.4459 | 107.1898 | 107.1898 | 107.1898 | 13.2562 | 120.4459 | 4076.9123 | 3771.5062 | 3771.5062 | 3817.8886 | 259.0237 | 4030.5299 | 46.3824 | 46.3824 | 4076.9123 | 668.7662 | 534.4045 | 534.4045 | 534.4045 | 134.3617 | 668.7662 | 3802.5472 | 3802.5472 | 661.1333 | 661.1333 | 1806.2926 | 1806.2926 | 388.3493 | 388.3493 | 946.7721 | 946.7721 | 200549227.0973 | 1430466123.161 | 112339539.8647 | 8645109.8769 | 1752 | 64.6799 | 97471.5322 | 5754.9365 | 7.2352 | 556.2585 | 237 | 3040 | 4611.9232 | 760 | 190 | 0.071851
4081 | 463.5487 | 900.6 | 1000 | 4000 | 4 | 99.6% | 100 | 201.0643 | 199.4853 | 199.4853 | 1 | 201.0643 | 100 | 329.9625 | 311.1237 | 311.1237 | 311.1237 | 18.8387 | 329.9625 | 120.439 | 107.1829 | 107.1829 | 107.1829 | 13.2562 | 120.439 | 4923.696 | 4565.9731 | 4565.9731 | 4612.7639 | 310.9321 | 4876.9052 | 46.7908 | 46.7908 | 4923.696 | 680.9219 | 543.9392 | 543.9392 | 543.9392 | 136.9826 | 680.9219 | 3884.9395 | 3884.9395 | 743.7272 | 743.7272 | 1806.1766 | 1806.1766 | 388.3244 | 388.3244 | 946.7113 | 946.7113 | 204169490.7425 | 1430466123.161 | 110310041.1093 | 7054344.9872 | 1752 | 65.573 | 78084.8801 | 4610.3053 | 5.7962 | 625.7908 | 237 | 3040 | 4611.9232 | 760 | 190 | 0.0706
4082 | 515.0541 | 900.6 | 1000 | 4000 | 4 | 99.68% | 100 | 205.2092 | 203.6029 | 203.6029 | 1 | 205.2092 | 100 | 361.1384 | 340.5185 | 340.5185 | 340.5185 | 20.6199 | 361.1384 | 120.4332 | 107.177 | 107.177 | 107.177 | 13.2562 | 120.4332 | 6107.6417 | 5678.2627 | 5678.2627 | 5724.0575 | 383.5842 | 6061.8469 | 45.7948 | 45.7948 | 6107.6417 | 690.0946 | 551.1436 | 551.1436 | 551.1436 | 138.951 | 690.0946 | 3967.3324 | 3967.3324 | 826.3128 | 826.3128 | 1806.0658 | 1806.0658 | 388.3005 | 388.3005 | 946.6532 | 946.6532 | 207115513.4723 | 1430459245.8988 | 108762926.3237 | 5662314.3052 | 1752 | 66.4236 | 63434.2913 | 3745.3019 | 4.7087 | 695.3231 | 237 | 3040 | 4611.9232 | 760 | 190 | 0.069647
4083 | 566.5595 | 900.6 | 1000 | 4000 | 4 | 99.73% | 100 | 209.3765 | 207.8014 | 207.8014 | 1 | 209.3765 | 100 | 392.649 | 370.2287 | 370.2287 | 370.2287 | 22.4203 | 392.649 | 120.4264 | 107.1703 | 107.1703 | 107.1703 | 13.2562 | 120.4264 | 7203.7142 | 6706.7562 | 6706.7562 | 6752.9281 | 450.7861 | 7157.5423 | 46.1719 | 46.1719 | 7203.7142 | 698.8532 | 558.009 | 558.009 | 558.009 | 140.8443 | 698.8532 | 4049.7261 | 4049.7261 | 908.8908 | 908.8908 | 1805.9599 | 1805.9599 | 388.2778 | 388.2778 | 946.5977 | 946.5977 | 209330134.5124 | 1430466123.161 | 107408119.0399 | 4795623.2868 | 1752 | 67.2363 | 53496.1328 | 3158.5309 | 3.971 | 764.8554 | 237 | 3040 | 4611.9232 | 760 | 190 | 0.068812
4084 | 618.065 | 900.6 | 1000 | 4000 | 3 | 99.76% | 100 | 208.2966 | 207.3507 | 207.3507 | 1 | 208.2966 | 100 | 424.602 | 400.3575 | 400.3575 | 400.3575 | 24.2446 | 424.602 | 120.4272 | 107.1711 | 107.1711 | 107.1711 | 13.2562 | 120.4272 | 6195.0629 | 5760.3406 | 5760.3406 | 5806.0349 | 389.028 | 6149.3686 | 45.6943 | 45.6943 | 6195.0629 | 706.1613 | 563.753 | 563.753 | 563.753 | 142.4083 | 706.1613 | 4035.3237 | 4035.3237 | 991.5272 | 991.5272 | 1805.9781 | 1805.9781 | 291.2113 | 291.2113 | 946.6072 | 946.6072 | 211053913.9906 | 1430466123.161 | 106220332.3017 | 4259630.5466 | 1752 | 68.013 | 47446.245 | 2801.332 | 3.5219 | 834.3877 | 237 | 3040 | 4611.9232 | 760 | 190 | 0.06808
4085 | 669.5704 | 900.6 | 1000 | 4000 | 3 | 99.79% | 100 | 212.4926 | 211.434 | 211.434 | 1 | 212.4926 | 100 | 456.6218 | 430.5475 | 430.5475 | 430.5475 | 26.0743 | 456.6218 | 120.4212 | 107.165 | 107.165 | 107.165 | 13.2562 | 120.4212 | 7001.485 | 6516.3944 | 6516.3944 | 6563.0327 | 438.4523 | 6954.8466 | 46.6384 | 46.6384 | 7001.485 | 712.4963 | 568.7244 | 568.7244 | 568.7244 | 143.7719 | 712.4963 | 4117.7179 | 4117.7179 | 1074.0937 | 1074.0937 | 1805.8758 | 1805.8758 | 291.1948 | 291.1948 | 946.5536 | 946.5536 | 212548105.4685 | 1430466123.161 | 105254182.0977 | 3731589.2729 | 1752 | 68.7537 | 43266.5505 | 2554.5536 | 3.2116 | 903.92 | 237 | 3040 | 4611.9232 | 760 | 190 | 0.067485
4086 | 721.0758 | 900.6 | 1000 | 4000 | 3 | 99.82% | 100 | 216.6878 | 215.6047 | 215.6047 | 1 | 216.6878 | 100 | 488.5934 | 460.692 | 460.692 | 460.692 | 27.9014 | 488.5934 | 120.4154 | 107.1592 | 107.1592 | 107.1592 | 13.2562 | 120.4154 | 8235.9791 | 7674.6102 | 7674.6102 | 7721.7803 | 514.1988 | 8188.809 | 47.1701 | 47.1701 | 8235.9791 | 717.2262 | 572.4238 | 572.4238 | 572.4238 | 144.8024 | 717.2262 | 4200.1127 | 4200.1127 | 1156.6535 | 1156.6535 | 1805.7779 | 1805.7779 | 291.179 | 291.179 | 946.5023 | 946.5023 | 213836358.4843 | 1430466123.161 | 104536503.0508 | 3161015.3039 | 1752 | 69.4606 | 35463.4444 | 2093.8408 | 2.6324 | 973.4523 | 237 | 3040 | 4611.9232 | 760 | 190 | 0.067043
4087 | 772.5812 | 900.6 | 1000 | 4000 | 3 | 99.83% | 100 | 220.8951 | 220.1221 | 220.1221 | 1 | 220.8951 | 100 | 520.6975 | 490.9614 | 490.9614 | 490.9614 | 29.7361 | 520.6975 | 120.4098 | 107.1536 | 107.1536 | 107.1536 | 13.2562 | 120.4098 | 9098.9945 | 8485.2833 | 8485.2833 | 8531.8929 | 567.1015 | 9052.3848 | 46.6096 | 46.6096 | 9098.9945 | 722.5047 | 576.5774 | 576.5774 | 576.5774 | 145.9272 | 722.5047 | 4282.5081 | 4282.5081 | 1239.2072 | 1239.2072 | 1805.684 | 1805.684 | 291.1638 | 291.1638 | 946.4531 | 946.4531 | 214920733.5056 | 1430466123.161 | 103691314.9026 | 2921828.4307 | 1752 | 70.1384 | 33519.0502 | 1979.0394 | 2.4881 | 1042.9846 | 237 | 3040 | 4611.9232 | 760 | 190 | 0.066522
4088 | 824.0866 | 900.6 | 1000 | 4000 | 3 | 99.85% | 100 | 225.1125 | 224.2102 | 224.2102 | 1 | 225.1125 | 100 | 552.7476 | 521.1797 | 521.1797 | 521.1797 | 31.5679 | 552.7476 | 120.4044 | 107.1483 | 107.1483 | 107.1483 | 13.2562 | 120.4044 | 9868.3855 | 9206.7582 | 9206.7582 | 9254.1647 | 614.2208 | 9820.9791 | 47.4064 | 47.4064 | 9868.3855 | 727.7516 | 580.7215 | 580.7215 | 580.7215 | 147.03 | 727.7516 | 4364.904 | 4364.904 | 1321.755 | 1321.755 | 1805.5939 | 1805.5939 | 291.1493 | 291.1493 | 946.4058 | 946.4058 | 215930710.0032 | 1430466123.161 | 102936637.9767 | 2666528.8592 | 1752 | 70.7864 | 31232.2831 | 1844.0236 | 2.3183 | 1112.5169 | 237 | 3040 | 4611.9232 | 760 | 190 | 0.066057
4089 | 875.592 | 900.6 | 1000 | 4000 | 3 | 99.86% | 100 | 229.3292 | 228.4729 | 228.4729 | 1 | 229.3292 | 100 | 584.7445 | 551.3477 | 551.3477 | 551.3477 | 33.3968 | 584.7445 | 120.3993 | 107.1432 | 107.1432 | 107.1432 | 13.2562 | 120.3993 | 10672.0602 | 9960.1684 | 9960.1684 | 10008.6107 | 663.4495 | 10623.6179 | 48.4424 | 48.4424 | 10672.0602 | 732.5737 | 584.5201 | 584.5201 | 584.5201 | 148.0536 | 732.5737 | 4447.3004 | 4447.3004 | 1404.2974 | 1404.2974 | 1805.5073 | 1805.5073 | 291.1353 | 291.1353 | 946.3604 | 946.3604 | 216841696.6559 | 1430466123.161 | 102220651.9116 | 2471528.2715 | 1752 | 71.4072 | 29626.6197 | 1749.2217 | 2.1992 | 1182.0492 | 237 | 3040 | 4611.9232 | 760 | 190 | 0.065615
4090 | 927.0974 | 900.6 | 1000 | 4000 | 3 | 99.88% | 100 | 233.5442 | 231.9339 | 231.9339 | 1 | 233.5442 | 100 | 616.7575 | 581.5308 | 581.5308 | 581.5308 | 35.2267 | 616.7575 | 120.3944 | 107.1382 | 107.1382 | 107.1382 | 13.2562 | 120.3944 | 11812.1889 | 11029.6154 | 11029.6154 | 11078.8175 | 733.3714 | 11762.9868 | 49.2021 | 49.2021 | 11812.1889 | 736.4415 | 587.5577 | 587.5577 | 587.5577 | 148.8838 | 736.4415 | 4529.6973 | 4529.6973 | 1486.8345 | 1486.8345 | 1805.424 | 1805.424 | 291.1219 | 291.1219 | 946.3168 | 946.3168 | 217605399.1679 | 1430466123.161 | 101817455.8505 | 2111021.8206 | 1752 | 72.0011 | 25049.5995 | 1478.9842 | 1.8594 | 1251.5815 | 237 | 3040 | 4611.9232 | 760 | 190 | 0.065367
4091 | 978.6028 | 900.6 | 1000 | 4000 | 3 | 99.89% | 100 | 237.7603 | 236.6104 | 236.6104 | 1 | 237.7603 | 100 | 648.8284 | 611.7684 | 611.7684 | 611.7684 | 37.06 | 648.8284 | 120.3896 | 107.1335 | 107.1335 | 107.1335 | 13.2562 | 120.3896 | 13165.9018 | 12300.5124 | 12300.5124 | 12349.5484 | 816.3535 | 13116.8658 | 49.036 | 49.036 | 13165.9018 | 739.7222 | 590.1344 | 590.1344 | 590.1344 | 149.5878 | 739.7222 | 4612.0946 | 4612.0946 | 1569.3668 | 1569.3668 | 1805.3439 | 1805.3439 | 291.109 | 291.109 | 946.2748 | 946.2748 | 218311014.8876 | 1430466123.161 | 101265266.5176 | 1957595.4338 | 1752 | 72.5722 | 22997.4685 | 1357.8218 | 1.7071 | 1321.1138 | 237 | 3040 | 4611.9232 | 760 | 190 | 0.065027
4092 | 1030.1083 | 900.6 | 1000 | 4000 | 3 | 99.9% | 100 | 241.9777 | 241.1449 | 241.1449 | 1 | 241.9777 | 100 | 680.8865 | 641.9938 | 641.9938 | 641.9938 | 38.8927 | 680.8865 | 120.385 | 107.1289 | 107.1289 | 107.1289 | 13.2562 | 120.385 | 14350.9934 | 13415.0482 | 13415.0482 | 13461.8926 | 889.1008 | 14304.149 | 46.8444 | 46.8444 | 14350.9934 | 743.0798 | 592.7764 | 592.7764 | 592.7764 | 150.3034 | 743.0798 | 4694.4924 | 4694.4924 | 1651.8945 | 1651.8945 | 1805.2668 | 1805.2668 | 291.0966 | 291.0966 | 946.2344 | 946.2344 | 218943186.4043 | 1430466123.161 | 100755683.1247 | 1835007.31 | 1752 | 73.1204 | 20268.6697 | 1196.7074 | 1.5045 | 1390.6462 | 237 | 3040 | 4611.9232 | 760 | 190 | 0.064713
4093 | 20.6022 | 950 | 1000 | 4000 | 6 | 97.65% | 100 | 182.8704 | 182.6126 | 182.6126 | 1 | 182.8704 | 100 | 138.5813 | 130.6718 | 130.6718 | 130.6718 | 7.9094 | 138.5813 | 126.2579 | 112.3658 | 112.3658 | 112.3658 | 13.8922 | 126.2579 | 1402.0411 | 1254.7239 | 1254.7239 | 1305.7735 | 96.2676 | 1350.9915 | 51.0496 | 51.0496 | 1402.0411 | 310.6995 | 249.667 | 249.667 | 249.667 | 61.0325 | 310.6995 | 3468.7437 | 3468.7437 | 33.0664 | 33.0664 | 1905.9319 | 1905.9319 | 582.6951 | 582.6951 | 947.0503 | 947.0503 | 22318259.6417 | 1439847368.5927 | 248599947.8637 | 41234423.9018 | 1752 | 58.4455 | 514875.9292 | 30399.4223 | 38.2187 | 27.8129 | 250 | 3040 | 4611.9232 | 760 | 190 | 0.15582
4094 | 51.5054 | 950 | 1000 | 4000 | 6 | 97.9% | 100 | 185.1291 | 184.7261 | 184.7261 | 1 | 185.1291 | 100 | 144.0294 | 135.8087 | 135.8087 | 135.8087 | 8.2207 | 144.0294 | 126.2505 | 112.3585 | 112.3585 | 112.3585 | 13.8919 | 126.2505 | 1564.5746 | 1408.3935 | 1408.3935 | 1458.5051 | 106.0695 | 1514.4631 | 50.1116 | 50.1116 | 1564.5746 | 345.6967 | 277.6509 | 277.6509 | 277.6509 | 68.0458 | 345.6967 | 3518.1768 | 3518.1768 | 82.662 | 82.662 | 1905.8417 | 1905.8417 | 582.6676 | 582.6676 | 947.0055 | 947.0055 | 53610647.8658 | 1439871555.1949 | 221791088.6981 | 36726708.2412 | 1752 | 59.1682 | 447880.3483 | 26443.8539 | 33.2456 | 69.5323 | 250 | 3040 | 4611.9232 | 760 | 190 | 0.1393
4095 | 154.5162 | 950 | 1000 | 4000 | 5 | 98.57% | 100 | 187.5387 | 186.4365 | 186.4365 | 1 | 187.5387 | 100 | 167.5438 | 157.9803 | 157.9803 | 157.9803 | 9.5634 | 167.5438 | 126.243 | 112.3511 | 112.3511 | 112.3511 | 13.8919 | 126.243 | 1872.954 | 1700.3052 | 1700.3052 | 1748.4138 | 124.5401 | 1824.8453 | 48.1086 | 48.1086 | 1872.954 | 499.873 | 400.7132 | 400.7132 | 400.7132 | 99.1598 | 499.873 | 3586.1645 | 3586.1645 | 247.9705 | 247.9705 | 1905.7221 | 1905.7221 | 485.5258 | 485.5258 | 946.9461 | 946.9461 | 137030181.1468 | 1439864354.9022 | 150070596.4754 | 25034867.4756 | 1752 | 61.4339 | 295318.9911 | 17436.2914 | 21.9212 | 208.5969 | 250 | 3040 | 4611.9232 | 760 | 190 | 0.095103
4096 | 206.0217 | 950 | 1000 | 4000 | 5 | 98.86% | 100 | 191.4026 | 189.998 | 189.998 | 1 | 191.4026 | 100 | 186.2175 | 175.5874 | 175.5874 | 175.5874 | 10.6301 | 186.2175 | 126.2348 | 112.3429 | 112.3429 | 112.3429 | 13.8919 | 126.2348 | 2291.4598 | 2094.0761 | 2094.0761 | 2141.3857 | 150.0741 | 2244.1502 | 47.3096 | 47.3096 | 2291.4598 | 580.0752 | 464.4954 | 464.4954 | 464.4954 | 115.5798 | 580.0752 | 3668.5545 | 3668.5545 | 330.6033 | 330.6033 | 1905.5835 | 1905.5835 | 485.4905 | 485.4905 | 946.8772 | 946.8772 | 163064400.7002 | 1439878090.725 | 129024770.4946 | 20032738.0802 | 1752 | 62.474 | 227172.8207 | 13412.7896 | 16.8628 | 278.1292 | 250 | 3040 | 4611.9232 | 760 | 190 | 0.082133
4097 | 257.5271 | 950 | 1000 | 4000 | 4 | 99.07% | 100 | 190.0724 | 188.8613 | 188.8613 | 1 | 190.0724 | 100 | 213.7533 | 201.5515 | 201.5515 | 201.5515 | 12.2018 | 213.7533 | 126.236 | 112.3441 | 112.3441 | 112.3441 | 13.8919 | 126.236 | 2241.0592 | 2047.2002 | 2047.2002 | 2094.1897 | 146.8695 | 2194.0697 | 46.9895 | 46.9895 | 2241.0592 | 627.7696 | 502.2081 | 502.2081 | 502.2081 | 125.5615 | 627.7696 | 3654.1528 | 3654.1528 | 413.2593 | 413.2593 | 1905.6072 | 1905.6072 | 388.3973 | 388.3973 | 946.889 | 946.889 | 176259663.888 | 1439878090.725 | 119650519.2371 | 16211726.1499 | 1752 | 63.4614 | 185054.7212 | 10926.0432 | 13.7364 | 347.6615 | 250 | 3040 | 4611.9232 | 760 | 190 | 0.076356
4098 | 309.0325 | 950 | 1000 | 4000 | 4 | 99.28% | 100 | 194.0829 | 192.6672 | 192.6672 | 1 | 194.0829 | 100 | 244.3688 | 230.4184 | 230.4184 | 230.4184 | 13.9503 | 244.3688 | 126.2282 | 112.3363 | 112.3363 | 112.3363 | 13.8919 | 126.2282 | 2808.2481 | 2579.5509 | 2579.5509 | 2626.8388 | 181.4093 | 2760.9602 | 47.2879 | 47.2879 | 2808.2481 | 653.9137 | 522.7989 | 522.7989 | 522.7989 | 131.1148 | 653.9137 | 3736.5436 | 3736.5436 | 495.8765 | 495.8765 | 1905.4741 | 1905.4741 | 388.3701 | 388.3701 | 946.8228 | 946.8228 | 184522959.9618 | 1439878090.725 | 114941081.234 | 12657868.0792 | 1752 | 64.3982 | 146002.7875 | 8620.33 | 10.8376 | 417.1938 | 250 | 3040 | 4611.9232 | 760 | 190 | 0.073454
4099 | 360.5379 | 950 | 1000 | 4000 | 4 | 99.44% | 100 | 198.1378 | 196.7693 | 196.7693 | 1 | 198.1378 | 100 | 275.593 | 259.8592 | 259.8592 | 259.8592 | 15.7338 | 275.593 | 126.2207 | 112.3288 | 112.3288 | 112.3288 | 13.8919 | 126.2207 | 3580.7549 | 3306.264 | 3306.264 | 3352.0338 | 228.7211 | 3534.985 | 45.7699 | 45.7699 | 3580.7549 | 672.141 | 537.1509 | 537.1509 | 537.1509 | 134.9901 | 672.141 | 3818.9352 | 3818.9352 | 578.4841 | 578.4841 | 1905.3471 | 1905.3471 | 388.3442 | 388.3442 | 946.7598 | 946.7598 | 190521078.6799 | 1439878090.725 | 111713550.0598 | 9887280.5352 | 1752 | 65.2957 | 110469.1117 | 6522.3426 | 8.2 | 486.7262 | 250 | 3040 | 4611.9232 | 760 | 190 | 0.071465
4100 | 412.0433 | 950 | 1000 | 4000 | 4 | 99.54% | 100 | 202.2485 | 200.9701 | 200.9701 | 1 | 202.2485 | 100 | 307.3891 | 289.839 | 289.839 | 289.839 | 17.5502 | 307.3891 | 126.2135 | 112.3217 | 112.3217 | 112.3217 | 13.8919 | 126.2135 | 4364.3983 | 4041.3575 | 4041.3575 | 4087.7754 | 276.6228 | 4317.9804 | 46.4179 | 46.4179 | 4364.3983 | 687.8206 | 549.4724 | 549.4724 | 549.4724 | 138.3482 | 687.8206 | 3901.3276 | 3901.3276 | 661.0826 | 661.0826 | 1905.2259 | 1905.2259 | 388.3195 | 388.3195 | 946.6995 | 946.6995 | 194943774.4797 | 1439878090.725 | 109060154.825 | 8117979.9703 | 1752 | 66.1567 | 91569.7757 | 5406.4836 | 6.7971 | 556.2585 | 250 | 3040 | 4611.9232 | 760 | 190 | 0.06983
4101 | 463.5487 | 950 | 1000 | 4000 | 4 | 99.64% | 100 | 206.3827 | 204.246 | 204.246 | 1 | 206.3827 | 100 | 339.4404 | 320.0592 | 320.0592 | 320.0592 | 19.3812 | 339.4404 | 126.2067 | 112.3148 | 112.3148 | 112.3148 | 13.8919 | 126.2067 | 5314.1802 | 4933.3584 | 4933.3584 | 4979.3103 | 334.87 | 5268.2283 | 45.9519 | 45.9519 | 5314.1802 | 700.2311 | 559.2275 | 559.2275 | 559.2275 | 141.0036 | 700.2311 | 3983.7207 | 3983.7207 | 743.6727 | 743.6727 | 1905.1101 | 1905.1101 | 388.2959 | 388.2959 | 946.642 | 946.642 | 198519619.4621 | 1439878090.725 | 107277294.8422 | 6324994.9707 | 1752 | 66.976 | 69420.2332 | 4098.7253 | 5.153 | 625.7908 | 250 | 3040 | 4611.9232 | 760 | 190 | 0.068732
4102 | 515.0541 | 950 | 1000 | 4000 | 4 | 99.7% | 100 | 210.5344 | 209.3144 | 209.3144 | 1 | 210.5344 | 100 | 371.5575 | 350.3413 | 350.3413 | 350.3413 | 21.2162 | 371.5575 | 126.201 | 112.309 | 112.309 | 112.309 | 13.892 | 126.201 | 6615.177 | 6155.0698 | 6155.0698 | 6200.5029 | 414.6741 | 6569.744 | 45.4331 | 45.4331 | 6615.177 | 709.8678 | 566.8011 | 566.8011 | 566.8011 | 143.0667 | 709.8678 | 4066.1145 | 4066.1145 | 826.255 | 826.255 | 1904.9993 | 1904.9993 | 388.2733 | 388.2733 | 946.5869 | 946.5869 | 201254459.4961 | 1439863926.7652 | 105544432.7201 | 5337181.0186 | 1752 | 67.762 | 58830.1041 | 3473.4605 | 4.3669 | 695.3231 | 250 | 3040 | 4611.9232 | 760 | 190 | 0.067664
4103 | 566.5595 | 950 | 1000 | 4000 | 3 | 99.74% | 100 | 209.443 | 208.3836 | 208.3836 | 1 | 209.443 | 100 | 404.1202 | 381.0449 | 381.0449 | 381.0449 | 23.0753 | 404.1202 | 126.2024 | 112.3104 | 112.3104 | 112.3104 | 13.892 | 126.2024 | 5821.1546 | 5409.1815 | 5409.1815 | 5455.0726 | 366.082 | 5775.2634 | 45.8911 | 45.8911 | 5821.1546 | 719.0572 | 574.0157 | 574.0157 | 574.0157 | 145.0415 | 719.0572 | 4051.7121 | 4051.7121 | 908.8895 | 908.8895 | 1905.0183 | 1905.0183 | 291.2079 | 291.2079 | 946.5964 | 946.5964 | 203370224.5598 | 1439867294.2489 | 104258263.5213 | 4504217.67 | 1752 | 68.5123 | 50880.5455 | 3004.1008 | 3.7768 | 764.8554 | 250 | 3040 | 4611.9232 | 760 | 190 | 0.066871
4104 | 618.065 | 950 | 1000 | 4000 | 3 | 99.77% | 100 | 213.6352 | 212.6427 | 212.6427 | 1 | 213.6352 | 100 | 437.0217 | 412.0664 | 412.0664 | 412.0664 | 24.9553 | 437.0217 | 126.1958 | 112.3038 | 112.3038 | 112.3038 | 13.892 | 126.1958 | 6608.141 | 6147.5898 | 6147.5898 | 6193.8437 | 414.2973 | 6561.887 | 46.254 | 46.254 | 6608.141 | 726.8784 | 580.1693 | 580.1693 | 580.1693 | 146.7092 | 726.8784 | 4134.1065 | 4134.1065 | 991.4602 | 991.4602 | 1904.9114 | 1904.9114 | 291.1916 | 291.1916 | 946.5432 | 946.5432 | 205039574.6709 | 1439870766.7014 | 103111530.6906 | 3978127.9371 | 1752 | 69.2303 | 44918.335 | 2652.0786 | 3.3342 | 834.3877 | 250 | 3040 | 4611.9232 | 760 | 190 | 0.066164
4105 | 669.5704 | 950 | 1000 | 4000 | 3 | 99.8% | 100 | 217.8314 | 216.8046 | 216.8046 | 1 | 217.8314 | 100 | 469.964 | 443.1262 | 443.1262 | 443.1262 | 26.8378 | 469.964 | 126.1894 | 112.2975 | 112.2975 | 112.2975 | 13.8919 | 126.1894 | 7527.3594 | 7009.6577 | 7009.6577 | 7056.7063 | 470.6531 | 7480.3108 | 47.0486 | 47.0486 | 7527.3594 | 733.4111 | 585.2976 | 585.2976 | 585.2976 | 148.1135 | 733.4111 | 4216.5014 | 4216.5014 | 1074.0241 | 1074.0241 | 1904.809 | 1904.809 | 291.1759 | 291.1759 | 946.4923 | 946.4923 | 206489541.6024 | 1439874535.4075 | 102158200.6202 | 3477722.3699 | 1752 | 69.9166 | 40110.3324 | 2368.2034 | 2.9773 | 903.92 | 250 | 3040 | 4611.9232 | 760 | 190 | 0.065577
4106 | 721.0758 | 950 | 1000 | 4000 | 3 | 99.83% | 100 | 222.0286 | 220.9561 | 220.9561 | 1 | 222.0286 | 100 | 502.9022 | 474.182 | 474.182 | 474.182 | 28.7201 | 502.9022 | 126.1833 | 112.2914 | 112.2914 | 112.2914 | 13.8919 | 126.1833 | 8916.946 | 8314.1193 | 8314.1193 | 8361.0088 | 555.9372 | 8870.0565 | 46.8895 | 46.8895 | 8916.946 | 738.2892 | 589.122 | 589.122 | 589.122 | 149.1672 | 738.2892 | 4298.8969 | 4298.8969 | 1156.5817 | 1156.5817 | 1904.7107 | 1904.7107 | 291.1609 | 291.1609 | 946.4435 | 946.4435 | 207730025.5403 | 1439878090.725 | 101471209.373 | 2920674.3618 | 1752 | 70.5726 | 33295.934 | 1965.8661 | 2.4715 | 973.4523 | 250 | 3040 | 4611.9232 | 760 | 190 | 0.065154
4107 | 772.5812 | 950 | 1000 | 4000 | 3 | 99.85% | 100 | 226.2414 | 225.3681 | 225.3681 | 1 | 226.2414 | 100 | 535.949 | 505.3402 | 505.3402 | 505.3402 | 30.6088 | 535.949 | 126.1776 | 112.2857 | 112.2857 | 112.2857 | 13.8919 | 126.1776 | 9872.3518 | 9210.6961 | 9210.6961 | 9257.915 | 614.4368 | 9825.1329 | 47.2189 | 47.2189 | 9872.3518 | 743.8692 | 593.5255 | 593.5255 | 593.5255 | 150.3437 | 743.8692 | 4381.2929 | 4381.2929 | 1239.1333 | 1239.1333 | 1904.6164 | 1904.6164 | 291.1465 | 291.1465 | 946.3967 | 946.3967 | 208809048.9959 | 1439878090.725 | 100639661.427 | 2673198.8521 | 1752 | 71.2023 | 31152.5091 | 1839.3136 | 2.3124 | 1042.9846 | 250 | 3040 | 4611.9232 | 760 | 190 | 0.064641
4108 | 824.0866 | 950 | 1000 | 4000 | 3 | 99.86% | 100 | 230.4587 | 229.7419 | 229.7419 | 1 | 230.4587 | 100 | 568.9278 | 536.4341 | 536.4341 | 536.4341 | 32.4938 | 568.9278 | 126.1723 | 112.2804 | 112.2804 | 112.2804 | 13.8919 | 126.1723 | 10678.0453 | 9966.0896 | 9966.0896 | 10014.2838 | 663.7615 | 10629.8511 | 48.1943 | 48.1943 | 10678.0453 | 749.4364 | 597.9197 | 597.9197 | 597.9197 | 151.5166 | 749.4364 | 4463.6894 | 4463.6894 | 1321.6793 | 1321.6793 | 1904.5258 | 1904.5258 | 291.1326 | 291.1326 | 946.3516 | 946.3516 | 209779816.2362 | 1439878090.725 | 99845609.9413 | 2496483.0975 | 1752 | 71.8058 | 29716.6012 | 1754.5344 | 2.2058 | 1112.5169 | 250 | 3040 | 4611.9232 | 760 | 190 | 0.064152
4109 | 875.592 | 950 | 1000 | 4000 | 3 | 99.88% | 100 | 234.676 | 232.8018 | 232.8018 | 1 | 234.676 | 100 | 601.8694 | 567.4927 | 567.4927 | 567.4927 | 34.3767 | 601.8694 | 126.1671 | 112.2753 | 112.2753 | 112.2753 | 13.8919 | 126.1671 | 11550.3103 | 10784.0792 | 10784.0792 | 10833.0841 | 717.2262 | 11501.3054 | 49.0048 | 49.0048 | 11550.3103 | 754.4737 | 601.8899 | 601.8899 | 601.8899 | 152.5838 | 754.4737 | 4546.0863 | 4546.0863 | 1404.22 | 1404.22 | 1904.4387 | 1904.4387 | 291.1193 | 291.1193 | 946.3083 | 946.3083 | 210652615.7564 | 1439878090.725 | 99351599.1556 | 2117694.3631 | 1752 | 72.3834 | 24761.143 | 1461.9531 | 1.838 | 1182.0492 | 250 | 3040 | 4611.9232 | 760 | 190 | 0.063847
4110 | 927.0974 | 950 | 1000 | 4000 | 3 | 99.89% | 100 | 238.8903 | 237.7785 | 237.7785 | 1 | 238.8903 | 100 | 634.8582 | 598.5958 | 598.5958 | 598.5958 | 36.2624 | 634.8582 | 126.1622 | 112.2703 | 112.2703 | 112.2703 | 13.8919 | 126.1622 | 12960.3815 | 12108.2145 | 12108.2145 | 12156.7123 | 803.6692 | 12911.8837 | 48.4979 | 48.4979 | 12960.3815 | 758.2603 | 604.8664 | 604.8664 | 604.8664 | 153.3939 | 758.2603 | 4628.4838 | 4628.4838 | 1486.7558 | 1486.7558 | 1904.3548 | 1904.3548 | 291.1065 | 291.1065 | 946.2667 | 946.2667 | 211377891.2978 | 1439878090.725 | 98748911.7379 | 1995106.2392 | 1752 | 72.9392 | 22994.908 | 1357.6706 | 1.7069 | 1251.5815 | 250 | 3040 | 4611.9232 | 760 | 190 | 0.063476
4111 | 978.6028 | 950 | 1000 | 4000 | 3 | 99.89% | 100 | 243.1056 | 242.2303 | 242.2303 | 1 | 243.1056 | 100 | 667.8866 | 629.7361 | 629.7361 | 629.7361 | 38.1505 | 667.8866 | 126.1574 | 112.2655 | 112.2655 | 112.2655 | 13.8919 | 126.1574 | 14264.1796 | 13334.2515 | 13334.2515 | 13380.5135 | 883.666 | 14217.9175 | 46.2621 | 46.2621 | 14264.1796 | 761.9053 | 607.7315 | 607.7315 | 607.7315 | 154.1738 | 761.9053 | 4710.8816 | 4710.8816 | 1569.2868 | 1569.2868 | 1904.2741 | 1904.2741 | 291.0942 | 291.0942 | 946.2266 | 946.2266 | 212064314.1377 | 1439878090.725 | 98215915.2848 | 1841679.8525 | 1752 | 73.473 | 20224.4858 | 1194.0987 | 1.5012 | 1321.1138 | 250 | 3040 | 4611.9232 | 760 | 190 | 0.063148
4112 | 1030.1083 | 950 | 1000 | 4000 | 3 | 99.9% | 100 | 247.3267 | 246.4711 | 246.4711 | 1 | 247.3267 | 100 | 700.9131 | 660.8746 | 660.8746 | 660.8746 | 40.0385 | 700.9131 | 126.1528 | 112.261 | 112.261 | 112.261 | 13.8919 | 126.1528 | 15269.2544 | 14278.3337 | 14278.3337 | 14323.872 | 945.3824 | 15223.7161 | 45.5383 | 45.5383 | 15269.2544 | 765.6346 | 610.6687 | 610.6687 | 610.6687 | 154.9659 | 765.6346 | 4793.2798 | 4793.2798 | 1651.8133 | 1651.8133 | 1904.1963 | 1904.1963 | 291.0823 | 291.0823 | 946.1879 | 946.1879 | 212673434.7449 | 1439878090.725 | 97727126.5764 | 1721347.9536 | 1752 | 73.9862 | 19247.2319 | 1136.3995 | 1.4287 | 1390.6462 | 250 | 3040 | 4611.9232 | 760 | 190 | 0.062846
4113 | 20.6022 | 1003.2 | 1000 | 4000 | 6 | 97.86% | 100 | 188.4338 | 188.1111 | 188.1111 | 1 | 188.4338 | 100 | 143.5183 | 135.3264 | 135.3264 | 135.3264 | 8.192 | 143.5183 | 132.4645 | 117.8881 | 117.8881 | 117.8881 | 14.5764 | 132.4645 | 1533.3197 | 1378.5302 | 1378.5302 | 1429.0121 | 104.3076 | 1482.8378 | 50.482 | 50.482 | 1533.3197 | 316.2005 | 253.9723 | 253.9723 | 253.9723 | 62.2281 | 316.2005 | 3575.1181 | 3575.1181 | 33.0631 | 33.0631 | 2012.4627 | 2012.4627 | 582.6368 | 582.6368 | 946.9555 | 946.9555 | 21559787.8425 | 1449107010.9216 | 243897694.834 | 37435506.4019 | 1752 | 60.585 | 461074.684 | 27222.8769 | 34.225 | 27.8129 | 264 | 3040 | 4611.9232 | 760 | 190 | 0.15292
4114 | 51.5054 | 1003.2 | 1000 | 4000 | 6 | 98.08% | 100 | 190.7251 | 190.3377 | 190.3377 | 1 | 190.7251 | 100 | 148.3915 | 139.921 | 139.921 | 139.921 | 8.4705 | 148.3915 | 132.4593 | 117.8829 | 117.8829 | 117.8829 | 14.5764 | 132.4593 | 1702.3912 | 1538.3533 | 1538.3533 | 1587.8498 | 114.5414 | 1652.8948 | 49.4964 | 49.4964 | 1702.3912 | 352.3399 | 282.8687 | 282.8687 | 282.8687 | 69.4712 | 352.3399 | 3624.552 | 3624.552 | 82.654 | 82.654 | 2012.3734 | 2012.3734 | 582.611 | 582.611 | 946.9136 | 946.9136 | 52037763.8174 | 1449107010.9216 | 217215307.4338 | 33639917.8273 | 1752 | 61.2448 | 404771.533 | 23898.6134 | 30.0457 | 69.5323 | 264 | 3040 | 4611.9232 | 760 | 190 | 0.13648
4115 | 154.5162 | 1003.2 | 1000 | 4000 | 5 | 98.7% | 100 | 193.1971 | 192.023 | 192.023 | 1 | 193.1971 | 100 | 172.5014 | 162.6541 | 162.6541 | 162.6541 | 9.8473 | 172.5014 | 132.4503 | 117.8741 | 117.8741 | 117.8741 | 14.5762 | 132.4503 | 2047.732 | 1864.1105 | 1864.1105 | 1912.4742 | 135.2579 | 1999.3684 | 48.3637 | 48.3637 | 2047.732 | 509.6744 | 408.4228 | 408.4228 | 408.4228 | 101.2516 | 509.6744 | 3692.5406 | 3692.5406 | 247.9474 | 247.9474 | 2012.2549 | 2012.2549 | 485.4806 | 485.4806 | 946.8578 | 946.8578 | 133129541.1324 | 1449130133.5544 | 146978310.5495 | 22762014.7637 | 1752 | 63.2996 | 266935.0897 | 15760.4426 | 19.8143 | 208.5969 | 264 | 3040 | 4611.9232 | 760 | 190 | 0.093197
4116 | 206.0217 | 1003.2 | 1000 | 4000 | 5 | 98.95% | 100 | 197.0775 | 195.7119 | 195.7119 | 1 | 197.0775 | 100 | 191.6955 | 180.7518 | 180.7518 | 180.7518 | 10.9437 | 191.6955 | 132.4423 | 117.8661 | 117.8661 | 117.8661 | 14.5762 | 132.4423 | 2491.2802 | 2282.5994 | 2282.5994 | 2328.9871 | 162.2931 | 2444.8925 | 46.3877 | 46.3877 | 2491.2802 | 592.7124 | 474.4733 | 474.4733 | 474.4733 | 118.2391 | 592.7124 | 3774.9318 | 3774.9318 | 330.574 | 330.574 | 2012.1174 | 2012.1174 | 485.4474 | 485.4474 | 946.7931 | 946.7931 | 158407930.5384 | 1449130133.5544 | 126042406.0984 | 18419529.8088 | 1752 | 64.2481 | 209360.2503 | 12361.0958 | 15.5406 | 278.1292 | 264 | 3040 | 4611.9232 | 760 | 190 | 0.080295
4117 | 257.5271 | 1003.2 | 1000 | 4000 | 4 | 99.17% | 100 | 195.7684 | 194.4602 | 194.4602 | 1 | 195.7684 | 100 | 219.8487 | 207.2979 | 207.2979 | 207.2979 | 12.5508 | 219.8487 | 132.4436 | 117.8674 | 117.8674 | 117.8674 | 14.5762 | 132.4436 | 2466.842 | 2259.4731 | 2259.4731 | 2306.2214 | 160.6206 | 2420.0937 | 46.7483 | 46.7483 | 2466.842 | 642.0764 | 513.5245 | 513.5245 | 513.5245 | 128.5519 | 642.0764 | 3760.5299 | 3760.5299 | 413.2223 | 413.2223 | 2012.141 | 2012.141 | 388.3625 | 388.3625 | 946.8042 | 946.8042 | 171381200.6189 | 1449130133.5544 | 116877174.6077 | 14611491.219 | 1752 | 65.145 | 164723.0888 | 9725.6183 | 12.2272 | 347.6615 | 264 | 3040 | 4611.9232 | 760 | 190 | 0.074647
4118 | 309.0325 | 1003.2 | 1000 | 4000 | 4 | 99.36% | 100 | 199.7954 | 197.8476 | 197.8476 | 1 | 199.7954 | 100 | 251.3738 | 237.0224 | 237.0224 | 237.0224 | 14.3514 | 251.3738 | 132.4359 | 117.8597 | 117.8597 | 117.8597 | 14.5762 | 132.4359 | 3072.2474 | 2827.3169 | 2827.3169 | 2874.6775 | 197.5699 | 3024.8868 | 47.3606 | 47.3606 | 3072.2474 | 670.3865 | 535.8305 | 535.8305 | 535.8305 | 134.556 | 670.3865 | 3842.9217 | 3842.9217 | 495.8342 | 495.8342 | 2012.0087 | 2012.0087 | 388.3369 | 388.3369 | 946.7419 | 946.7419 | 179398160.5012 | 1449130133.5544 | 112296030.133 | 11175675.8114 | 1752 | 65.9998 | 125298.5868 | 7397.9078 | 9.3008 | 417.1938 | 264 | 3040 | 4611.9232 | 760 | 190 | 0.071824
4119 | 360.5379 | 1003.2 | 1000 | 4000 | 4 | 99.48% | 100 | 203.8602 | 202.3933 | 202.3933 | 1 | 203.8602 | 100 | 283.6477 | 267.4528 | 267.4528 | 267.4528 | 16.1949 | 283.6477 | 132.4284 | 117.8523 | 117.8523 | 117.8523 | 14.5762 | 132.4284 | 3870.8519 | 3579.2091 | 3579.2091 | 3624.4285 | 246.4234 | 3825.6325 | 45.2194 | 45.2194 | 3870.8519 | 690.2664 | 551.4942 | 551.4942 | 551.4942 | 138.7722 | 690.2664 | 3925.3144 | 3925.3144 | 578.4369 | 578.4369 | 2011.8824 | 2011.8824 | 388.3126 | 388.3126 | 946.6825 | 946.6825 | 185092814.0463 | 1449130133.5544 | 108694354.6533 | 9082697.746 | 1752 | 66.8245 | 100012.0157 | 5904.9323 | 7.4238 | 486.7262 | 264 | 3040 | 4611.9232 | 760 | 190 | 0.069605
4120 | 412.0433 | 1003.2 | 1000 | 4000 | 4 | 99.58% | 100 | 207.981 | 206.3818 | 206.3818 | 1 | 207.981 | 100 | 316.4215 | 298.3543 | 298.3543 | 298.3543 | 18.0672 | 316.4215 | 132.4214 | 117.8453 | 117.8453 | 117.8453 | 14.5762 | 132.4214 | 4704.1951 | 4360.9394 | 4360.9394 | 4406.786 | 297.4091 | 4658.3485 | 45.8466 | 45.8466 | 4704.1951 | 706.9923 | 564.655 | 564.655 | 564.655 | 142.3373 | 706.9923 | 4007.7077 | 4007.7077 | 661.031 | 661.031 | 2011.7617 | 2011.7617 | 388.2893 | 388.2893 | 946.6257 | 946.6257 | 189381064.3332 | 1449130133.5544 | 106102353.9969 | 7386448.1156 | 1752 | 67.613 | 81188.5489 | 4793.5529 | 6.0265 | 556.2585 | 264 | 3040 | 4611.9232 | 760 | 190 | 0.068007
4121 | 463.5487 | 1003.2 | 1000 | 4000 | 4 | 99.68% | 100 | 212.1207 | 209.6686 | 209.6686 | 1 | 212.1207 | 100 | 349.4038 | 329.4523 | 329.4523 | 329.4523 | 19.9515 | 349.4038 | 132.416 | 117.8397 | 117.8397 | 117.8397 | 14.5763 | 132.416 | 5795.5736 | 5385.8971 | 5385.8971 | 5431.2237 | 364.3499 | 5750.2469 | 45.3267 | 45.3267 | 5795.5736 | 719.7056 | 574.6577 | 574.6577 | 574.6577 | 145.0479 | 719.7056 | 4090.1017 | 4090.1017 | 743.6172 | 743.6172 | 2011.6462 | 2011.6462 | 388.267 | 388.267 | 946.5713 | 946.5713 | 192858081.7848 | 1449116449.0732 | 104335425.776 | 5690043.3659 | 1752 | 68.3653 | 61067.4782 | 3605.56 | 4.533 | 625.7908 | 264 | 3040 | 4611.9232 | 760 | 190 | 0.066919
4122 | 515.0541 | 1003.2 | 1000 | 4000 | 3 | 99.72% | 100 | 211.0175 | 210.1292 | 210.1292 | 1 | 211.0175 | 100 | 382.5592 | 360.7147 | 360.7147 | 360.7147 | 21.8445 | 382.5592 | 132.4165 | 117.8402 | 117.8402 | 117.8402 | 14.5762 | 132.4165 | 5345.4849 | 4963.567 | 4963.567 | 5008.6186 | 336.8662 | 5300.4332 | 45.0516 | 45.0516 | 5345.4849 | 730.6254 | 583.2606 | 583.2606 | 583.2606 | 147.3648 | 730.6254 | 4075.6992 | 4075.6992 | 826.2495 | 826.2495 | 2011.666 | 2011.666 | 291.2031 | 291.2031 | 946.5807 | 946.5807 | 195457605.4484 | 1449121804.6923 | 102436575.3643 | 4984014.4949 | 1752 | 69.0891 | 55287.133 | 3264.2755 | 4.1039 | 695.3231 | 264 | 3040 | 4611.9232 | 760 | 190 | 0.065748
4123 | 566.5595 | 1003.2 | 1000 | 4000 | 3 | 99.76% | 100 | 215.1997 | 214.2322 | 214.2322 | 1 | 215.1997 | 100 | 416.153 | 392.389 | 392.389 | 392.389 | 23.764 | 416.153 | 132.4095 | 117.8333 | 117.8333 | 117.8333 | 14.5762 | 132.4095 | 6271.0138 | 5831.3328 | 5831.3328 | 5877.4518 | 393.562 | 6224.8948 | 46.119 | 46.119 | 6271.0138 | 740.0711 | 590.6906 | 590.6906 | 590.6906 | 149.3805 | 740.0711 | 4158.0937 | 4158.0937 | 908.8241 | 908.8241 | 2011.5545 | 2011.5545 | 291.187 | 291.187 | 946.5282 | 946.5282 | 197467218.5061 | 1449127159.5093 | 101197934.7172 | 4207687.2675 | 1752 | 69.78 | 47826.0573 | 2823.757 | 3.5501 | 764.8554 | 264 | 3040 | 4611.9232 | 760 | 190 | 0.064985
4124 | 618.065 | 1003.2 | 1000 | 4000 | 3 | 99.79% | 100 | 219.3935 | 218.3415 | 218.3415 | 1 | 219.3935 | 100 | 450.0629 | 424.3613 | 424.3613 | 424.3613 | 25.7017 | 450.0629 | 132.403 | 117.8268 | 117.8268 | 117.8268 | 14.5762 | 132.403 | 7099.3832 | 6608.6665 | 6608.6665 | 6655.0819 | 444.3014 | 7052.9679 | 46.4153 | 46.4153 | 7099.3832 | 748.299 | 597.1658 | 597.1658 | 597.1658 | 151.1332 | 748.299 | 4240.4888 | 4240.4888 | 991.3918 | 991.3918 | 2011.4476 | 2011.4476 | 291.1715 | 291.1715 | 946.4779 | 946.4779 | 199085316.7071 | 1449130133.5544 | 100099774.5678 | 3684775.1706 | 1752 | 70.4418 | 41040.8024 | 2423.1404 | 3.0464 | 834.3877 | 264 | 3040 | 4611.9232 | 760 | 190 | 0.064308
4125 | 669.5704 | 1003.2 | 1000 | 4000 | 3 | 99.83% | 100 | 223.5867 | 221.3607 | 221.3607 | 1 | 223.5867 | 100 | 484.0139 | 456.3721 | 456.3721 | 456.3721 | 27.6418 | 484.0139 | 132.397 | 117.8208 | 117.8208 | 117.8208 | 14.5762 | 132.397 | 8163.9498 | 7608.1501 | 7608.1501 | 7654.357 | 509.5928 | 8117.7429 | 46.2069 | 46.2069 | 8163.9498 | 754.819 | 602.2773 | 602.2773 | 602.2773 | 152.5418 | 754.819 | 4322.8845 | 4322.8845 | 1073.953 | 1073.953 | 2011.3451 | 2011.3451 | 291.1566 | 291.1566 | 946.4297 | 946.4297 | 200533448.7887 | 1449130133.5544 | 99413404.4673 | 2923013.1896 | 1752 | 71.0742 | 32711.8849 | 1931.3826 | 2.4282 | 903.92 | 264 | 3040 | 4611.9232 | 760 | 190 | 0.063885
4126 | 721.0758 | 1003.2 | 1000 | 4000 | 3 | 99.85% | 100 | 227.788 | 226.7242 | 226.7242 | 1 | 227.788 | 100 | 517.9752 | 488.3925 | 488.3925 | 488.3925 | 29.5827 | 517.9752 | 132.3912 | 117.815 | 117.815 | 117.815 | 14.5762 | 132.3912 | 9653.0673 | 9005.5639 | 9005.5639 | 9052.1965 | 600.8708 | 9606.4347 | 46.6327 | 46.6327 | 9653.0673 | 759.9931 | 606.34 | 606.34 | 606.34 | 153.6531 | 759.9931 | 4405.2806 | 4405.2806 | 1156.5082 | 1156.5082 | 2011.2467 | 2011.2467 | 291.1424 | 291.1424 | 946.3834 | 946.3834 | 201672189.6196 | 1449130133.5544 | 98499167.8802 | 2698508.9458 | 1752 | 71.6829 | 30808.5672 | 1819.0065 | 2.2869 | 973.4523 | 264 | 3040 | 4611.9232 | 760 | 190 | 0.063322
4127 | 772.5812 | 1003.2 | 1000 | 4000 | 3 | 99.86% | 100 | 232.0009 | 231.248 | 231.248 | 1 | 232.0009 | 100 | 551.9929 | 520.466 | 520.466 | 520.466 | 31.5269 | 551.9929 | 132.3857 | 117.8095 | 117.8095 | 117.8095 | 14.5762 | 132.3857 | 10686.9065 | 9975.4095 | 9975.4095 | 10022.7674 | 664.1391 | 10639.5485 | 47.358 | 47.358 | 10686.9065 | 765.8765 | 610.9787 | 610.9787 | 610.9787 | 154.8979 | 765.8765 | 4487.6773 | 4487.6773 | 1239.0576 | 1239.0576 | 2011.1521 | 2011.1521 | 291.1287 | 291.1287 | 946.3388 | 946.3388 | 202730676.3639 | 1449130133.5544 | 97649291.3961 | 2489898.6856 | 1752 | 72.2665 | 29086.4681 | 1717.3299 | 2.1591 | 1042.9846 | 264 | 3040 | 4611.9232 | 760 | 190 | 0.062798
4128 | 824.0866 | 1003.2 | 1000 | 4000 | 3 | 99.87% | 100 | 236.2188 | 235.5788 | 235.5788 | 1 | 236.2188 | 100 | 585.9339 | 552.467 | 552.467 | 552.467 | 33.4669 | 585.9339 | 132.3803 | 117.8042 | 117.8042 | 117.8042 | 14.5762 | 132.3803 | 11421.9953 | 10664.7245 | 10664.7245 | 10712.7973 | 709.198 | 11373.9225 | 48.0728 | 48.0728 | 11421.9953 | 771.9823 | 615.7982 | 615.7982 | 615.7982 | 156.1841 | 771.9823 | 4570.0744 | 4570.0744 | 1321.6017 | 1321.6017 | 2011.0611 | 2011.0611 | 291.1155 | 291.1155 | 946.296 | 946.296 | 203685664.0871 | 1449130133.5544 | 96838388.6829 | 2345813.6756 | 1752 | 72.8271 | 27540.8318 | 1626.0721 | 2.0443 | 1112.5169 | 264 | 3040 | 4611.9232 | 760 | 190 | 0.062299
4129 | 875.592 | 1003.2 | 1000 | 4000 | 3 | 99.89% | 100 | 240.4325 | 239.2668 | 239.2668 | 1 | 240.4325 | 100 | 619.8453 | 584.44 | 584.44 | 584.44 | 35.4053 | 619.8453 | 132.3756 | 117.7994 | 117.7994 | 117.7994 | 14.5762 | 132.3756 | 12892.5409 | 12045.8525 | 12045.8525 | 12093.1703 | 799.3706 | 12845.2232 | 47.3178 | 47.3178 | 12892.5409 | 776.5065 | 619.3622 | 619.3622 | 619.3622 | 157.1443 | 776.5065 | 4652.4719 | 4652.4719 | 1404.1407 | 1404.1407 | 2010.9735 | 2010.9735 | 291.1029 | 291.1029 | 946.2548 | 946.2548 | 204519681.3499 | 1449115762.413 | 96365836.4359 | 1998719.8012 | 1752 | 73.3641 | 22430.8949 | 1324.37 | 1.665 | 1182.0492 | 264 | 3040 | 4611.9232 | 760 | 190 | 0.062007
4130 | 927.0974 | 1003.2 | 1000 | 4000 | 3 | 99.89% | 100 | 244.6483 | 243.9647 | 243.9647 | 1 | 244.6483 | 100 | 653.8522 | 616.503 | 616.503 | 616.503 | 37.3492 | 653.8522 | 132.3712 | 117.795 | 117.795 | 117.795 | 14.5763 | 132.3712 | 14161.9688 | 13239.739 | 13239.739 | 13284.7555 | 877.2133 | 14116.9523 | 45.0165 | 45.0165 | 14161.9688 | 780.789 | 622.7361 | 622.7361 | 622.7361 | 158.0529 | 780.789 | 4734.8698 | 4734.8698 | 1486.6748 | 1486.6748 | 2010.8892 | 2010.8892 | 291.0906 | 291.0906 | 946.2152 | 946.2152 | 205221723.0042 | 1449119501.0381 | 95777869.3666 | 1880906.5911 | 1752 | 73.8815 | 20212.0378 | 1193.3638 | 1.5003 | 1251.5815 | 264 | 3040 | 4611.9232 | 760 | 190 | 0.061645
4131 | 978.6028 | 1003.2 | 1000 | 4000 | 3 | 99.9% | 100 | 248.8679 | 247.9533 | 247.9533 | 1 | 248.8679 | 100 | 687.8713 | 648.5774 | 648.5774 | 648.5774 | 39.2939 | 687.8713 | 132.3664 | 117.7901 | 117.7901 | 117.7901 | 14.5763 | 132.3664 | 15180.5614 | 14196.1835 | 14196.1835 | 14240.769 | 939.7924 | 15135.9759 | 44.5855 | 44.5855 | 15180.5614 | 785.0277 | 626.0711 | 626.0711 | 626.0711 | 158.9566 | 785.0277 | 4817.2682 | 4817.2682 | 1569.2044 | 1569.2044 | 2010.8079 | 2010.8079 | 291.0789 | 291.0789 | 946.1769 | 946.1769 | 205891334.5178 | 1449123239.6631 | 95260167.5097 | 1725258.3094 | 1752 | 74.3791 | 18969.9594 | 1120.0287 | 1.4081 | 1321.1138 | 264 | 3040 | 4611.9232 | 760 | 190 | 0.061326
4132 | 1030.1083 | 1003.2 | 1000 | 4000 | 2 | 99.91% | 100 | 247.8264 | 247.2287 | 247.2287 | 1 | 247.8264 | 100 | 721.9063 | 680.6684 | 680.6684 | 680.6684 | 41.2379 | 721.9063 | 132.3669 | 117.7907 | 117.7907 | 117.7907 | 14.5762 | 132.3669 | 10901.8358 | 10178.8775 | 10178.8775 | 10224.227 | 677.6088 | 10856.4863 | 45.3495 | 45.3495 | 10901.8358 | 788.923 | 629.1427 | 629.1427 | 629.1427 | 159.7804 | 788.923 | 4802.865 | 4802.865 | 1651.8056 | 1651.8056 | 2010.8219 | 2010.8219 | 194.0539 | 194.0539 | 946.1835 | 946.1835 | 206490702.1347 | 1449126978.2882 | 94778122.6648 | 1604196.9124 | 1752 | 74.8582 | 17977.7982 | 1061.4493 | 1.3345 | 1390.6462 | 264 | 3040 | 4611.9232 | 760 | 190 | 0.061029
4133 | 0 | 0 | 0 | 0 | 1 | 0% | 0 | 88.05 | 88.05 | 88.05 | 1 | 88.05 | 15.5535 | 0 | 0 | 0 | 0 | 0 | 0 | 0 | 0 | 0 | 0 | 0 | 0 | 88.05 | 35.0418 | 35.0418 | 74.1567 | 13.8932 | 48.935 | 39.1149 | 39.1149 | 88.05 | 0 | 0 | 0 | 0 | 0 | 0 | 106.8136 | 106.8136 | 0 | 0 | 0 | 0 | 106.8136 | 106.8136 | 0 | 0 | 0 | 0 | 0 | 272497036.248 | 272.497 | 0 | 2603428.1242 | 153712.1986 | 1242.4837 | 0 | 0 | 0 | 0 | 0 | 0 | 0
4134 | 0 | 0 | 0 | 0 | 2 | 0% | 0 | 86.4096 | 86.4096 | 86.4096 | 1 | 86.4096 | 31.107 | 0 | 0 | 0 | 0 | 0 | 0 | 0 | 0 | 0 | 0 | 0 | 0 | 86.4096 | 33.4015 | 33.4015 | 72.5164 | 13.8932 | 47.2947 | 39.1149 | 39.1149 | 86.4096 | 0 | 0 | 0 | 0 | 0 | 0 | 203.6272 | 203.6272 | 0 | 0 | 0 | 0 | 203.6272 | 203.6272 | 0 | 0 | 0 | 0 | 0 | 544994072.4959 | 544.9941 | 0 | 5206856.2484 | 307424.3973 | 1242.4837 | 0 | 0 | 0 | 0 | 0 | 0 | 0
4135 | 0 | 0 | 0 | 0 | 3 | 0% | 0 | 85.8629 | 85.8629 | 85.8629 | 1 | 85.8629 | 46.6605 | 0 | 0 | 0 | 0 | 0 | 0 | 0 | 0 | 0 | 0 | 0 | 0 | 85.8629 | 32.8547 | 32.8547 | 71.9696 | 13.8932 | 46.7479 | 39.1149 | 39.1149 | 85.8629 | 0 | 0 | 0 | 0 | 0 | 0 | 300.4408 | 300.4408 | 0 | 0 | 0 | 0 | 300.4408 | 300.4408 | 0 | 0 | 0 | 0 | 0 | 817491108.7439 | 817.4911 | 0 | 7810284.3726 | 461136.5959 | 1242.4837 | 0 | 0 | 0 | 0 | 0 | 0 | 0
4136 | 0 | 0 | 0 | 0 | 4 | 0% | 0 | 85.5895 | 85.5895 | 85.5895 | 1 | 85.5895 | 62.2139 | 0 | 0 | 0 | 0 | 0 | 0 | 0 | 0 | 0 | 0 | 0 | 0 | 85.5895 | 32.5813 | 32.5813 | 71.6962 | 13.8932 | 46.4746 | 39.1149 | 39.1149 | 85.5895 | 0 | 0 | 0 | 0 | 0 | 0 | 397.2544 | 397.2544 | 0 | 0 | 0 | 0 | 397.2544 | 397.2544 | 0 | 0 | 0 | 0 | 0 | 1089988144.9918 | 1089.9881 | 0 | 10413712.4969 | 614848.7945 | 1242.4837 | 0 | 0 | 0 | 0 | 0 | 0 | 0
4137 | 0 | 0 | 0 | 0 | 5 | 0% | 0 | 85.4254 | 85.4254 | 85.4254 | 1 | 85.4254 | 77.7674 | 0 | 0 | 0 | 0 | 0 | 0 | 0 | 0 | 0 | 0 | 0 | 0 | 85.4254 | 32.4173 | 32.4173 | 71.5322 | 13.8932 | 46.3105 | 39.1149 | 39.1149 | 85.4254 | 0 | 0 | 0 | 0 | 0 | 0 | 494.068 | 494.068 | 0 | 0 | 0 | 0 | 494.068 | 494.068 | 0 | 0 | 0 | 0 | 0 | 1362485181.2398 | 1362.4852 | 0 | 13017140.6211 | 768560.9931 | 1242.4837 | 0 | 0 | 0 | 0 | 0 | 0 | 0
4138 | 0 | 0 | 0 | 0 | 6 | 0% | 6.7694 | 85.3195 | 85.3195 | 85.3195 | 1 | 85.3195 | 93.3135 | 0 | 0 | 0 | 0 | 0 | 0 | 0 | 0 | 0 | 0 | 0 | 0 | 85.3195 | 32.3105 | 32.3105 | 71.4261 | 13.8934 | 46.2039 | 39.1156 | 39.1156 | 85.3195 | 0 | 0 | 0 | 0 | 0 | 0 | 590.8816 | 590.8816 | 0 | 0 | 0 | 0 | 590.8816 | 590.8816 | 0 | 0 | 0 | 0 | 0 | 1634852073.221 | 1634.8521 | 0 | 15619610.8233 | 922216.6339 | 1242.5064 | 0 | 0 | 0 | 0 | 0 | 0 | 0
4139 | 0 | 0 | 0 | 0 | 7 | 0% | 100 | 89.2037 | 89.2037 | 89.2037 | 1 | 89.2037 | 100 | 0 | 0 | 0 | 0 | 0 | 0 | 0 | 0 | 0 | 0 | 0 | 0 | 89.2037 | 35.09 | 35.09 | 75.1261 | 14.0776 | 49.1677 | 40.0361 | 40.0361 | 89.2037 | 0 | 0 | 0 | 0 | 0 | 0 | 687.6952 | 687.6952 | 0 | 0 | 0 | 0 | 687.6952 | 687.6952 | 0 | 0 | 0 | 0 | 0 | 1752000000 | 1752 | 0 | 17132743.7152 | 1011555.3721 | 1271.744 | 0 | 0 | 0 | 0 | 0 | 0 | 0