## Input & KPI plots
| User Input for CAPEX/Natural Gas |  | Do Not Touch the Cells Below
|  |  | Baseline Value | Adjustment
| Solar CAPEX ($/kWac) | 1600 | 1600 | 1
| Wind CAPEX ($/kW) | 2000 | 2000 | 1
| LM2500 CAPEX ($/kW) | 3000 | 3000 | 1
| Natural Gas Price ($/MMBTU) | 3.5 | 3.5 | 1
| BESS CAPEX ($/kWh AC) | 238 | 238 | 1
Note | All CAPEX value is installed turnkey EPC price

## data
| Solar AC Nameplate (MWac) | Wind Nameplate (MWac) | BESS power Nameplate (MW) | BESS Performance Guarantee (MWh) | LM2500 Unit # | Carbon Free Energy (%) | Annual Load Compliance (%) | Project LCOE ($/MWh) at default CAPEX/Fuel values | Blended LCOE ($/MWh) at default CAPEX/Fuel Values | Blended LCOE ($/MWh) w/ CAPEX/Fuel inputs | CAPEX/Fuel adjustment on LCOE | Project LOCE ($/MWh) w/ user CAPEX/Fuel inputs | Year 1 Capacity Factor (%) | Solar LCOE ($/MWh) at default CAPEX | Solar CAPEX LCOE at default value | Solar CAPEX LCOE adjust w/ user input | Solar LCOE w/o OM | Solar OM LCOE | Solar LCOE adjust w/ user CAPEX input | Wind LCOE ($/MWh) at default CAPEX | Wind CAPEX LCOE w/ default value | Wind CAPEX LCOE adjust w/ user input | Wind LCOE w/o OM | Wind OM LCOE | Wind LCOE adjust w/ user CAPEX input | LM2500 LCOE ($/MWh) at default CAPEX/Fuel values | LM2500 CAPEX LCOE at default value | LM2500 CAPEX LCOE adjust w/ user input | LM2500 LCOE w/o OM | LM2500 OM LCOE | LM2500 LCOE w/o fuel w/o OM | LM2500 Fuel LCOE at default value | LM2500 Fuel LCOE adjust w/ user input | LM2500 LCOE adjust w/ user CAPEX/Fuel inputs | BESS LCOE ($/MWh) at default value | BESS CAPEX LCOE | BESS CAPEX LCOE adjust w/ user input | BESS LCOE w/o OM | BESS OM LCOE | BESS LCOE adjust w/ user CAPEX inputs | Project CAPEX ($ M) @ Default Value | Project CAPEX ($ M) @ User Inputs | Solar CAPEX ($ M) at Default Value | Solar CAPEX ($ M) @ User Inputs | Wind CAPEX ($ M) at Default Value | Wind CAPEX ($ M) @ User Inputs | LM2500 CAPEX ($ M) at Default Value | LM2500 CAPEX ($ M) @ User Inputs | BESS CAPEX ($ M) at Default Value | BESS CAPEX ($ M) @ User Inputs | Year 1 Solar AEP (kWh) | Year 1 Wind AEP (kWh) | Year 1 BESS AEP (kWh) | Year 1 LM2500 AEP (kWh) | Total Yr1 AEP (GWh) | Year 1 Curtailment (%) | Yr1 Fuel Consumption (MMBTU) | Yr 1 CO2 (mTon) | Carbon Density (lb CO2/MWh) | Solar DC Nameplate (MWdc) | Wind Turbine Unit # | BESS initially installed Blade # | BESS initially installed Capacity (MWh) | BESS initially installed RSU container # | BESS initially installed Inverter unit # | BESS usage (cycle/day)
1 | 206.0217 | 201.4 | 200 | 800 | 0 | 100% | 29.726 | 83.1414 | 84.2518 | 84.2518 | 1 | 83.1414 | 63.8877 | 112.6586 | 107.0458 | 107.0458 | 107.0458 | 5.6128 | 112.6586 | 57.2794 | 51.6894 | 51.6894 | 51.6894 | 5.59 | 57.2794 | 0 | 0 | 0 | 0 | 0 | 0 | 0 | 0 | 0 | 246.066 | 198.848 | 198.848 | 198.848 | 47.218 | 246.066 | 943.0591 | 943.0591 | 343.7961 | 343.7961 | 407.3743 | 407.3743 | 0 | 0 | 191.8887 | 191.8887 | 308374303.4534 | 741479184.5839 | 69459419.5687 | 0 | 1119.3129 | 1.1676 | 0 | 0 | 0 | 288.4303 | 53 | 608 | 922.3846 | 152 | 38 | 0.21402
2 | 206.0217 | 22.8 | 200 | 800 | 0 | 100% | 6.9292 | 118.0794 | 138.7057 | 138.7057 | 1 | 118.0794 | 27.1365 | 91.7956 | 87.2552 | 87.2552 | 87.2552 | 4.5404 | 91.7956 | 57.5202 | 51.9453 | 51.9453 | 51.9453 | 5.5749 | 57.5202 | 0 | 0 | 0 | 0 | 0 | 0 | 0 | 0 | 0 | 3802.3742 | 3068.0646 | 3068.0646 | 3068.0646 | 734.3096 | 3802.3742 | 586.2613 | 586.2613 | 346.4308 | 346.4308 | 46.4713 | 46.4713 | 0 | 0 | 193.3593 | 193.3593 | 384430313.9915 | 84212608.3755 | 6788414.6923 | 0 | 475.4313 | 1.181 | 0 | 0 | 0 | 288.4303 | 6 | 608 | 922.3846 | 152 | 38 | 0.020917
3 | 257.5271 | 22.8 | 200 | 800 | 0 | 100% | 15.7192 | 113.7719 | 117.9559 | 117.9559 | 1 | 113.7719 | 32.5632 | 98.5499 | 93.6633 | 93.6633 | 93.6633 | 4.8866 | 98.5499 | 57.3823 | 51.8076 | 51.8076 | 51.8076 | 5.5747 | 57.3823 | 0 | 0 | 0 | 0 | 0 | 0 | 0 | 0 | 0 | 431.1984 | 348.062 | 348.062 | 348.062 | 83.1363 | 431.1984 | 671.1067 | 671.1067 | 431.9043 | 431.9043 | 46.3496 | 46.3496 | 0 | 0 | 192.8529 | 192.8529 | 442587055.6385 | 84215037.1991 | 43704306.2413 | 0 | 570.5064 | 0.98321 | 0 | 0 | 0 | 360.5379 | 6 | 608 | 922.3846 | 152 | 38 | 0.13466
4 | 309.0325 | 22.8 | 200 | 800 | 0 | 100% | 22.5571 | 111.6014 | 112.8293 | 112.8293 | 1 | 111.6014 | 37.5859 | 107.403 | 102.0673 | 102.0673 | 102.0673 | 5.3356 | 107.403 | 57.2788 | 51.7042 | 51.7042 | 51.7042 | 5.5747 | 57.2788 | 0 | 0 | 0 | 0 | 0 | 0 | 0 | 0 | 0 | 194.3514 | 156.9339 | 156.9339 | 156.9339 | 37.4175 | 194.3514 | 755.9861 | 755.9861 | 517.2579 | 517.2579 | 46.2577 | 46.2577 | 0 | 0 | 192.4706 | 192.4706 | 484643660.2157 | 84215986.0495 | 89645552.2333 | 0 | 658.5052 | 1.7733 | 0 | 0 | 0 | 432.6455 | 6 | 608 | 922.3846 | 152 | 38 | 0.27622
5 | 360.5379 | 22.8 | 200 | 800 | 0 | 100% | 27.5457 | 112.9378 | 113.2777 | 113.2777 | 1 | 112.9378 | 41.4536 | 117.2818 | 111.4468 | 111.4468 | 111.4468 | 5.835 | 117.2818 | 57.1982 | 51.6236 | 51.6236 | 51.6236 | 5.5746 | 57.1982 | 0 | 0 | 0 | 0 | 0 | 0 | 0 | 0 | 0 | 134.2834 | 108.7195 | 108.7195 | 108.7195 | 25.5639 | 134.2834 | 840.8883 | 840.8883 | 602.5307 | 602.5307 | 46.1859 | 46.1859 | 0 | 0 | 192.1718 | 192.1718 | 515475090.1442 | 84216491.519 | 126574641.4546 | 0 | 726.2662 | 5.1911 | 0 | 0 | 0 | 504.753 | 6 | 608 | 922.3846 | 152 | 38 | 0.39001
6 | 412.0433 | 22.8 | 200 | 800 | 0 | 100% | 31.2557 | 116.4067 | 116.4036 | 116.4036 | 1 | 116.4067 | 44.3826 | 127.6252 | 121.2681 | 121.2681 | 121.2681 | 6.3572 | 127.6252 | 57.1335 | 51.5589 | 51.5589 | 51.5589 | 5.5746 | 57.1335 | 0 | 0 | 0 | 0 | 0 | 0 | 0 | 0 | 0 | 109.4477 | 88.6914 | 88.6914 | 88.6914 | 20.7563 | 109.4477 | 925.8066 | 925.8066 | 687.7466 | 687.7466 | 46.1282 | 46.1282 | 0 | 0 | 191.9318 | 191.9318 | 539925341.4347 | 84216749.8759 | 153441922.7006 | 0 | 777.584 | 9.8987 | 0 | 0 | 0 | 576.8606 | 6 | 608 | 922.3846 | 152 | 38 | 0.47279
7 | 463.5487 | 22.8 | 200 | 800 | 0 | 100% | 33.8242 | 120.7381 | 120.5354 | 120.5354 | 1 | 120.7381 | 46.8331 | 138.0361 | 131.1537 | 131.1537 | 131.1537 | 6.8824 | 138.0361 | 57.0806 | 51.506 | 51.506 | 51.506 | 5.5746 | 57.0806 | 0 | 0 | 0 | 0 | 0 | 0 | 0 | 0 | 0 | 95.087 | 77.0716 | 77.0716 | 77.0716 | 18.0154 | 95.087 | 1010.7367 | 1010.7367 | 772.921 | 772.921 | 46.0809 | 46.0809 | 0 | 0 | 191.7349 | 191.7349 | 560701695.3604 | 84216790.7488 | 175597157.5686 | 0 | 820.5156 | 14.5681 | 0 | 0 | 0 | 648.9682 | 6 | 608 | 922.3846 | 152 | 38 | 0.54106
8 | 515.0541 | 22.8 | 200 | 800 | 0 | 100% | 36.3699 | 125.4146 | 125.0612 | 125.0612 | 1 | 125.4146 | 48.9876 | 148.3336 | 140.9317 | 140.9317 | 140.9317 | 7.4019 | 148.3336 | 57.0363 | 51.4617 | 51.4617 | 51.4617 | 5.5746 | 57.0363 | 0 | 0 | 0 | 0 | 0 | 0 | 0 | 0 | 0 | 85.3582 | 69.2078 | 69.2078 | 69.2078 | 16.1504 | 85.3582 | 1095.6756 | 1095.6756 | 858.064 | 858.064 | 46.0413 | 46.0413 | 0 | 0 | 191.5703 | 191.5703 | 578969641.8069 | 84216790.7488 | 195077159.3462 | 0 | 858.2636 | 18.8853 | 0 | 0 | 0 | 721.0758 | 6 | 608 | 922.3846 | 152 | 38 | 0.60108
9 | 566.5595 | 22.8 | 200 | 800 | 0 | 100% | 38.3676 | 130.4813 | 130.043 | 130.043 | 1 | 130.4813 | 50.7868 | 158.5717 | 150.6534 | 150.6534 | 150.6534 | 7.9183 | 158.5717 | 56.9989 | 51.4243 | 51.4243 | 51.4243 | 5.5746 | 56.9989 | 0 | 0 | 0 | 0 | 0 | 0 | 0 | 0 | 0 | 78.6213 | 63.7411 | 63.7411 | 63.7411 | 14.8802 | 78.6213 | 1180.6214 | 1180.6214 | 943.1828 | 943.1828 | 46.0078 | 46.0078 | 0 | 0 | 191.4308 | 191.4308 | 595059827.9802 | 84216790.7488 | 210508475.2149 | 0 | 889.7851 | 23.0462 | 0 | 0 | 0 | 793.1834 | 6 | 608 | 922.3846 | 152 | 38 | 0.64863
10 | 618.065 | 22.8 | 200 | 800 | 0 | 100% | 40.137 | 135.9834 | 135.4821 | 135.4821 | 1 | 135.9834 | 52.2932 | 168.7148 | 160.285 | 160.285 | 160.285 | 8.4298 | 168.7148 | 56.9667 | 51.3921 | 51.3921 | 51.3921 | 5.5746 | 56.9667 | 0 | 0 | 0 | 0 | 0 | 0 | 0 | 0 | 0 | 74.1342 | 60.1041 | 60.1041 | 60.1041 | 14.03 | 74.1342 | 1265.5725 | 1265.5725 | 1028.2826 | 1028.2826 | 45.979 | 45.979 | 0 | 0 | 191.3109 | 191.3109 | 609547484.4174 | 84216790.7488 | 222412510.1477 | 0 | 916.1768 | 26.9932 | 0 | 0 | 0 | 865.2909 | 6 | 608 | 922.3846 | 152 | 38 | 0.68531
11 | 669.5704 | 22.8 | 200 | 800 | 0 | 100% | 41.6553 | 141.7884 | 141.2626 | 141.2626 | 1 | 141.7884 | 53.5552 | 178.7732 | 169.8362 | 169.8362 | 169.8362 | 8.937 | 178.7732 | 56.9387 | 51.3641 | 51.3641 | 51.3641 | 5.5746 | 56.9387 | 0 | 0 | 0 | 0 | 0 | 0 | 0 | 0 | 0 | 70.9904 | 57.5584 | 57.5584 | 57.5584 | 13.432 | 70.9904 | 1350.528 | 1350.528 | 1113.3671 | 1113.3671 | 45.954 | 45.954 | 0 | 0 | 191.2069 | 191.2069 | 622724064.2252 | 84216790.7488 | 231346639.484 | 0 | 938.2875 | 30.7003 | 0 | 0 | 0 | 937.3985 | 6 | 608 | 922.3846 | 152 | 38 | 0.71284
12 | 721.0758 | 22.8 | 200 | 800 | 0 | 100% | 42.8425 | 147.8635 | 147.2898 | 147.2898 | 1 | 147.8635 | 54.6309 | 188.7623 | 179.3217 | 179.3217 | 179.3217 | 9.4406 | 188.7623 | 56.9142 | 51.3396 | 51.3396 | 51.3396 | 5.5746 | 56.9142 | 0 | 0 | 0 | 0 | 0 | 0 | 0 | 0 | 0 | 68.7835 | 55.7672 | 55.7672 | 55.7672 | 13.0163 | 68.7835 | 1435.487 | 1435.487 | 1198.4392 | 1198.4392 | 45.9321 | 45.9321 | 0 | 0 | 191.1158 | 191.1158 | 634616993.6278 | 84216790.7488 | 238299595.2899 | 0 | 957.1334 | 34.1345 | 0 | 0 | 0 | 1009.5061 | 6 | 608 | 922.3846 | 152 | 38 | 0.73426
13 | 772.5812 | 22.8 | 200 | 800 | 0 | 100% | 44.1895 | 154.082 | 153.4532 | 153.4532 | 1 | 154.082 | 55.568 | 198.7342 | 188.7909 | 188.7909 | 188.7909 | 9.9433 | 198.7342 | 56.8926 | 51.318 | 51.318 | 51.318 | 5.5746 | 56.8926 | 0 | 0 | 0 | 0 | 0 | 0 | 0 | 0 | 0 | 67.0588 | 54.3652 | 54.3652 | 54.3652 | 12.6936 | 67.0588 | 1520.4489 | 1520.4489 | 1283.501 | 1283.501 | 45.9127 | 45.9127 | 0 | 0 | 191.0352 | 191.0352 | 645265284.2649 | 84216790.7488 | 244069800.702 | 0 | 973.5519 | 37.2923 | 0 | 0 | 0 | 1081.6137 | 6 | 608 | 922.3846 | 152 | 38 | 0.75204
14 | 824.0866 | 22.8 | 200 | 800 | 0 | 100% | 45.0913 | 160.3865 | 159.7008 | 159.7008 | 1 | 160.3865 | 56.4106 | 208.7169 | 198.2704 | 198.2704 | 198.2704 | 10.4465 | 208.7169 | 56.8734 | 51.2988 | 51.2988 | 51.2988 | 5.5746 | 56.8734 | 0 | 0 | 0 | 0 | 0 | 0 | 0 | 0 | 0 | 65.6284 | 53.2043 | 53.2043 | 53.2043 | 12.424 | 65.6284 | 1605.4133 | 1605.4133 | 1368.5542 | 1368.5542 | 45.8955 | 45.8955 | 0 | 0 | 190.9636 | 190.9636 | 654911627.6278 | 84216790.7488 | 249184751.7073 | 0 | 988.3132 | 40.1753 | 0 | 0 | 0 | 1153.7213 | 6 | 608 | 922.3846 | 152 | 38 | 0.7678
15 | 875.592 | 22.8 | 200 | 800 | 0 | 100% | 46.0502 | 166.7695 | 166.0269 | 166.0269 | 1 | 166.7695 | 57.1662 | 218.679 | 207.7304 | 207.7304 | 207.7304 | 10.9486 | 218.679 | 56.8561 | 51.2815 | 51.2815 | 51.2815 | 5.5746 | 56.8561 | 0 | 0 | 0 | 0 | 0 | 0 | 0 | 0 | 0 | 64.4586 | 52.2553 | 52.2553 | 52.2553 | 12.2033 | 64.4586 | 1690.3796 | 1690.3796 | 1453.6002 | 1453.6002 | 45.8801 | 45.8801 | 0 | 0 | 190.8994 | 190.8994 | 663765289.1114 | 84216790.7488 | 253569309.9044 | 0 | 1001.5514 | 42.8191 | 0 | 0 | 0 | 1225.8288 | 6 | 608 | 922.3846 | 152 | 38 | 0.78131
16 | 927.0974 | 22.8 | 200 | 800 | 0 | 100% | 47.2146 | 173.1771 | 172.371 | 172.371 | 1 | 173.1771 | 57.8567 | 228.6247 | 217.1748 | 217.1748 | 217.1748 | 11.4498 | 228.6247 | 56.8406 | 51.266 | 51.266 | 51.266 | 5.5746 | 56.8406 | 0 | 0 | 0 | 0 | 0 | 0 | 0 | 0 | 0 | 63.4287 | 51.4194 | 51.4194 | 51.4194 | 12.0092 | 63.4287 | 1775.3478 | 1775.3478 | 1538.64 | 1538.64 | 45.8662 | 45.8662 | 0 | 0 | 190.8416 | 190.8416 | 671832930.3094 | 84216790.7488 | 257599172.6523 | 0 | 1013.6489 | 45.2418 | 0 | 0 | 0 | 1297.9364 | 6 | 608 | 922.3846 | 152 | 38 | 0.79373
17 | 978.6028 | 22.8 | 200 | 800 | 0 | 100% | 48.1621 | 179.6265 | 178.7598 | 178.7598 | 1 | 179.6265 | 58.4823 | 238.5743 | 226.623 | 226.623 | 226.623 | 11.9513 | 238.5743 | 56.8265 | 51.2519 | 51.2519 | 51.2519 | 5.5746 | 56.8265 | 0 | 0 | 0 | 0 | 0 | 0 | 0 | 0 | 0 | 62.5334 | 50.6932 | 50.6932 | 50.6932 | 11.8402 | 62.5334 | 1860.3174 | 1860.3174 | 1623.6745 | 1623.6745 | 45.8536 | 45.8536 | 0 | 0 | 190.7892 | 190.7892 | 679202091.674 | 84216790.7488 | 261191389.4188 | 0 | 1024.6103 | 47.4774 | 0 | 0 | 0 | 1370.044 | 6 | 608 | 922.3846 | 152 | 38 | 0.80479
18 | 1030.1083 | 22.8 | 200 | 800 | 0 | 100% | 49.0297 | 186.1588 | 185.2521 | 185.2521 | 1 | 186.1588 | 59.0294 | 248.5139 | 236.0618 | 236.0618 | 236.0618 | 12.4521 | 248.5139 | 56.8137 | 51.2391 | 51.2391 | 51.2391 | 5.5746 | 56.8137 | 0 | 0 | 0 | 0 | 0 | 0 | 0 | 0 | 0 | 61.8177 | 50.112 | 50.112 | 50.112 | 11.7057 | 61.8177 | 1945.2883 | 1945.2883 | 1708.7045 | 1708.7045 | 45.8422 | 45.8422 | 0 | 0 | 190.7416 | 190.7416 | 686015849.4246 | 84216790.7488 | 263961575.4354 | 0 | 1034.1942 | 49.5644 | 0 | 0 | 0 | 1442.1516 | 6 | 608 | 922.3846 | 152 | 38 | 0.81333
19 | 154.5162 | 53.2 | 200 | 800 | 0 | 100% | 0.31963 | 109.2778 | 77.4135 | 77.4135 | 1 | 109.2778 | 27.9922 | 90.7496 | 86.2648 | 86.2648 | 86.2648 | 4.4847 | 90.7496 | 57.6101 | 52.031 | 52.031 | 52.031 | 5.5791 | 57.6101 | 0 | 0 | 0 | 0 | 0 | 0 | 0 | 0 | 0 | 0 | 0 | 0 | 0 | 0 | 0 | 562.1254 | 562.1254 | 260.0591 | 260.0591 | 108.5314 | 108.5314 | 0 | 0 | 193.5349 | 193.5349 | 293748175.0093 | 196284014.1691 | 391941.976 | 0 | 490.4241 | 0.8452 | 0 | 0 | 0 | 216.3227 | 14 | 608 | 922.3846 | 152 | 38 | 0.0012077
20 | 206.0217 | 53.2 | 200 | 800 | 0 | 100% | 9.5548 | 106.1007 | 116.3257 | 116.3257 | 1 | 106.1007 | 33.5303 | 92.8284 | 88.2284 | 88.2284 | 88.2284 | 4.6 | 92.8284 | 57.4444 | 51.867 | 51.867 | 51.867 | 5.5774 | 57.4444 | 0 | 0 | 0 | 0 | 0 | 0 | 0 | 0 | 0 | 1750.841 | 1412.3602 | 1412.3602 | 1412.3602 | 338.4809 | 1750.841 | 646.9581 | 646.9581 | 345.7548 | 345.7548 | 108.2214 | 108.2214 | 0 | 0 | 192.982 | 192.982 | 378568715.4793 | 196366509.3655 | 12516065.6358 | 0 | 587.4513 | 0.85603 | 0 | 0 | 0 | 288.4303 | 14 | 608 | 922.3846 | 152 | 38 | 0.038565
21 | 257.5271 | 53.2 | 200 | 800 | 0 | 100% | 18.0594 | 104.2723 | 107.2175 | 107.2175 | 1 | 104.2723 | 38.9267 | 100.7866 | 95.7821 | 95.7821 | 95.7821 | 5.0045 | 100.7866 | 57.3231 | 51.7467 | 51.7467 | 51.7467 | 5.5764 | 57.3231 | 0 | 0 | 0 | 0 | 0 | 0 | 0 | 0 | 0 | 339.9773 | 274.46 | 274.46 | 274.46 | 65.5173 | 339.9773 | 731.8292 | 731.8292 | 431.2697 | 431.2697 | 107.9901 | 107.9901 | 0 | 0 | 192.5695 | 192.5695 | 431540410.0163 | 196425749.8954 | 54028951.3317 | 0 | 681.9951 | 0.74108 | 0 | 0 | 0 | 360.5379 | 14 | 608 | 922.3846 | 152 | 38 | 0.16648
22 | 309.0325 | 53.2 | 200 | 800 | 0 | 100% | 24.9315 | 103.9334 | 104.9012 | 104.9012 | 1 | 103.9334 | 43.7512 | 110.6719 | 105.1679 | 105.1679 | 105.1679 | 5.504 | 110.6719 | 57.2306 | 51.6549 | 51.6549 | 51.6549 | 5.5757 | 57.2306 | 0 | 0 | 0 | 0 | 0 | 0 | 0 | 0 | 0 | 170.9341 | 138.046 | 138.046 | 138.046 | 32.8881 | 170.9341 | 816.7258 | 816.7258 | 516.6649 | 516.6649 | 107.8109 | 107.8109 | 0 | 0 | 192.25 | 192.25 | 469224020.8309 | 196469121.3072 | 100828417.6522 | 0 | 766.5216 | 1.8939 | 0 | 0 | 0 | 432.6455 | 14 | 608 | 922.3846 | 152 | 38 | 0.31068
23 | 360.5379 | 53.2 | 200 | 800 | 0 | 100% | 29.4977 | 106.3412 | 106.6721 | 106.6721 | 1 | 106.3412 | 47.3556 | 121.3574 | 115.3143 | 115.3143 | 115.3143 | 6.0431 | 121.3574 | 57.1584 | 51.583 | 51.583 | 51.583 | 5.5754 | 57.1584 | 0 | 0 | 0 | 0 | 0 | 0 | 0 | 0 | 0 | 124.5248 | 100.8504 | 100.8504 | 100.8504 | 23.6744 | 124.5248 | 901.64 | 901.64 | 601.9769 | 601.9769 | 107.668 | 107.668 | 0 | 0 | 191.9952 | 191.9952 | 497435003.3335 | 196481167.2291 | 135754173.2335 | 0 | 829.6703 | 5.4302 | 0 | 0 | 0 | 504.753 | 14 | 608 | 922.3846 | 152 | 38 | 0.41829
24 | 412.0433 | 53.2 | 200 | 800 | 0 | 100% | 33.3105 | 110.1382 | 110.2071 | 110.2071 | 1 | 110.1382 | 50.1382 | 132.3204 | 125.7246 | 125.7246 | 125.7246 | 6.5957 | 132.3204 | 57.1 | 51.5249 | 51.5249 | 51.5249 | 5.5751 | 57.1 | 0 | 0 | 0 | 0 | 0 | 0 | 0 | 0 | 0 | 103.5935 | 83.9756 | 83.9756 | 83.9756 | 19.6179 | 103.5935 | 986.5671 | 986.5671 | 687.2285 | 687.2285 | 107.5514 | 107.5514 | 0 | 0 | 191.7872 | 191.7872 | 520245335.5042 | 196489297.2521 | 161686817.5602 | 0 | 878.4215 | 9.8482 | 0 | 0 | 0 | 576.8606 | 14 | 608 | 922.3846 | 152 | 38 | 0.4982
25 | 463.5487 | 53.2 | 200 | 800 | 0 | 100% | 36.1301 | 114.5015 | 114.4049 | 114.4049 | 1 | 114.5015 | 52.4916 | 143.2545 | 136.1076 | 136.1076 | 136.1076 | 7.1469 | 143.2545 | 57.0518 | 51.4769 | 51.4769 | 51.4769 | 5.575 | 57.0518 | 0 | 0 | 0 | 0 | 0 | 0 | 0 | 0 | 0 | 90.9369 | 73.7243 | 73.7243 | 73.7243 | 17.2126 | 90.9369 | 1071.5037 | 1071.5037 | 772.435 | 772.435 | 107.4544 | 107.4544 | 0 | 0 | 191.6143 | 191.6143 | 539792532.7643 | 196494882.4442 | 183365592.3631 | 0 | 919.653 | 14.1962 | 0 | 0 | 0 | 648.9682 | 14 | 608 | 922.3846 | 152 | 38 | 0.56499
26 | 515.0541 | 53.2 | 200 | 800 | 0 | 100% | 38.6644 | 119.1842 | 118.9704 | 118.9704 | 1 | 119.1842 | 54.5163 | 154.1099 | 146.4158 | 146.4158 | 146.4158 | 7.694 | 154.1099 | 57.0114 | 51.4366 | 51.4366 | 51.4366 | 5.5748 | 57.0114 | 0 | 0 | 0 | 0 | 0 | 0 | 0 | 0 | 0 | 82.3418 | 66.7763 | 66.7763 | 66.7763 | 15.5655 | 82.3418 | 1156.4477 | 1156.4477 | 857.6069 | 857.6069 | 107.3725 | 107.3725 | 0 | 0 | 191.4683 | 191.4683 | 556825768.055 | 196498507.9384 | 201801561.5177 | 0 | 955.1258 | 18.3361 | 0 | 0 | 0 | 721.0758 | 14 | 608 | 922.3846 | 152 | 38 | 0.6218
27 | 566.5595 | 53.2 | 200 | 800 | 0 | 100% | 40.6621 | 124.2755 | 123.991 | 123.991 | 1 | 124.2755 | 56.1687 | 164.876 | 156.6394 | 156.6394 | 156.6394 | 8.2367 | 164.876 | 56.9771 | 51.4023 | 51.4023 | 51.4023 | 5.5748 | 56.9771 | 0 | 0 | 0 | 0 | 0 | 0 | 0 | 0 | 0 | 76.6385 | 62.1479 | 62.1479 | 62.1479 | 14.4906 | 76.6385 | 1241.3974 | 1241.3974 | 942.7518 | 942.7518 | 107.3024 | 107.3024 | 0 | 0 | 191.3433 | 191.3433 | 571887989.8441 | 196500734.6195 | 215687606.37 | 0 | 984.0763 | 22.3881 | 0 | 0 | 0 | 793.1834 | 14 | 608 | 922.3846 | 152 | 38 | 0.66459
28 | 618.065 | 53.2 | 200 | 800 | 0 | 100% | 42.3973 | 129.6595 | 129.3239 | 129.3239 | 1 | 129.6595 | 57.5694 | 175.5669 | 166.7914 | 166.7914 | 166.7914 | 8.7755 | 175.5669 | 56.9475 | 51.3728 | 51.3728 | 51.3728 | 5.5747 | 56.9475 | 0 | 0 | 0 | 0 | 0 | 0 | 0 | 0 | 0 | 72.6586 | 58.923 | 58.923 | 58.923 | 13.7355 | 72.6586 | 1326.3518 | 1326.3518 | 1027.875 | 1027.875 | 107.2417 | 107.2417 | 0 | 0 | 191.2351 | 191.2351 | 585382567.3547 | 196502166.7938 | 226730575.7395 | 0 | 1008.6153 | 26.2016 | 0 | 0 | 0 | 865.2909 | 14 | 608 | 922.3846 | 152 | 38 | 0.69861
29 | 669.5704 | 53.2 | 200 | 800 | 0 | 100% | 43.8813 | 135.3047 | 134.938 | 134.938 | 1 | 135.3047 | 58.7341 | 186.1943 | 176.8833 | 176.8833 | 176.8833 | 9.311 | 186.1943 | 56.9218 | 51.3471 | 51.3471 | 51.3471 | 5.5747 | 56.9218 | 0 | 0 | 0 | 0 | 0 | 0 | 0 | 0 | 0 | 69.8641 | 56.6586 | 56.6586 | 56.6586 | 13.2055 | 69.8641 | 1411.3099 | 1411.3099 | 1112.9806 | 1112.9806 | 107.1887 | 107.1887 | 0 | 0 | 191.1405 | 191.1405 | 597485764.5184 | 196503203.2941 | 235033083.7851 | 0 | 1029.0221 | 29.7982 | 0 | 0 | 0 | 937.3985 | 14 | 608 | 922.3846 | 152 | 38 | 0.72419
30 | 721.0758 | 53.2 | 200 | 800 | 0 | 100% | 45.1941 | 141.1616 | 140.752 | 140.752 | 1 | 141.1616 | 59.7264 | 196.7632 | 186.9196 | 186.9196 | 186.9196 | 9.8436 | 196.7632 | 56.8991 | 51.3245 | 51.3245 | 51.3245 | 5.5747 | 56.8991 | 0 | 0 | 0 | 0 | 0 | 0 | 0 | 0 | 0 | 67.8762 | 55.0461 | 55.0461 | 55.0461 | 12.8301 | 67.8762 | 1496.271 | 1496.271 | 1198.0718 | 1198.0718 | 107.142 | 107.142 | 0 | 0 | 191.0572 | 191.0572 | 608398973.833 | 196504092.3562 | 241503059.581 | 0 | 1046.4061 | 33.1414 | 0 | 0 | 0 | 1009.5061 | 14 | 608 | 922.3846 | 152 | 38 | 0.74413
31 | 772.5812 | 53.2 | 200 | 800 | 0 | 100% | 46.3014 | 147.1307 | 146.6656 | 146.6656 | 1 | 147.1307 | 60.6002 | 207.3223 | 196.9466 | 196.9466 | 196.9466 | 10.3757 | 207.3223 | 56.879 | 51.3044 | 51.3044 | 51.3044 | 5.5746 | 56.879 | 0 | 0 | 0 | 0 | 0 | 0 | 0 | 0 | 0 | 66.2972 | 53.7623 | 53.7623 | 53.7623 | 12.5349 | 66.2972 | 1581.2347 | 1581.2347 | 1283.1511 | 1283.1511 | 107.1005 | 107.1005 | 0 | 0 | 190.9831 | 190.9831 | 618181251.6006 | 196504669.8295 | 247029931.7126 | 0 | 1061.7159 | 36.2134 | 0 | 0 | 0 | 1081.6137 | 14 | 608 | 922.3846 | 152 | 38 | 0.76116
32 | 824.0866 | 53.2 | 200 | 800 | 0 | 100% | 47.4315 | 153.1645 | 152.652 | 152.652 | 1 | 153.1645 | 61.3814 | 217.8652 | 206.9583 | 206.9583 | 206.9583 | 10.9069 | 217.8652 | 56.8611 | 51.2865 | 51.2865 | 51.2865 | 5.5746 | 56.8611 | 0 | 0 | 0 | 0 | 0 | 0 | 0 | 0 | 0 | 64.9917 | 52.7026 | 52.7026 | 52.7026 | 12.2891 | 64.9917 | 1666.2005 | 1666.2005 | 1368.2202 | 1368.2202 | 107.0633 | 107.0633 | 0 | 0 | 190.917 | 190.917 | 627104583.0323 | 196505094.8895 | 251791849.8637 | 0 | 1075.4015 | 39.0365 | 0 | 0 | 0 | 1153.7213 | 14 | 608 | 922.3846 | 152 | 38 | 0.77583
33 | 875.592 | 53.2 | 200 | 800 | 0 | 100% | 48.516 | 159.2394 | 158.6642 | 158.6642 | 1 | 159.2394 | 62.0931 | 228.3985 | 216.9609 | 216.9609 | 216.9609 | 11.4376 | 228.3985 | 56.845 | 51.2704 | 51.2704 | 51.2704 | 5.5746 | 56.845 | 0 | 0 | 0 | 0 | 0 | 0 | 0 | 0 | 0 | 63.8721 | 51.7946 | 51.7946 | 51.7946 | 12.0774 | 63.8721 | 1751.1682 | 1751.1682 | 1453.2807 | 1453.2807 | 107.03 | 107.03 | 0 | 0 | 190.8574 | 190.8574 | 635171367.231 | 196505425.1595 | 256193868.1913 | 0 | 1087.8707 | 41.6241 | 0 | 0 | 0 | 1225.8288 | 14 | 608 | 922.3846 | 152 | 38 | 0.7894
34 | 927.0974 | 53.2 | 200 | 800 | 0 | 100% | 49.5662 | 165.3409 | 164.7183 | 164.7183 | 1 | 165.3409 | 62.7335 | 238.9197 | 226.952 | 226.952 | 226.952 | 11.9677 | 238.9197 | 56.8305 | 51.2559 | 51.2559 | 51.2559 | 5.5746 | 56.8305 | 0 | 0 | 0 | 0 | 0 | 0 | 0 | 0 | 0 | 62.8866 | 50.9944 | 50.9944 | 50.9944 | 11.8923 | 62.8866 | 1836.1374 | 1836.1374 | 1538.334 | 1538.334 | 106.9998 | 106.9998 | 0 | 0 | 190.8036 | 190.8036 | 642562653.1956 | 196505655.2673 | 260022449.1124 | 0 | 1099.0908 | 44.0142 | 0 | 0 | 0 | 1297.9364 | 14 | 608 | 922.3846 | 152 | 38 | 0.80119
35 | 978.6028 | 53.2 | 200 | 800 | 0 | 100% | 50.4452 | 171.4994 | 170.8298 | 170.8298 | 1 | 171.4994 | 63.3074 | 249.4277 | 236.9306 | 236.9306 | 236.9306 | 12.4971 | 249.4277 | 56.8173 | 51.2427 | 51.2427 | 51.2427 | 5.5746 | 56.8173 | 0 | 0 | 0 | 0 | 0 | 0 | 0 | 0 | 0 | 62.0712 | 50.3322 | 50.3322 | 50.3322 | 11.7391 | 62.0712 | 1921.1079 | 1921.1079 | 1623.3808 | 1623.3808 | 106.9724 | 106.9724 | 0 | 0 | 190.7547 | 190.7547 | 649358259.987 | 196505782.7523 | 263280890.941 | 0 | 1109.1449 | 46.2321 | 0 | 0 | 0 | 1370.044 | 14 | 608 | 922.3846 | 152 | 38 | 0.81123
36 | 1030.1083 | 53.2 | 200 | 800 | 0 | 100% | 51.3128 | 177.7298 | 177.0087 | 177.0087 | 1 | 177.7298 | 63.8254 | 259.9207 | 246.8949 | 246.8949 | 246.8949 | 13.0257 | 259.9207 | 56.8053 | 51.2307 | 51.2307 | 51.2307 | 5.5746 | 56.8053 | 0 | 0 | 0 | 0 | 0 | 0 | 0 | 0 | 0 | 61.4808 | 49.8679 | 49.8679 | 49.8679 | 11.613 | 61.4808 | 2006.0797 | 2006.0797 | 1708.4222 | 1708.4222 | 106.9473 | 106.9473 | 0 | 0 | 190.7101 | 190.7101 | 655636320.4344 | 196505845.0805 | 266078199.1317 | 0 | 1118.2204 | 48.2922 | 0 | 0 | 0 | 1442.1516 | 14 | 608 | 922.3846 | 152 | 38 | 0.81985
37 | 103.0108 | 102.6 | 200 | 800 | 0 | 100% | 0.057078 | 95.7274 | 68.8668 | 68.8668 | 1 | 95.7274 | 32.787 | 90.4872 | 86.0131 | 86.0131 | 86.0131 | 4.474 | 90.4872 | 57.6982 | 52.1079 | 52.1079 | 52.1079 | 5.5903 | 57.6982 | 0 | 0 | 0 | 0 | 0 | 0 | 0 | 0 | 0 | 0 | 0 | 0 | 0 | 0 | 0 | 575.9135 | 575.9135 | 173.281 | 173.281 | 209.1999 | 209.1999 | 0 | 0 | 193.4325 | 193.4325 | 196332973.333 | 377714601.6884 | 381058.0766 | 0 | 574.4286 | 0.39882 | 0 | 0 | 0 | 144.2152 | 27 | 608 | 922.3846 | 152 | 38 | 0.0011741
38 | 154.5162 | 102.6 | 200 | 800 | 0 | 100% | 3.5388 | 94.7935 | 103.6231 | 103.6231 | 1 | 94.7935 | 38.3788 | 91.4707 | 86.9363 | 86.9363 | 86.9363 | 4.5344 | 91.4707 | 57.5007 | 51.9158 | 51.9158 | 51.9158 | 5.5848 | 57.5007 | 0 | 0 | 0 | 0 | 0 | 0 | 0 | 0 | 0 | 4681.7143 | 3774.6127 | 3774.6127 | 3774.6127 | 907.1017 | 4681.7143 | 660.7537 | 660.7537 | 259.2153 | 259.2153 | 208.6315 | 208.6315 | 0 | 0 | 192.9069 | 192.9069 | 289719417.8297 | 378099050.2391 | 4578252.4027 | 0 | 672.3967 | 0.5478 | 0 | 0 | 0 | 216.3227 | 27 | 608 | 922.3846 | 152 | 38 | 0.014107
39 | 206.0217 | 102.6 | 200 | 800 | 0 | 100% | 14.0639 | 94.2929 | 98.5126 | 98.5126 | 1 | 94.2929 | 43.8764 | 96.2484 | 91.4679 | 91.4679 | 91.4679 | 4.7805 | 96.2484 | 57.3645 | 51.7826 | 51.7826 | 51.7826 | 5.5819 | 57.3645 | 0 | 0 | 0 | 0 | 0 | 0 | 0 | 0 | 0 | 696.9274 | 561.9835 | 561.9835 | 561.9835 | 134.9439 | 696.9274 | 745.6296 | 745.6296 | 344.913 | 344.913 | 208.2045 | 208.2045 | 0 | 0 | 192.5121 | 192.5121 | 363012071.0167 | 378315540.5247 | 27387186.9579 | 0 | 768.7148 | 0.53171 | 0 | 0 | 0 | 288.4303 | 27 | 608 | 922.3846 | 152 | 38 | 0.084387
40 | 257.5271 | 102.6 | 200 | 800 | 0 | 100% | 22.7169 | 94.4167 | 96.0685 | 96.0685 | 1 | 94.4167 | 49.118 | 106.2675 | 100.9814 | 100.9814 | 100.9814 | 5.2862 | 106.2675 | 57.263 | 51.6829 | 51.6829 | 51.6829 | 5.5801 | 57.263 | 0 | 0 | 0 | 0 | 0 | 0 | 0 | 0 | 0 | 237.8471 | 192.0322 | 192.0322 | 192.0322 | 45.8149 | 237.8471 | 830.5295 | 830.5295 | 430.4528 | 430.4528 | 207.872 | 207.872 | 0 | 0 | 192.2047 | 192.2047 | 407837901.9416 | 378461585.6086 | 74248305.3901 | 0 | 860.5478 | 0.74112 | 0 | 0 | 0 | 360.5379 | 27 | 608 | 922.3846 | 152 | 38 | 0.22878
41 | 309.0325 | 102.6 | 200 | 800 | 0 | 100% | 28.9612 | 95.7536 | 96.4059 | 96.4059 | 1 | 95.7536 | 53.5274 | 117.6541 | 111.7944 | 111.7944 | 111.7944 | 5.8597 | 117.6541 | 57.1838 | 51.605 | 51.605 | 51.605 | 5.5788 | 57.1838 | 0 | 0 | 0 | 0 | 0 | 0 | 0 | 0 | 0 | 142.5871 | 115.2365 | 115.2365 | 115.2365 | 27.3506 | 142.5871 | 915.4461 | 915.4461 | 515.8817 | 515.8817 | 207.6058 | 207.6058 | 0 | 0 | 191.9585 | 191.9585 | 440285837.4658 | 378570139.5534 | 118944104.6579 | 0 | 937.8001 | 2.4846 | 0 | 0 | 0 | 432.6455 | 27 | 608 | 922.3846 | 152 | 38 | 0.3665
42 | 360.5379 | 102.6 | 200 | 800 | 0 | 100% | 33.653 | 98.908 | 99.2015 | 99.2015 | 1 | 98.908 | 56.7787 | 129.5381 | 123.0801 | 123.0801 | 123.0801 | 6.458 | 129.5381 | 57.1204 | 51.5425 | 51.5425 | 51.5425 | 5.5779 | 57.1204 | 0 | 0 | 0 | 0 | 0 | 0 | 0 | 0 | 0 | 111.2709 | 90.1714 | 90.1714 | 90.1714 | 21.0996 | 111.2709 | 1000.3749 | 1000.3749 | 601.2301 | 601.2301 | 207.3878 | 207.3878 | 0 | 0 | 191.757 | 191.757 | 465211680.0028 | 378654593.3466 | 150896916.4246 | 0 | 994.7632 | 5.983 | 0 | 0 | 0 | 504.753 | 27 | 608 | 922.3846 | 152 | 38 | 0.46495
43 | 412.0433 | 102.6 | 200 | 800 | 0 | 100% | 37.4315 | 102.8206 | 102.9388 | 102.9388 | 1 | 102.8206 | 59.3679 | 141.5516 | 134.4888 | 134.4888 | 134.4888 | 7.0628 | 141.5516 | 57.068 | 51.4908 | 51.4908 | 51.4908 | 5.5772 | 57.068 | 0 | 0 | 0 | 0 | 0 | 0 | 0 | 0 | 0 | 95.0896 | 77.1207 | 77.1207 | 77.1207 | 17.9689 | 95.0896 | 1085.3128 | 1085.3128 | 686.5179 | 686.5179 | 207.206 | 207.206 | 0 | 0 | 191.5889 | 191.5889 | 485641506.7854 | 378726280.2556 | 175757810.016 | 0 | 1040.1256 | 9.9582 | 0 | 0 | 0 | 576.8606 | 27 | 608 | 922.3846 | 152 | 38 | 0.54155
44 | 463.5487 | 102.6 | 200 | 800 | 0 | 100% | 40.4909 | 107.1804 | 107.1825 | 107.1825 | 1 | 107.1804 | 61.5038 | 153.5124 | 145.8474 | 145.8474 | 145.8474 | 7.665 | 153.5124 | 57.0243 | 51.4476 | 51.4476 | 51.4476 | 5.5767 | 57.0243 | 0 | 0 | 0 | 0 | 0 | 0 | 0 | 0 | 0 | 85.1586 | 69.094 | 69.094 | 69.094 | 16.0646 | 85.1586 | 1170.2579 | 1170.2579 | 771.7591 | 771.7591 | 207.0522 | 207.0522 | 0 | 0 | 191.4466 | 191.4466 | 503098050.5027 | 378786571.0102 | 195662464.542 | 0 | 1077.5471 | 13.9874 | 0 | 0 | 0 | 648.9682 | 27 | 608 | 922.3846 | 152 | 38 | 0.60288
45 | 515.0541 | 102.6 | 200 | 800 | 0 | 100% | 43.1164 | 111.8446 | 111.7631 | 111.7631 | 1 | 111.8446 | 63.2638 | 165.417 | 157.1525 | 157.1525 | 157.1525 | 8.2644 | 165.417 | 56.9871 | 51.4109 | 51.4109 | 51.4109 | 5.5762 | 56.9871 | 0 | 0 | 0 | 0 | 0 | 0 | 0 | 0 | 0 | 78.4314 | 63.6329 | 63.6329 | 63.6329 | 14.7986 | 78.4314 | 1255.2084 | 1255.2084 | 856.9636 | 856.9636 | 206.9202 | 206.9202 | 0 | 0 | 191.3246 | 191.3246 | 518111054.8348 | 378839304.4703 | 211430660.1515 | 0 | 1108.381 | 17.9521 | 0 | 0 | 0 | 721.0758 | 27 | 608 | 922.3846 | 152 | 38 | 0.65147
46 | 566.5595 | 102.6 | 200 | 800 | 0 | 100% | 45.0685 | 116.8092 | 116.6705 | 116.6705 | 1 | 116.8092 | 64.7156 | 177.2974 | 168.4348 | 168.4348 | 168.4348 | 8.8627 | 177.2974 | 56.9554 | 51.3794 | 51.3794 | 51.3794 | 5.5759 | 56.9554 | 0 | 0 | 0 | 0 | 0 | 0 | 0 | 0 | 0 | 73.8506 | 59.9184 | 59.9184 | 59.9184 | 13.9323 | 73.8506 | 1340.1634 | 1340.1634 | 942.1388 | 942.1388 | 206.8058 | 206.8058 | 0 | 0 | 191.2188 | 191.2188 | 531203061.6044 | 378883586.1591 | 223729997.312 | 0 | 1133.8166 | 21.779 | 0 | 0 | 0 | 793.1834 | 27 | 608 | 922.3846 | 152 | 38 | 0.68937
47 | 618.065 | 102.6 | 200 | 800 | 0 | 100% | 46.9292 | 121.9682 | 121.7852 | 121.7852 | 1 | 121.9682 | 65.9476 | 189.0994 | 179.6424 | 179.6424 | 179.6424 | 9.457 | 189.0994 | 56.9278 | 51.3521 | 51.3521 | 51.3521 | 5.5756 | 56.9278 | 0 | 0 | 0 | 0 | 0 | 0 | 0 | 0 | 0 | 70.5549 | 57.2487 | 57.2487 | 57.2487 | 13.3061 | 70.5549 | 1425.122 | 1425.122 | 1027.2901 | 1027.2901 | 206.7057 | 206.7057 | 0 | 0 | 191.1263 | 191.1263 | 542876826.8535 | 378910828.0204 | 233614623.2193 | 0 | 1155.4023 | 25.3812 | 0 | 0 | 0 | 865.2909 | 27 | 608 | 922.3846 | 152 | 38 | 0.71982
48 | 669.5704 | 102.6 | 200 | 800 | 0 | 100% | 48.5502 | 127.3195 | 127.1111 | 127.1111 | 1 | 127.3195 | 66.966 | 200.829 | 190.7813 | 190.7813 | 190.7813 | 10.0476 | 200.829 | 56.9038 | 51.3283 | 51.3283 | 51.3283 | 5.5754 | 56.9038 | 0 | 0 | 0 | 0 | 0 | 0 | 0 | 0 | 0 | 68.2182 | 55.3549 | 55.3549 | 55.3549 | 12.8633 | 68.2182 | 1510.0836 | 1510.0836 | 1112.4218 | 1112.4218 | 206.6173 | 206.6173 | 0 | 0 | 191.0445 | 191.0445 | 553372124.8212 | 378923119.8174 | 240949780.6704 | 0 | 1173.245 | 28.7918 | 0 | 0 | 0 | 937.3985 | 27 | 608 | 922.3846 | 152 | 38 | 0.74243
49 | 721.0758 | 102.6 | 200 | 800 | 0 | 100% | 49.863 | 132.8122 | 132.5598 | 132.5598 | 1 | 132.8122 | 67.843 | 212.5155 | 201.8793 | 201.8793 | 201.8793 | 10.6362 | 212.5155 | 56.8827 | 51.3074 | 51.3074 | 51.3074 | 5.5753 | 56.8827 | 0 | 0 | 0 | 0 | 0 | 0 | 0 | 0 | 0 | 66.4889 | 53.951 | 53.951 | 53.951 | 12.5379 | 66.4889 | 1595.0477 | 1595.0477 | 1197.5371 | 1197.5371 | 206.5387 | 206.5387 | 0 | 0 | 190.9719 | 190.9719 | 562723365.7229 | 378932863.6086 | 246952877.5708 | 0 | 1188.6091 | 31.9603 | 0 | 0 | 0 | 1009.5061 | 27 | 608 | 922.3846 | 152 | 38 | 0.76092
50 | 772.5812 | 102.6 | 200 | 800 | 0 | 100% | 51.1644 | 138.3754 | 138.0784 | 138.0784 | 1 | 138.3754 | 68.6231 | 224.1942 | 212.9699 | 212.9699 | 212.9699 | 11.2243 | 224.1942 | 56.864 | 51.2888 | 51.2888 | 51.2888 | 5.5752 | 56.864 | 0 | 0 | 0 | 0 | 0 | 0 | 0 | 0 | 0 | 65.0696 | 52.7963 | 52.7963 | 52.7963 | 12.2733 | 65.0696 | 1680.0138 | 1680.0138 | 1282.6386 | 1282.6386 | 206.4684 | 206.4684 | 0 | 0 | 190.9069 | 190.9069 | 571163735.3296 | 378940773.2034 | 252172180.5319 | 0 | 1202.2767 | 34.8849 | 0 | 0 | 0 | 1081.6137 | 27 | 608 | 922.3846 | 152 | 38 | 0.777
51 | 824.0866 | 102.6 | 200 | 800 | 0 | 100% | 52.2603 | 143.9859 | 143.6505 | 143.6505 | 1 | 143.9859 | 69.3143 | 235.8331 | 224.0226 | 224.0226 | 224.0226 | 11.8105 | 235.8331 | 56.8472 | 51.2721 | 51.2721 | 51.2721 | 5.5751 | 56.8472 | 0 | 0 | 0 | 0 | 0 | 0 | 0 | 0 | 0 | 63.8979 | 51.8457 | 51.8457 | 51.8457 | 12.0522 | 63.8979 | 1764.9817 | 1764.9817 | 1367.7283 | 1367.7283 | 206.4051 | 206.4051 | 0 | 0 | 190.8483 | 190.8483 | 578836595.7537 | 378947208.4135 | 256603085.0286 | 0 | 1214.3869 | 37.5936 | 0 | 0 | 0 | 1153.7213 | 27 | 608 | 922.3846 | 152 | 38 | 0.79066
52 | 875.592 | 102.6 | 200 | 800 | 0 | 100% | 53.3219 | 149.6244 | 149.2379 | 149.2379 | 1 | 149.6244 | 69.9424 | 247.4615 | 235.0654 | 235.0654 | 235.0654 | 12.3961 | 247.4615 | 56.8321 | 51.2571 | 51.2571 | 51.2571 | 5.575 | 56.8321 | 0 | 0 | 0 | 0 | 0 | 0 | 0 | 0 | 0 | 62.872 | 51.0118 | 51.0118 | 51.0118 | 11.8601 | 62.872 | 1849.9512 | 1849.9512 | 1452.808 | 1452.808 | 206.3478 | 206.3478 | 0 | 0 | 190.7954 | 190.7954 | 585736628.5125 | 378952793.5657 | 260701486.7388 | 0 | 1225.3909 | 40.0936 | 0 | 0 | 0 | 1225.8288 | 27 | 608 | 922.3846 | 152 | 38 | 0.80328
53 | 927.0974 | 102.6 | 200 | 800 | 0 | 100% | 54.2466 | 155.2887 | 154.848 | 154.848 | 1 | 155.2887 | 70.5208 | 259.0949 | 246.113 | 246.113 | 246.113 | 12.9819 | 259.0949 | 56.8184 | 51.2435 | 51.2435 | 51.2435 | 5.5749 | 56.8184 | 0 | 0 | 0 | 0 | 0 | 0 | 0 | 0 | 0 | 61.9678 | 50.2775 | 50.2775 | 50.2775 | 11.6903 | 61.9678 | 1934.9219 | 1934.9219 | 1537.879 | 1537.879 | 206.2957 | 206.2957 | 0 | 0 | 190.7472 | 190.7472 | 592040203.9918 | 378957183.5156 | 264527813.1115 | 0 | 1235.5252 | 42.4031 | 0 | 0 | 0 | 1297.9364 | 27 | 608 | 922.3846 | 152 | 38 | 0.81507
54 | 978.6028 | 102.6 | 200 | 800 | 0 | 100% | 55.1941 | 161.001 | 160.5227 | 160.5227 | 1 | 161.001 | 71.0341 | 270.7113 | 257.1444 | 257.1444 | 257.1444 | 13.5669 | 270.7113 | 56.806 | 51.2312 | 51.2312 | 51.2312 | 5.5749 | 56.806 | 0 | 0 | 0 | 0 | 0 | 0 | 0 | 0 | 0 | 61.2752 | 49.7312 | 49.7312 | 49.7312 | 11.5441 | 61.2752 | 2019.8938 | 2019.8938 | 1622.9425 | 1622.9425 | 206.2481 | 206.2481 | 0 | 0 | 190.7032 | 190.7032 | 597838228.8322 | 378960573.6029 | 267718348.8324 | 0 | 1244.5172 | 44.5606 | 0 | 0 | 0 | 1370.044 | 27 | 608 | 922.3846 | 152 | 38 | 0.82491
55 | 1030.1083 | 102.6 | 200 | 800 | 0 | 100% | 56.0274 | 166.7269 | 166.1959 | 166.1959 | 1 | 166.7269 | 71.5056 | 282.3213 | 268.1696 | 268.1696 | 268.1696 | 14.1516 | 282.3213 | 56.7947 | 51.2199 | 51.2199 | 51.2199 | 5.5748 | 56.7947 | 0 | 0 | 0 | 0 | 0 | 0 | 0 | 0 | 0 | 60.6063 | 49.1881 | 49.1881 | 49.1881 | 11.4182 | 60.6063 | 2104.8667 | 2104.8667 | 1707.9993 | 1707.9993 | 206.2045 | 206.2045 | 0 | 0 | 190.6629 | 190.6629 | 603138374.3384 | 378963217.8182 | 270677158.3824 | 0 | 1252.7788 | 46.566 | 0 | 0 | 0 | 1442.1516 | 27 | 608 | 922.3846 | 152 | 38 | 0.83402
56 | 51.5054 | 152 | 200 | 800 | 0 | 100% | 0.034247 | 86.0266 | 62.6413 | 62.6413 | 1 | 86.0266 | 37.4864 | 90.1765 | 85.7157 | 85.7157 | 85.7157 | 4.4608 | 90.1765 | 57.8398 | 52.2332 | 52.2332 | 52.2332 | 5.6065 | 57.8398 | 0 | 0 | 0 | 0 | 0 | 0 | 0 | 0 | 0 | 0 | 0 | 0 | 0 | 0 | 0 | 589.703 | 589.703 | 86.5971 | 86.5971 | 309.7704 | 309.7704 | 0 | 0 | 193.3355 | 193.3355 | 98383505.4074 | 557895156.1716 | 482882.5351 | 0 | 656.7615 | 0.32615 | 0 | 0 | 0 | 72.1076 | 40 | 608 | 922.3846 | 152 | 38 | 0.0014879
57 | 154.5162 | 152 | 200 | 800 | 0 | 100% | 9.0868 | 86.6848 | 89.623 | 89.623 | 1 | 86.6848 | 48.7099 | 95.2664 | 90.5334 | 90.5334 | 90.5334 | 4.733 | 95.2664 | 57.4335 | 51.8434 | 51.8434 | 51.8434 | 5.5901 | 57.4335 | 0 | 0 | 0 | 0 | 0 | 0 | 0 | 0 | 0 | 1056.0158 | 851.1099 | 851.1099 | 851.1099 | 204.906 | 1056.0158 | 759.4306 | 759.4306 | 258.6107 | 258.6107 | 308.3629 | 308.3629 | 0 | 0 | 192.457 | 192.457 | 276777812.8609 | 559597122.2518 | 17023317.7006 | 0 | 853.3983 | 0.37495 | 0 | 0 | 0 | 216.3227 | 40 | 608 | 922.3846 | 152 | 38 | 0.052453
58 | 206.0217 | 152 | 200 | 800 | 0 | 100% | 19.9315 | 87.3164 | 89.2983 | 89.2983 | 1 | 87.3164 | 54.0965 | 102.5003 | 97.4005 | 97.4005 | 97.4005 | 5.0999 | 102.5003 | 57.3129 | 51.7268 | 51.7268 | 51.7268 | 5.5861 | 57.3129 | 0 | 0 | 0 | 0 | 0 | 0 | 0 | 0 | 0 | 368.5288 | 297.3979 | 297.3979 | 297.3979 | 71.1309 | 368.5288 | 844.3336 | 844.3336 | 344.284 | 344.284 | 307.8886 | 307.8886 | 0 | 0 | 192.161 | 192.161 | 339669451.8443 | 560012407.4165 | 48088932.3111 | 0 | 947.7708 | 0.50757 | 0 | 0 | 0 | 288.4303 | 40 | 608 | 922.3846 | 152 | 38 | 0.14817
59 | 257.5271 | 152 | 200 | 800 | 0 | 100% | 28.7329 | 88.4858 | 89.4743 | 89.4743 | 1 | 88.4858 | 58.9947 | 114.277 | 108.5845 | 108.5845 | 108.5845 | 5.6925 | 114.277 | 57.2227 | 51.6391 | 51.6391 | 51.6391 | 5.5835 | 57.2227 | 0 | 0 | 0 | 0 | 0 | 0 | 0 | 0 | 0 | 180.9463 | 146.1993 | 146.1993 | 146.1993 | 34.7471 | 180.9463 | 929.2524 | 929.2524 | 429.822 | 429.822 | 307.5073 | 307.5073 | 0 | 0 | 191.9231 | 191.9231 | 378339146.8922 | 560286373.4518 | 94961634.8852 | 0 | 1033.5872 | 1.2792 | 0 | 0 | 0 | 360.5379 | 40 | 608 | 922.3846 | 152 | 38 | 0.2926
60 | 309.0325 | 152 | 200 | 800 | 0 | 100% | 35.1598 | 90.7248 | 91.1967 | 91.1967 | 1 | 90.7248 | 62.9944 | 127.1441 | 120.8045 | 120.8045 | 120.8045 | 6.3396 | 127.1441 | 57.1523 | 51.5705 | 51.5705 | 51.5705 | 5.5818 | 57.1523 | 0 | 0 | 0 | 0 | 0 | 0 | 0 | 0 | 0 | 123.8842 | 100.4166 | 100.4166 | 100.4166 | 23.4676 | 123.8842 | 1014.1829 | 1014.1829 | 515.2612 | 515.2612 | 307.1941 | 307.1941 | 0 | 0 | 191.7276 | 191.7276 | 406739829.7512 | 560480458.9746 | 136441533.4994 | 0 | 1103.6618 | 3.371 | 0 | 0 | 0 | 432.6455 | 40 | 608 | 922.3846 | 152 | 38 | 0.42041
61 | 360.5379 | 152 | 200 | 800 | 0 | 100% | 40.3995 | 94.0375 | 94.2971 | 94.2971 | 1 | 94.0375 | 65.9573 | 140.347 | 133.3435 | 133.3435 | 133.3435 | 7.0036 | 140.347 | 57.0952 | 51.5147 | 51.5147 | 51.5147 | 5.5805 | 57.0952 | 0 | 0 | 0 | 0 | 0 | 0 | 0 | 0 | 0 | 100.9757 | 81.9351 | 81.9351 | 81.9351 | 19.0405 | 100.9757 | 1099.1221 | 1099.1221 | 600.6256 | 600.6256 | 306.9323 | 306.9323 | 0 | 0 | 191.5642 | 191.5642 | 428818951.2853 | 560631251.8834 | 166121418.8523 | 0 | 1155.5716 | 6.715 | 0 | 0 | 0 | 504.753 | 40 | 608 | 922.3846 | 152 | 38 | 0.51186
62 | 412.0433 | 152 | 200 | 800 | 0 | 100% | 44.4064 | 97.9805 | 98.1208 | 98.1208 | 1 | 97.9805 | 68.2755 | 153.7311 | 146.0544 | 146.0544 | 146.0544 | 7.6768 | 153.7311 | 57.0477 | 51.4682 | 51.4682 | 51.4682 | 5.5795 | 57.0477 | 0 | 0 | 0 | 0 | 0 | 0 | 0 | 0 | 0 | 88.5503 | 71.9052 | 71.9052 | 71.9052 | 16.6451 | 88.5503 | 1184.0682 | 1184.0682 | 685.9325 | 685.9325 | 306.7101 | 306.7101 | 0 | 0 | 191.4255 | 191.4255 | 446654617.8692 | 560753912.836 | 188778632.9302 | 0 | 1196.1872 | 10.4732 | 0 | 0 | 0 | 576.8606 | 40 | 608 | 922.3846 | 152 | 38 | 0.58167
63 | 463.5487 | 152 | 200 | 800 | 0 | 100% | 47.4658 | 102.3139 | 102.3725 | 102.3725 | 1 | 102.3139 | 70.1184 | 167.0813 | 158.7329 | 158.7329 | 158.7329 | 8.3484 | 167.0813 | 57.0086 | 51.4298 | 51.4298 | 51.4298 | 5.5788 | 57.0086 | 0 | 0 | 0 | 0 | 0 | 0 | 0 | 0 | 0 | 80.8436 | 65.6504 | 65.6504 | 65.6504 | 15.1932 | 80.8436 | 1269.0195 | 1269.0195 | 771.1938 | 771.1938 | 306.5193 | 306.5193 | 0 | 0 | 191.3064 | 191.3064 | 461695456.4266 | 560852010.8213 | 205926924.9918 | 0 | 1228.4744 | 14.3367 | 0 | 0 | 0 | 648.9682 | 40 | 608 | 922.3846 | 152 | 38 | 0.63451
64 | 515.0541 | 152 | 200 | 800 | 0 | 100% | 50.274 | 106.8637 | 106.8612 | 106.8612 | 1 | 106.8637 | 71.6581 | 180.4161 | 171.3968 | 171.3968 | 171.3968 | 9.0193 | 180.4161 | 56.9758 | 51.3974 | 51.3974 | 51.3974 | 5.5783 | 56.9758 | 0 | 0 | 0 | 0 | 0 | 0 | 0 | 0 | 0 | 75.3985 | 61.2287 | 61.2287 | 61.2287 | 14.1699 | 75.3985 | 1353.9751 | 1353.9751 | 856.4187 | 856.4187 | 306.3535 | 306.3535 | 0 | 0 | 191.203 | 191.203 | 474528690.3298 | 560941084.4382 | 219979933.2267 | 0 | 1255.4497 | 18.0742 | 0 | 0 | 0 | 721.0758 | 40 | 608 | 922.3846 | 152 | 38 | 0.67781
65 | 566.5595 | 152 | 200 | 800 | 0 | 100% | 52.4201 | 111.6336 | 111.588 | 111.588 | 1 | 111.6336 | 72.921 | 193.7323 | 184.043 | 184.043 | 184.043 | 9.6893 | 193.7323 | 56.946 | 51.3682 | 51.3682 | 51.3682 | 5.5778 | 56.946 | 0 | 0 | 0 | 0 | 0 | 0 | 0 | 0 | 0 | 71.591 | 58.1374 | 58.1374 | 58.1374 | 13.4535 | 71.591 | 1438.9343 | 1438.9343 | 941.6137 | 941.6137 | 306.2082 | 306.2082 | 0 | 0 | 191.1123 | 191.1123 | 485629125.8593 | 561016874.3179 | 230930747.6914 | 0 | 1277.5767 | 21.6766 | 0 | 0 | 0 | 793.1834 | 40 | 608 | 922.3846 | 152 | 38 | 0.71155
66 | 618.065 | 152 | 200 | 800 | 0 | 100% | 54.0982 | 116.5653 | 116.4853 | 116.4853 | 1 | 116.5653 | 73.9872 | 206.9726 | 196.617 | 196.617 | 196.617 | 10.3557 | 206.9726 | 56.9196 | 51.3422 | 51.3422 | 51.3422 | 5.5773 | 56.9196 | 0 | 0 | 0 | 0 | 0 | 0 | 0 | 0 | 0 | 68.8451 | 55.908 | 55.908 | 55.908 | 12.9371 | 68.8451 | 1523.8963 | 1523.8963 | 1026.7843 | 1026.7843 | 306.0798 | 306.0798 | 0 | 0 | 191.0322 | 191.0322 | 495520908.7319 | 561085662.9245 | 239649387.536 | 0 | 1296.256 | 25.0798 | 0 | 0 | 0 | 865.2909 | 40 | 608 | 922.3846 | 152 | 38 | 0.73842
67 | 669.5704 | 152 | 200 | 800 | 0 | 100% | 55.5479 | 121.6223 | 121.5198 | 121.5198 | 1 | 121.6223 | 74.8805 | 220.1261 | 209.1084 | 209.1084 | 209.1084 | 11.0177 | 220.1261 | 56.8965 | 51.3196 | 51.3196 | 51.3196 | 5.5769 | 56.8965 | 0 | 0 | 0 | 0 | 0 | 0 | 0 | 0 | 0 | 66.8228 | 54.2668 | 54.2668 | 54.2668 | 12.556 | 66.8228 | 1608.8607 | 1608.8607 | 1111.9343 | 1111.9343 | 305.9656 | 305.9656 | 0 | 0 | 190.9608 | 190.9608 | 504407830.8389 | 561146345.0883 | 246352235.2388 | 0 | 1311.9064 | 28.289 | 0 | 0 | 0 | 937.3985 | 40 | 608 | 922.3846 | 152 | 38 | 0.75907
68 | 721.0758 | 152 | 200 | 800 | 0 | 100% | 57.0434 | 126.7779 | 126.635 | 126.635 | 1 | 126.7779 | 75.6609 | 233.2257 | 221.5486 | 221.5486 | 221.5486 | 11.6771 | 233.2257 | 56.8765 | 51.2998 | 51.2998 | 51.2998 | 5.5767 | 56.8765 | 0 | 0 | 0 | 0 | 0 | 0 | 0 | 0 | 0 | 65.2852 | 53.0179 | 53.0179 | 53.0179 | 12.2673 | 65.2852 | 1693.8272 | 1693.8272 | 1197.067 | 1197.067 | 305.8632 | 305.8632 | 0 | 0 | 190.8969 | 190.8969 | 512341799.4676 | 561201798.178 | 252035662.8922 | 0 | 1325.5793 | 31.2748 | 0 | 0 | 0 | 1009.5061 | 40 | 608 | 922.3846 | 152 | 38 | 0.77658
69 | 772.5812 | 152 | 200 | 800 | 0 | 100% | 58.2534 | 131.9899 | 131.8189 | 131.8189 | 1 | 131.9899 | 76.3439 | 246.2596 | 233.9264 | 233.9264 | 233.9264 | 12.3332 | 246.2596 | 56.8578 | 51.2815 | 51.2815 | 51.2815 | 5.5763 | 56.8578 | 0 | 0 | 0 | 0 | 0 | 0 | 0 | 0 | 0 | 64.0526 | 52.0165 | 52.0165 | 52.0165 | 12.0362 | 64.0526 | 1778.7954 | 1778.7954 | 1282.185 | 1282.185 | 305.7709 | 305.7709 | 0 | 0 | 190.8394 | 190.8394 | 519620873.4299 | 561252115.3692 | 256671514.4049 | 0 | 1337.5445 | 34.0575 | 0 | 0 | 0 | 1081.6137 | 40 | 608 | 922.3846 | 152 | 38 | 0.79087
70 | 824.0866 | 152 | 200 | 800 | 0 | 100% | 59.5091 | 137.2194 | 137.0074 | 137.0074 | 1 | 137.2194 | 76.9683 | 259.2375 | 246.251 | 246.251 | 246.251 | 12.9865 | 259.2375 | 56.8408 | 51.2648 | 51.2648 | 51.2648 | 5.5761 | 56.8408 | 0 | 0 | 0 | 0 | 0 | 0 | 0 | 0 | 0 | 62.982 | 51.1475 | 51.1475 | 51.1475 | 11.8344 | 62.982 | 1863.765 | 1863.765 | 1367.2904 | 1367.2904 | 305.6874 | 305.6874 | 0 | 0 | 190.7872 | 190.7872 | 526197184.6073 | 561296556.6312 | 260990419.3771 | 0 | 1348.4842 | 36.6286 | 0 | 0 | 0 | 1153.7213 | 40 | 608 | 922.3846 | 152 | 38 | 0.80418
71 | 875.592 | 152 | 200 | 800 | 0 | 100% | 60.5594 | 142.4868 | 142.2322 | 142.2322 | 1 | 142.4868 | 77.5285 | 272.2288 | 258.5883 | 258.5883 | 258.5883 | 13.6405 | 272.2288 | 56.8254 | 51.2496 | 51.2496 | 51.2496 | 5.5758 | 56.8254 | 0 | 0 | 0 | 0 | 0 | 0 | 0 | 0 | 0 | 62.1092 | 50.4536 | 50.4536 | 50.4536 | 11.6556 | 62.1092 | 1948.736 | 1948.736 | 1452.3848 | 1452.3848 | 305.6114 | 305.6114 | 0 | 0 | 190.7398 | 190.7398 | 532063668.9398 | 561336528.9799 | 264899454.3635 | 0 | 1358.2997 | 39.0213 | 0 | 0 | 0 | 1225.8288 | 40 | 608 | 922.3846 | 152 | 38 | 0.81622
72 | 927.0974 | 152 | 200 | 800 | 0 | 100% | 61.5411 | 147.7688 | 147.4768 | 147.4768 | 1 | 147.7688 | 78.036 | 285.2264 | 270.9316 | 270.9316 | 270.9316 | 14.2949 | 285.2264 | 56.8119 | 51.2363 | 51.2363 | 51.2363 | 5.5756 | 56.8119 | 0 | 0 | 0 | 0 | 0 | 0 | 0 | 0 | 0 | 61.2803 | 49.7801 | 49.7801 | 49.7801 | 11.5002 | 61.2803 | 2033.7081 | 2033.7081 | 1537.4697 | 1537.4697 | 305.5419 | 305.5419 | 0 | 0 | 190.6964 | 190.6964 | 537430126.1091 | 561352378.7348 | 268408744.9567 | 0 | 1367.1912 | 41.2507 | 0 | 0 | 0 | 1297.9364 | 40 | 608 | 922.3846 | 152 | 38 | 0.82703
73 | 978.6028 | 152 | 200 | 800 | 0 | 100% | 62.5342 | 153.0863 | 152.76 | 152.76 | 1 | 153.0863 | 78.4845 | 298.2251 | 283.2758 | 283.2758 | 283.2758 | 14.9493 | 298.2251 | 56.7999 | 51.2244 | 51.2244 | 51.2244 | 5.5755 | 56.7999 | 0 | 0 | 0 | 0 | 0 | 0 | 0 | 0 | 0 | 60.5775 | 49.2093 | 49.2093 | 49.2093 | 11.3682 | 60.5775 | 2118.6811 | 2118.6811 | 1622.5462 | 1622.5462 | 305.4782 | 305.4782 | 0 | 0 | 190.6567 | 190.6567 | 542298734.2042 | 561364714.1809 | 271384364.2572 | 0 | 1375.0478 | 43.3407 | 0 | 0 | 0 | 1370.044 | 40 | 608 | 922.3846 | 152 | 38 | 0.8362
74 | 1030.1083 | 152 | 200 | 800 | 0 | 100% | 63.3447 | 158.4257 | 158.0596 | 158.0596 | 1 | 158.4257 | 78.899 | 311.2306 | 295.6265 | 295.6265 | 295.6265 | 15.6041 | 311.2306 | 56.7889 | 51.2136 | 51.2136 | 51.2136 | 5.5754 | 56.7889 | 0 | 0 | 0 | 0 | 0 | 0 | 0 | 0 | 0 | 59.9665 | 48.7157 | 48.7157 | 48.7157 | 11.2508 | 59.9665 | 2203.655 | 2203.655 | 1707.6154 | 1707.6154 | 305.4196 | 305.4196 | 0 | 0 | 190.6201 | 190.6201 | 546750711.8903 | 561375186.7676 | 274183790.6577 | 0 | 1382.3097 | 45.2896 | 0 | 0 | 0 | 1442.1516 | 40 | 608 | 922.3846 | 152 | 38 | 0.84483
75 | 20.6022 | 201.4 | 200 | 800 | 0 | 100% | 0.18265 | 79.1566 | 59.4429 | 59.4429 | 1 | 79.1566 | 44.3921 | 89.9959 | 85.5375 | 85.5375 | 85.5375 | 4.4584 | 89.9959 | 57.8629 | 52.2463 | 52.2463 | 52.2463 | 5.6166 | 57.8629 | 0 | 0 | 0 | 0 | 0 | 0 | 0 | 0 | 0 | 0 | 0 | 0 | 0 | 0 | 0 | 637.4307 | 637.4307 | 34.5851 | 34.5851 | 409.8097 | 409.8097 | 0 | 0 | 193.0359 | 193.0359 | 39325608.5866 | 737822310.0941 | 601480.3621 | 0 | 777.7494 | 0.4415 | 0 | 0 | 0 | 28.843 | 53 | 608 | 922.3846 | 152 | 38 | 0.0018533
76 | 51.5054 | 201.4 | 200 | 800 | 0 | 100% | 3.6187 | 79.7568 | 86.4778 | 86.4778 | 1 | 79.7568 | 47.8056 | 92.1546 | 87.5832 | 87.5832 | 87.5832 | 4.5714 | 92.1546 | 57.7192 | 52.1095 | 52.1095 | 52.1095 | 5.6097 | 57.7192 | 0 | 0 | 0 | 0 | 0 | 0 | 0 | 0 | 0 | 6922.988 | 5578.7205 | 5578.7205 | 5578.7205 | 1344.2675 | 6922.988 | 688.3475 | 688.3475 | 86.3423 | 86.3423 | 409.2384 | 409.2384 | 0 | 0 | 192.7668 | 192.7668 | 95757503.8093 | 738768948.3173 | 3028205.5604 | 0 | 837.5547 | 0.38401 | 0 | 0 | 0 | 72.1076 | 53 | 608 | 922.3846 | 152 | 38 | 0.0093306
77 | 154.5162 | 201.4 | 200 | 800 | 0 | 100% | 18.1279 | 81.7557 | 83.1499 | 83.1499 | 1 | 81.7557 | 58.8579 | 103.4938 | 98.3434 | 98.3434 | 98.3434 | 5.1504 | 103.4938 | 57.3872 | 51.7927 | 51.7927 | 51.7927 | 5.5944 | 57.3872 | 0 | 0 | 0 | 0 | 0 | 0 | 0 | 0 | 0 | 466.9709 | 376.7015 | 376.7015 | 376.7015 | 90.2694 | 466.9709 | 858.1381 | 858.1381 | 258.1563 | 258.1563 | 407.8629 | 407.8629 | 0 | 0 | 192.1189 | 192.1189 | 254060907.687 | 740866645.4958 | 36262201.9421 | 0 | 1031.1898 | 0.52615 | 0 | 0 | 0 | 216.3227 | 53 | 608 | 922.3846 | 152 | 38 | 0.11173
78 | 206.0217 | 201.4 | 200 | 800 | 0 | 100% | 29.726 | 83.1414 | 84.2518 | 84.2518 | 1 | 83.1414 | 63.8877 | 112.6586 | 107.0458 | 107.0458 | 107.0458 | 5.6128 | 112.6586 | 57.2794 | 51.6894 | 51.6894 | 51.6894 | 5.59 | 57.2794 | 0 | 0 | 0 | 0 | 0 | 0 | 0 | 0 | 0 | 246.066 | 198.848 | 198.848 | 198.848 | 47.218 | 246.066 | 943.0591 | 943.0591 | 343.7961 | 343.7961 | 407.3743 | 407.3743 | 0 | 0 | 191.8887 | 191.8887 | 308374303.4534 | 741479184.5839 | 69459419.5687 | 0 | 1119.3129 | 1.1676 | 0 | 0 | 0 | 288.4303 | 53 | 608 | 922.3846 | 152 | 38 | 0.21402
79 | 257.5271 | 201.4 | 200 | 800 | 0 | 100% | 39.0753 | 84.98 | 85.6366 | 85.6366 | 1 | 84.98 | 68.3211 | 126.3095 | 120.0106 | 120.0106 | 120.0106 | 6.2989 | 126.3095 | 57.1961 | 51.6093 | 51.6093 | 51.6093 | 5.5868 | 57.1961 | 0 | 0 | 0 | 0 | 0 | 0 | 0 | 0 | 0 | 149.1841 | 120.7091 | 120.7091 | 120.7091 | 28.4751 | 149.1841 | 1027.9912 | 1027.9912 | 429.3204 | 429.3204 | 406.9717 | 406.9717 | 0 | 0 | 191.6991 | 191.6991 | 341790303.0157 | 741913416.6697 | 113281211.3823 | 0 | 1196.9849 | 2.4765 | 0 | 0 | 0 | 360.5379 | 53 | 608 | 922.3846 | 152 | 38 | 0.34905
80 | 309.0325 | 201.4 | 200 | 800 | 0 | 100% | 46.1644 | 87.8192 | 88.2043 | 88.2043 | 1 | 87.8192 | 71.7379 | 140.9992 | 133.9622 | 133.9622 | 133.9622 | 7.037 | 140.9992 | 57.1316 | 51.5469 | 51.5469 | 51.5469 | 5.5847 | 57.1316 | 0 | 0 | 0 | 0 | 0 | 0 | 0 | 0 | 0 | 113.3005 | 91.9648 | 91.9648 | 91.9648 | 21.3356 | 113.3005 | 1112.9316 | 1112.9316 | 514.7573 | 514.7573 | 406.6342 | 406.6342 | 0 | 0 | 191.5401 | 191.5401 | 366341202.5406 | 742214322.2088 | 148293252.091 | 0 | 1256.8488 | 5.025 | 0 | 0 | 0 | 432.6455 | 53 | 608 | 922.3846 | 152 | 38 | 0.45693
81 | 360.5379 | 201.4 | 200 | 800 | 0 | 100% | 50.9132 | 91.4136 | 91.6682 | 91.6682 | 1 | 91.4136 | 74.227 | 156.048 | 148.2548 | 148.2548 | 148.2548 | 7.7933 | 156.048 | 57.08 | 51.4967 | 51.4967 | 51.4967 | 5.5832 | 57.08 | 0 | 0 | 0 | 0 | 0 | 0 | 0 | 0 | 0 | 96.7415 | 78.6033 | 78.6033 | 78.6033 | 18.1382 | 96.7415 | 1197.8786 | 1197.8786 | 600.1264 | 600.1264 | 406.3472 | 406.3472 | 0 | 0 | 191.405 | 191.405 | 385259559.7252 | 742432627.061 | 172765538.7359 | 0 | 1300.4577 | 8.4544 | 0 | 0 | 0 | 504.753 | 53 | 608 | 922.3846 | 152 | 38 | 0.53233
82 | 412.0433 | 201.4 | 200 | 800 | 0 | 100% | 54.6233 | 95.5002 | 95.683 | 95.683 | 1 | 95.5002 | 76.126 | 171.2419 | 162.6849 | 162.6849 | 162.6849 | 8.557 | 171.2419 | 57.0386 | 51.4564 | 51.4564 | 51.4564 | 5.5822 | 57.0386 | 0 | 0 | 0 | 0 | 0 | 0 | 0 | 0 | 0 | 87.4385 | 71.0881 | 71.0881 | 71.0881 | 16.3504 | 87.4385 | 1282.8307 | 1282.8307 | 685.4418 | 685.4418 | 406.1003 | 406.1003 | 0 | 0 | 191.2886 | 191.2886 | 400597617.9606 | 742619259.0024 | 190510002.3187 | 0 | 1333.7269 | 12.1684 | 0 | 0 | 0 | 576.8606 | 53 | 608 | 922.3846 | 152 | 38 | 0.58701
83 | 463.5487 | 201.4 | 200 | 800 | 0 | 100% | 57.5 | 99.88 | 100.0104 | 100.0104 | 1 | 99.88 | 77.6287 | 186.4572 | 177.1352 | 177.1352 | 177.1352 | 9.322 | 186.4572 | 57.0016 | 51.4203 | 51.4203 | 51.4203 | 5.5813 | 57.0016 | 0 | 0 | 0 | 0 | 0 | 0 | 0 | 0 | 0 | 81.4449 | 66.2111 | 66.2111 | 66.2111 | 15.2338 | 81.4449 | 1367.787 | 1367.787 | 770.7141 | 770.7141 | 405.8854 | 405.8854 | 0 | 0 | 191.1874 | 191.1874 | 413342738.391 | 742778774.0353 | 203933208.4372 | 0 | 1360.0547 | 15.8838 | 0 | 0 | 0 | 648.9682 | 53 | 608 | 922.3846 | 152 | 38 | 0.62837
84 | 515.0541 | 201.4 | 200 | 800 | 0 | 100% | 59.8973 | 104.4062 | 104.4967 | 104.4967 | 1 | 104.4062 | 78.8833 | 201.666 | 191.5792 | 191.5792 | 191.5792 | 10.0868 | 201.666 | 56.9689 | 51.3885 | 51.3885 | 51.3885 | 5.5804 | 56.9689 | 0 | 0 | 0 | 0 | 0 | 0 | 0 | 0 | 0 | 77.0153 | 62.6007 | 62.6007 | 62.6007 | 14.4147 | 77.0153 | 1452.7466 | 1452.7466 | 855.9512 | 855.9512 | 405.6968 | 405.6968 | 0 | 0 | 191.0986 | 191.0986 | 424169494.7731 | 742915544.5364 | 214950130.0027 | 0 | 1382.0352 | 19.4396 | 0 | 0 | 0 | 721.0758 | 53 | 608 | 922.3846 | 152 | 38 | 0.66231
85 | 566.5595 | 201.4 | 200 | 800 | 0 | 100% | 61.8721 | 109.073 | 109.1307 | 109.1307 | 1 | 109.073 | 79.9428 | 216.8458 | 205.9955 | 205.9955 | 205.9955 | 10.8503 | 216.8458 | 56.9415 | 51.3617 | 51.3617 | 51.3617 | 5.5798 | 56.9415 | 0 | 0 | 0 | 0 | 0 | 0 | 0 | 0 | 0 | 73.7685 | 59.9605 | 59.9605 | 59.9605 | 13.8079 | 73.7685 | 1537.709 | 1537.709 | 941.159 | 941.159 | 405.53 | 405.53 | 0 | 0 | 191.02 | 191.02 | 433550990.1945 | 743032929.0198 | 224014611.1237 | 0 | 1400.5985 | 22.8104 | 0 | 0 | 0 | 793.1834 | 53 | 608 | 922.3846 | 152 | 38 | 0.69024
86 | 618.065 | 201.4 | 200 | 800 | 0 | 100% | 63.4475 | 113.835 | 113.8764 | 113.8764 | 1 | 113.835 | 80.8396 | 231.8921 | 220.2849 | 220.2849 | 220.2849 | 11.6072 | 231.8921 | 56.9171 | 51.3378 | 51.3378 | 51.3378 | 5.5792 | 56.9171 | 0 | 0 | 0 | 0 | 0 | 0 | 0 | 0 | 0 | 71.3284 | 57.9782 | 57.9782 | 57.9782 | 13.3502 | 71.3284 | 1622.6738 | 1622.6738 | 1026.3425 | 1026.3425 | 405.3813 | 405.3813 | 0 | 0 | 190.95 | 190.95 | 442010089.3622 | 743138445.1237 | 231160894.491 | 0 | 1416.3094 | 25.9913 | 0 | 0 | 0 | 865.2909 | 53 | 608 | 922.3846 | 152 | 38 | 0.71226
87 | 669.5704 | 201.4 | 200 | 800 | 0 | 100% | 64.9429 | 118.7093 | 118.7261 | 118.7261 | 1 | 118.7093 | 81.5938 | 246.8263 | 234.4677 | 234.4677 | 234.4677 | 12.3586 | 246.8263 | 56.8945 | 51.3158 | 51.3158 | 51.3158 | 5.5787 | 56.8945 | 0 | 0 | 0 | 0 | 0 | 0 | 0 | 0 | 0 | 69.587 | 56.5644 | 56.5644 | 56.5644 | 13.0226 | 69.587 | 1707.6406 | 1707.6406 | 1111.5054 | 1111.5054 | 405.248 | 405.248 | 0 | 0 | 190.8872 | 190.8872 | 449555810.2093 | 743228658.1459 | 236739672.941 | 0 | 1429.5241 | 28.9899 | 0 | 0 | 0 | 937.3985 | 53 | 608 | 922.3846 | 152 | 38 | 0.72945
88 | 721.0758 | 201.4 | 200 | 800 | 0 | 100% | 66.2785 | 123.6621 | 123.6705 | 123.6705 | 1 | 123.6621 | 82.2257 | 261.6938 | 248.5871 | 248.5871 | 248.5871 | 13.1067 | 261.6938 | 56.8749 | 51.2966 | 51.2966 | 51.2966 | 5.5783 | 56.8749 | 0 | 0 | 0 | 0 | 0 | 0 | 0 | 0 | 0 | 68.2714 | 55.4955 | 55.4955 | 55.4955 | 12.7759 | 68.2714 | 1792.609 | 1792.609 | 1196.6507 | 1196.6507 | 405.1278 | 405.1278 | 0 | 0 | 190.8305 | 190.8305 | 456403331.9162 | 743296654.4002 | 240893465.1497 | 0 | 1440.5935 | 31.8124 | 0 | 0 | 0 | 1009.5061 | 53 | 608 | 922.3846 | 152 | 38 | 0.74225
89 | 772.5812 | 201.4 | 200 | 800 | 0 | 100% | 67.4201 | 128.6599 | 128.648 | 128.648 | 1 | 128.6599 | 82.7961 | 276.4554 | 262.6058 | 262.6058 | 262.6058 | 13.8496 | 276.4554 | 56.8576 | 51.2797 | 51.2797 | 51.2797 | 5.5779 | 56.8576 | 0 | 0 | 0 | 0 | 0 | 0 | 0 | 0 | 0 | 67.2268 | 54.6452 | 54.6452 | 54.6452 | 12.5816 | 67.2268 | 1877.5789 | 1877.5789 | 1281.7809 | 1281.7809 | 405.0188 | 405.0188 | 0 | 0 | 190.7792 | 190.7792 | 462675100.5247 | 743363046.1932 | 244548991.0826 | 0 | 1450.5871 | 34.4322 | 0 | 0 | 0 | 1081.6137 | 53 | 608 | 922.3846 | 152 | 38 | 0.75352
90 | 824.0866 | 201.4 | 200 | 800 | 0 | 100% | 68.5274 | 133.6711 | 133.6357 | 133.6357 | 1 | 133.6711 | 83.3007 | 291.1661 | 276.5761 | 276.5761 | 276.5761 | 14.5899 | 291.1661 | 56.8412 | 51.2637 | 51.2637 | 51.2637 | 5.5775 | 56.8412 | 0 | 0 | 0 | 0 | 0 | 0 | 0 | 0 | 0 | 66.3076 | 53.8976 | 53.8976 | 53.8976 | 12.41 | 66.3076 | 1962.55 | 1962.55 | 1366.898 | 1366.898 | 404.9196 | 404.9196 | 0 | 0 | 190.7325 | 190.7325 | 468287019.124 | 743436668.7475 | 247705451.7355 | 0 | 1459.4291 | 36.8768 | 0 | 0 | 0 | 1153.7213 | 53 | 608 | 922.3846 | 152 | 38 | 0.76324
91 | 875.592 | 201.4 | 200 | 800 | 0 | 100% | 69.532 | 138.7204 | 138.649 | 138.649 | 1 | 138.7204 | 83.7521 | 305.9463 | 290.6125 | 290.6125 | 290.6125 | 15.3338 | 305.9463 | 56.826 | 51.2488 | 51.2488 | 51.2488 | 5.5772 | 56.826 | 0 | 0 | 0 | 0 | 0 | 0 | 0 | 0 | 0 | 65.5191 | 53.2563 | 53.2563 | 53.2563 | 12.2628 | 65.5191 | 2047.5223 | 2047.5223 | 1452.0037 | 1452.0037 | 404.8288 | 404.8288 | 0 | 0 | 190.6897 | 190.6897 | 473197070.7602 | 743502472.9362 | 250636548.5716 | 0 | 1467.3361 | 39.1597 | 0 | 0 | 0 | 1225.8288 | 53 | 608 | 922.3846 | 152 | 38 | 0.77227
92 | 927.0974 | 201.4 | 200 | 800 | 0 | 100% | 70.4795 | 143.7788 | 143.6806 | 143.6806 | 1 | 143.7788 | 84.1714 | 320.7471 | 304.6684 | 304.6684 | 304.6684 | 16.0788 | 320.7471 | 56.8124 | 51.2356 | 51.2356 | 51.2356 | 5.5769 | 56.8124 | 0 | 0 | 0 | 0 | 0 | 0 | 0 | 0 | 0 | 64.7871 | 52.6609 | 52.6609 | 52.6609 | 12.1262 | 64.7871 | 2132.4955 | 2132.4955 | 1537.0994 | 1537.0994 | 404.7456 | 404.7456 | 0 | 0 | 190.6505 | 190.6505 | 477701160.2448 | 743551225.9403 | 253430513.9835 | 0 | 1474.6829 | 41.2828 | 0 | 0 | 0 | 1297.9364 | 53 | 608 | 922.3846 | 152 | 38 | 0.78088
93 | 978.6028 | 201.4 | 200 | 800 | 0 | 100% | 71.2557 | 148.8536 | 148.7323 | 148.7323 | 1 | 148.8536 | 84.549 | 335.5335 | 318.7104 | 318.7104 | 318.7104 | 16.823 | 335.5335 | 56.8004 | 51.2238 | 51.2238 | 51.2238 | 5.5766 | 56.8004 | 0 | 0 | 0 | 0 | 0 | 0 | 0 | 0 | 0 | 64.1412 | 52.1356 | 52.1356 | 52.1356 | 12.0056 | 64.1412 | 2217.4695 | 2217.4695 | 1622.1863 | 1622.1863 | 404.6689 | 404.6689 | 0 | 0 | 190.6144 | 190.6144 | 481823980.0821 | 743602635.6093 | 255872219.1147 | 0 | 1481.2988 | 43.2733 | 0 | 0 | 0 | 1370.044 | 53 | 608 | 922.3846 | 152 | 38 | 0.7884
94 | 1030.1083 | 201.4 | 200 | 800 | 0 | 100% | 71.9977 | 153.9373 | 153.7959 | 153.7959 | 1 | 153.9373 | 84.8934 | 350.3014 | 332.735 | 332.735 | 332.735 | 17.5664 | 350.3014 | 56.7891 | 51.2126 | 51.2126 | 51.2126 | 5.5764 | 56.7891 | 0 | 0 | 0 | 0 | 0 | 0 | 0 | 0 | 0 | 63.5578 | 51.6611 | 51.6611 | 51.6611 | 11.8967 | 63.5578 | 2302.4443 | 2302.4443 | 1707.2654 | 1707.2654 | 404.598 | 404.598 | 0 | 0 | 190.581 | 190.581 | 485617432.8813 | 743653477.2501 | 258061344.1989 | 0 | 1487.3323 | 45.1393 | 0 | 0 | 0 | 1442.1516 | 53 | 608 | 922.3846 | 152 | 38 | 0.79515
95 | 20.6022 | 250.8 | 200 | 800 | 0 | 100% | 23.4475 | 75.3817 | 75.8555 | 75.8555 | 1 | 75.3817 | 54.5635 | 102.4784 | 97.3894 | 97.3894 | 97.3894 | 5.089 | 102.4784 | 59.2263 | 53.4643 | 53.4643 | 53.4643 | 5.762 | 59.2263 | 0 | 0 | 0 | 0 | 0 | 0 | 0 | 0 | 0 | 617.5137 | 498.7401 | 498.7401 | 498.7401 | 118.7736 | 617.5137 | 736.0982 | 736.0982 | 34.4984 | 34.4984 | 509.0484 | 509.0484 | 0 | 0 | 192.5515 | 192.5515 | 34437364.1125 | 895708698.6227 | 25806093.6005 | 0 | 955.9522 | 0.42409 | 0 | 0 | 0 | 28.843 | 66 | 608 | 922.3846 | 152 | 38 | 0.079515
96 | 51.5054 | 250.8 | 200 | 800 | 0 | 100% | 25.8105 | 76.2475 | 76.7809 | 76.7809 | 1 | 76.2475 | 57.8557 | 105.1146 | 99.8896 | 99.8896 | 99.8896 | 5.225 | 105.1146 | 59.1285 | 53.3706 | 53.3706 | 53.3706 | 5.7578 | 59.1285 | 0 | 0 | 0 | 0 | 0 | 0 | 0 | 0 | 0 | 479.2896 | 387.1515 | 387.1515 | 387.1515 | 92.1381 | 479.2896 | 787.0343 | 787.0343 | 86.1571 | 86.1571 | 508.5241 | 508.5241 | 0 | 0 | 192.3532 | 192.3532 | 83829037.1489 | 896391295.647 | 33411164.2346 | 0 | 1013.6315 | 0.54122 | 0 | 0 | 0 | 72.1076 | 66 | 608 | 922.3846 | 152 | 38 | 0.10295
97 | 154.5162 | 250.8 | 200 | 800 | 0 | 100% | 38.1735 | 79.4915 | 80.1492 | 80.1492 | 1 | 79.4915 | 68.0277 | 116.3984 | 110.5983 | 110.5983 | 110.5983 | 5.8001 | 116.3984 | 58.892 | 53.1438 | 53.1438 | 53.1438 | 5.7482 | 58.892 | 0 | 0 | 0 | 0 | 0 | 0 | 0 | 0 | 0 | 240.048 | 194.1687 | 194.1687 | 194.1687 | 45.8793 | 240.048 | 956.8661 | 956.8661 | 257.8024 | 257.8024 | 507.2083 | 507.2083 | 0 | 0 | 191.8554 | 191.8554 | 225655007.3195 | 897969303.3879 | 68221097.2662 | 0 | 1191.8454 | 1.9097 | 0 | 0 | 0 | 216.3227 | 66 | 608 | 922.3846 | 152 | 38 | 0.21021
98 | 206.0217 | 250.8 | 200 | 800 | 0 | 100% | 47.6941 | 81.6076 | 82.2117 | 82.2117 | 1 | 81.6076 | 72.2808 | 126.9473 | 120.6157 | 120.6157 | 120.6157 | 6.3315 | 126.9473 | 58.8099 | 53.0647 | 53.0647 | 53.0647 | 5.7452 | 58.8099 | 0 | 0 | 0 | 0 | 0 | 0 | 0 | 0 | 0 | 175.2996 | 141.8911 | 141.8911 | 141.8911 | 33.4085 | 175.2996 | 1041.7997 | 1041.7997 | 343.4067 | 343.4067 | 506.7216 | 506.7216 | 0 | 0 | 191.6714 | 191.6714 | 273414380.3431 | 898470698.976 | 94475229.3442 | 0 | 1266.3603 | 3.4675 | 0 | 0 | 0 | 288.4303 | 66 | 608 | 922.3846 | 152 | 38 | 0.2911
99 | 257.5271 | 250.8 | 200 | 800 | 0 | 100% | 54.1781 | 84.3663 | 84.8231 | 84.8231 | 1 | 84.3663 | 75.7133 | 142.4267 | 135.3177 | 135.3177 | 135.3177 | 7.109 | 142.4267 | 58.7468 | 53.0036 | 53.0036 | 53.0036 | 5.7432 | 58.7468 | 0 | 0 | 0 | 0 | 0 | 0 | 0 | 0 | 0 | 132.8424 | 107.6071 | 107.6071 | 107.6071 | 25.2353 | 132.8424 | 1126.7413 | 1126.7413 | 428.9119 | 428.9119 | 506.3127 | 506.3127 | 0 | 0 | 191.5167 | 191.5167 | 302860385.9845 | 898840479.2985 | 124796806.5657 | 0 | 1326.4977 | 5.8088 | 0 | 0 | 0 | 360.5379 | 66 | 608 | 922.3846 | 152 | 38 | 0.38453
100 | 309.0325 | 250.8 | 200 | 800 | 0 | 100% | 58.9954 | 87.7932 | 88.1352 | 88.1352 | 1 | 87.7932 | 78.3544 | 159.0534 | 151.1093 | 151.1093 | 151.1093 | 7.9441 | 159.0534 | 58.6978 | 52.9558 | 52.9558 | 52.9558 | 5.742 | 58.6978 | 0 | 0 | 0 | 0 | 0 | 0 | 0 | 0 | 0 | 111.2627 | 90.338 | 90.338 | 90.338 | 20.9247 | 111.2627 | 1211.6892 | 1211.6892 | 514.3401 | 514.3401 | 505.9642 | 505.9642 | 0 | 0 | 191.3849 | 191.3849 | 324571738.9507 | 899081269.6669 | 149116113.3046 | 0 | 1372.7691 | 8.8163 | 0 | 0 | 0 | 432.6455 | 66 | 608 | 922.3846 | 152 | 38 | 0.45946
101 | 360.5379 | 250.8 | 200 | 800 | 0 | 100% | 62.8653 | 91.6652 | 91.9339 | 91.9339 | 1 | 91.6652 | 80.315 | 176.1081 | 167.3072 | 167.3072 | 167.3072 | 8.8009 | 176.1081 | 58.6553 | 52.9144 | 52.9144 | 52.9144 | 5.7409 | 58.6553 | 0 | 0 | 0 | 0 | 0 | 0 | 0 | 0 | 0 | 99.1981 | 80.5555 | 80.5555 | 80.5555 | 18.6426 | 99.1981 | 1296.642 | 1296.642 | 599.707 | 599.707 | 505.6637 | 505.6637 | 0 | 0 | 191.2712 | 191.2712 | 341156514.7168 | 899295426.4896 | 166666019.7581 | 0 | 1407.118 | 12.2462 | 0 | 0 | 0 | 504.753 | 66 | 608 | 922.3846 | 152 | 38 | 0.51354
102 | 412.0433 | 250.8 | 200 | 800 | 0 | 100% | 65.9703 | 95.9113 | 96.1396 | 96.1396 | 1 | 95.9113 | 81.7964 | 193.3815 | 183.7126 | 183.7126 | 183.7126 | 9.6689 | 193.3815 | 58.6187 | 52.8787 | 52.8787 | 52.8787 | 5.74 | 58.6187 | 0 | 0 | 0 | 0 | 0 | 0 | 0 | 0 | 0 | 92.0792 | 74.8123 | 74.8123 | 74.8123 | 17.2669 | 92.0792 | 1381.5989 | 1381.5989 | 685.0247 | 685.0247 | 505.402 | 505.402 | 0 | 0 | 191.1722 | 191.1722 | 354535954.2875 | 899461911.3082 | 179074217.8542 | 0 | 1433.0721 | 15.8022 | 0 | 0 | 0 | 576.8606 | 66 | 608 | 922.3846 | 152 | 38 | 0.55177
103 | 463.5487 | 250.8 | 200 | 800 | 0 | 100% | 68.2648 | 100.3679 | 100.5661 | 100.5661 | 1 | 100.3679 | 82.9906 | 210.6426 | 200.1061 | 200.1061 | 200.1061 | 10.5365 | 210.6426 | 58.5886 | 52.8492 | 52.8492 | 52.8492 | 5.7394 | 58.5886 | 0 | 0 | 0 | 0 | 0 | 0 | 0 | 0 | 0 | 87.3453 | 70.9787 | 70.9787 | 70.9787 | 16.3666 | 87.3453 | 1466.559 | 1466.559 | 770.3019 | 770.3019 | 505.1719 | 505.1719 | 0 | 0 | 191.0852 | 191.0852 | 365716796.8328 | 899579305.5029 | 188698567.8564 | 0 | 1453.9947 | 19.2601 | 0 | 0 | 0 | 648.9682 | 66 | 608 | 922.3846 | 152 | 38 | 0.58143
104 | 515.0541 | 250.8 | 200 | 800 | 0 | 100% | 70.2169 | 104.88 | 105.0559 | 105.0559 | 1 | 104.88 | 84.0085 | 227.8662 | 216.4638 | 216.4638 | 216.4638 | 11.4024 | 227.8662 | 58.5638 | 52.8247 | 52.8247 | 52.8247 | 5.7391 | 58.5638 | 0 | 0 | 0 | 0 | 0 | 0 | 0 | 0 | 0 | 83.4232 | 67.7789 | 67.7789 | 67.7789 | 15.6443 | 83.4232 | 1551.5218 | 1551.5218 | 855.5457 | 855.5457 | 504.9681 | 504.9681 | 0 | 0 | 191.0081 | 191.0081 | 375267287.8928 | 899663506.5646 | 196897955.4918 | 0 | 1471.8287 | 22.5303 | 0 | 0 | 0 | 721.0758 | 66 | 608 | 922.3846 | 152 | 38 | 0.60669
105 | 566.5595 | 250.8 | 200 | 800 | 0 | 100% | 71.5982 | 109.5186 | 109.6799 | 109.6799 | 1 | 109.5186 | 84.8544 | 245.02 | 232.755 | 232.755 | 232.755 | 12.265 | 245.02 | 58.5404 | 52.8017 | 52.8017 | 52.8017 | 5.7387 | 58.5404 | 0 | 0 | 0 | 0 | 0 | 0 | 0 | 0 | 0 | 80.639 | 65.5122 | 65.5122 | 65.5122 | 15.1268 | 80.639 | 1636.487 | 1636.487 | 940.7614 | 940.7614 | 504.7863 | 504.7863 | 0 | 0 | 190.9393 | 190.9393 | 383602198.3065 | 899755331.7788 | 203291279.8683 | 0 | 1486.6488 | 25.6365 | 0 | 0 | 0 | 793.1834 | 66 | 608 | 922.3846 | 152 | 38 | 0.62639
106 | 618.065 | 250.8 | 200 | 800 | 0 | 100% | 72.8311 | 114.2499 | 114.4054 | 114.4054 | 1 | 114.2499 | 85.5536 | 262.0053 | 248.8861 | 248.8861 | 248.8861 | 13.1192 | 262.0053 | 58.5191 | 52.7809 | 52.7809 | 52.7809 | 5.7382 | 58.5191 | 0 | 0 | 0 | 0 | 0 | 0 | 0 | 0 | 0 | 78.6422 | 63.8867 | 63.8867 | 63.8867 | 14.7555 | 78.6422 | 1721.454 | 1721.454 | 1025.9534 | 1025.9534 | 504.6231 | 504.6231 | 0 | 0 | 190.8776 | 190.8776 | 391097274.0001 | 899833551.1173 | 207968950.7066 | 0 | 1498.8998 | 28.5785 | 0 | 0 | 0 | 865.2909 | 66 | 608 | 922.3846 | 152 | 38 | 0.6408
107 | 669.5704 | 250.8 | 200 | 800 | 0 | 100% | 73.8813 | 119.0769 | 119.2249 | 119.2249 | 1 | 119.0769 | 86.1356 | 278.9034 | 264.9341 | 264.9341 | 264.9341 | 13.9692 | 278.9034 | 58.4988 | 52.7611 | 52.7611 | 52.7611 | 5.7378 | 58.4988 | 0 | 0 | 0 | 0 | 0 | 0 | 0 | 0 | 0 | 77.2759 | 62.7759 | 62.7759 | 62.7759 | 14.4999 | 77.2759 | 1806.4227 | 1806.4227 | 1111.1251 | 1111.1251 | 504.4758 | 504.4758 | 0 | 0 | 190.8219 | 190.8219 | 397778836.5574 | 899934723.6514 | 211382787.2507 | 0 | 1509.0963 | 31.3537 | 0 | 0 | 0 | 937.3985 | 66 | 608 | 922.3846 | 152 | 38 | 0.65132
108 | 721.0758 | 250.8 | 200 | 800 | 0 | 100% | 74.9201 | 123.9676 | 124.1201 | 124.1201 | 1 | 123.9676 | 86.6177 | 295.6715 | 280.8586 | 280.8586 | 280.8586 | 14.8128 | 295.6715 | 58.4798 | 52.7425 | 52.7425 | 52.7425 | 5.7373 | 58.4798 | 0 | 0 | 0 | 0 | 0 | 0 | 0 | 0 | 0 | 76.313 | 61.9908 | 61.9908 | 61.9908 | 14.3222 | 76.313 | 1891.3928 | 1891.3928 | 1196.2793 | 1196.2793 | 504.3422 | 504.3422 | 0 | 0 | 190.7713 | 190.7713 | 403903245.5164 | 900022204.4849 | 213615853.7068 | 0 | 1517.5413 | 33.9669 | 0 | 0 | 0 | 1009.5061 | 66 | 608 | 922.3846 | 152 | 38 | 0.6582
109 | 772.5812 | 250.8 | 200 | 800 | 0 | 100% | 75.8105 | 128.8966 | 129.0418 | 129.0418 | 1 | 128.8966 | 87.0436 | 312.3358 | 296.6845 | 296.6845 | 296.6845 | 15.6513 | 312.3358 | 58.4634 | 52.7265 | 52.7265 | 52.7265 | 5.7369 | 58.4634 | 0 | 0 | 0 | 0 | 0 | 0 | 0 | 0 | 0 | 75.5728 | 61.3843 | 61.3843 | 61.3843 | 14.1885 | 75.5728 | 1976.3641 | 1976.3641 | 1281.4185 | 1281.4185 | 504.2204 | 504.2204 | 0 | 0 | 190.7253 | 190.7253 | 409440394.888 | 900086589.9974 | 215477449.5531 | 0 | 1525.0044 | 36.4055 | 0 | 0 | 0 | 1081.6137 | 66 | 608 | 922.3846 | 152 | 38 | 0.66394
110 | 824.0866 | 250.8 | 200 | 800 | 0 | 100% | 76.6781 | 133.8545 | 133.981 | 133.981 | 1 | 133.8545 | 87.4234 | 328.9879 | 312.4987 | 312.4987 | 312.4987 | 16.4892 | 328.9879 | 58.4494 | 52.7127 | 52.7127 | 52.7127 | 5.7367 | 58.4494 | 0 | 0 | 0 | 0 | 0 | 0 | 0 | 0 | 0 | 74.9627 | 60.8857 | 60.8857 | 60.8857 | 14.077 | 74.9627 | 2061.3366 | 2061.3366 | 1366.5444 | 1366.5444 | 504.109 | 504.109 | 0 | 0 | 190.6831 | 190.6831 | 414368543.4428 | 900136028.7061 | 217153257.6745 | 0 | 1531.6578 | 38.682 | 0 | 0 | 0 | 1153.7213 | 66 | 608 | 922.3846 | 152 | 38 | 0.6691
111 | 875.592 | 250.8 | 200 | 800 | 0 | 100% | 77.3288 | 138.8338 | 138.9339 | 138.9339 | 1 | 138.8338 | 87.7667 | 345.7016 | 328.3714 | 328.3714 | 328.3714 | 17.3302 | 345.7016 | 58.4364 | 52.6999 | 52.6999 | 52.6999 | 5.7364 | 58.4364 | 0 | 0 | 0 | 0 | 0 | 0 | 0 | 0 | 0 | 74.415 | 60.4374 | 60.4374 | 60.4374 | 13.9776 | 74.415 | 2146.3099 | 2146.3099 | 1451.6588 | 1451.6588 | 504.0067 | 504.0067 | 0 | 0 | 190.6444 | 190.6444 | 418718905.8058 | 900197585.4718 | 218756217.2779 | 0 | 1537.6727 | 40.808 | 0 | 0 | 0 | 1225.8288 | 66 | 608 | 922.3846 | 152 | 38 | 0.67404
112 | 927.0974 | 250.8 | 200 | 800 | 0 | 100% | 78.105 | 143.8201 | 143.9027 | 143.9027 | 1 | 143.8201 | 88.0848 | 362.4274 | 344.2555 | 344.2555 | 344.2555 | 18.1719 | 362.4274 | 58.4246 | 52.6883 | 52.6883 | 52.6883 | 5.7363 | 58.4246 | 0 | 0 | 0 | 0 | 0 | 0 | 0 | 0 | 0 | 73.8917 | 60.0077 | 60.0077 | 60.0077 | 13.8839 | 73.8917 | 2231.2841 | 2231.2841 | 1536.7629 | 1536.7629 | 503.9124 | 503.9124 | 0 | 0 | 190.6088 | 190.6088 | 422715309.197 | 900244673.6159 | 220285927.406 | 0 | 1543.2459 | 42.7929 | 0 | 0 | 0 | 1297.9364 | 66 | 608 | 922.3846 | 152 | 38 | 0.67875
113 | 978.6028 | 250.8 | 200 | 800 | 0 | 100% | 78.6872 | 148.8125 | 148.884 | 148.884 | 1 | 148.8125 | 88.3717 | 379.1227 | 360.1105 | 360.1105 | 360.1105 | 19.0122 | 379.1227 | 58.4139 | 52.6778 | 52.6778 | 52.6778 | 5.7361 | 58.4139 | 0 | 0 | 0 | 0 | 0 | 0 | 0 | 0 | 0 | 73.4104 | 59.6124 | 59.6124 | 59.6124 | 13.7979 | 73.4104 | 2316.259 | 2316.259 | 1621.858 | 1621.858 | 503.8252 | 503.8252 | 0 | 0 | 190.5758 | 190.5758 | 426396792.6317 | 900278930.9332 | 221597232.6552 | 0 | 1548.273 | 44.6564 | 0 | 0 | 0 | 1370.044 | 66 | 608 | 922.3846 | 152 | 38 | 0.6828
114 | 1030.1083 | 250.8 | 200 | 800 | 0 | 100% | 79.2694 | 153.8134 | 153.8637 | 153.8637 | 1 | 153.8134 | 88.6401 | 395.7883 | 375.9374 | 375.9374 | 375.9374 | 19.8509 | 395.7883 | 58.4037 | 52.6678 | 52.6678 | 52.6678 | 5.7359 | 58.4037 | 0 | 0 | 0 | 0 | 0 | 0 | 0 | 0 | 0 | 72.9811 | 59.2597 | 59.2597 | 59.2597 | 13.7214 | 72.9811 | 2401.2346 | 2401.2346 | 1706.945 | 1706.945 | 503.7444 | 503.7444 | 0 | 0 | 190.5452 | 190.5452 | 429770688.7158 | 900324334.839 | 222880038.5159 | 0 | 1552.9751 | 46.4025 | 0 | 0 | 0 | 1442.1516 | 66 | 608 | 922.3846 | 152 | 38 | 0.68675
115 | 20.6022 | 300.2 | 200 | 800 | 0 | 100% | 40.2854 | 74.9138 | 75.103 | 75.103 | 1 | 74.9138 | 62.9005 | 111.1201 | 105.5921 | 105.5921 | 105.5921 | 5.5279 | 111.1201 | 63.6721 | 57.4671 | 57.4671 | 57.4671 | 6.205 | 63.6721 | 0 | 0 | 0 | 0 | 0 | 0 | 0 | 0 | 0 | 212.5564 | 171.9729 | 171.9729 | 171.9729 | 40.5835 | 212.5564 | 834.7996 | 834.7996 | 34.4338 | 34.4338 | 608.1748 | 608.1748 | 0 | 0 | 192.191 | 192.191 | 31696013.5828 | 995812537.5806 | 74508304.7968 | 0 | 1102.0169 | 3.0291 | 0 | 0 | 0 | 28.843 | 79 | 608 | 922.3846 | 152 | 38 | 0.22958
116 | 51.5054 | 300.2 | 200 | 800 | 0 | 100% | 42.637 | 76.1007 | 76.3496 | 76.3496 | 1 | 76.1007 | 65.8276 | 113.9466 | 108.2738 | 108.2738 | 108.2738 | 5.6728 | 113.9466 | 63.5977 | 57.3955 | 57.3955 | 57.3955 | 6.2022 | 63.5977 | 0 | 0 | 0 | 0 | 0 | 0 | 0 | 0 | 0 | 199.2151 | 161.1947 | 161.1947 | 161.1947 | 38.0204 | 199.2151 | 885.7484 | 885.7484 | 86.0163 | 86.0163 | 607.6933 | 607.6933 | 0 | 0 | 192.0388 | 192.0388 | 77191413.7233 | 996321507.2367 | 79785755.6136 | 0 | 1153.2987 | 3.5599 | 0 | 0 | 0 | 72.1076 | 79 | 608 | 922.3846 | 152 | 38 | 0.24584
117 | 154.5162 | 300.2 | 200 | 800 | 0 | 100% | 52.8767 | 80.5306 | 80.8973 | 80.8973 | 1 | 80.5306 | 74.4346 | 126.5973 | 120.2824 | 120.2824 | 120.2824 | 6.3149 | 126.5973 | 63.4141 | 57.2183 | 57.2183 | 57.2183 | 6.1958 | 63.4141 | 0 | 0 | 0 | 0 | 0 | 0 | 0 | 0 | 0 | 160.993 | 130.2838 | 130.2838 | 130.2838 | 30.7092 | 160.993 | 1055.6084 | 1055.6084 | 257.5188 | 257.5188 | 606.4452 | 606.4452 | 0 | 0 | 191.6444 | 191.6444 | 207094743.9507 | 997440114.8496 | 99559504.9067 | 0 | 1304.0944 | 6.4168 | 0 | 0 | 0 | 216.3227 | 79 | 608 | 922.3846 | 152 | 38 | 0.30677
118 | 206.0217 | 300.2 | 200 | 800 | 0 | 100% | 59.8174 | 83.2742 | 83.6614 | 83.6614 | 1 | 83.2742 | 77.8486 | 138.3785 | 131.4707 | 131.4707 | 131.4707 | 6.9078 | 138.3785 | 63.349 | 57.1552 | 57.1552 | 57.1552 | 6.1938 | 63.349 | 0 | 0 | 0 | 0 | 0 | 0 | 0 | 0 | 0 | 140.4244 | 113.6522 | 113.6522 | 113.6522 | 26.7722 | 140.4244 | 1140.5511 | 1140.5511 | 343.0886 | 343.0886 | 605.9687 | 605.9687 | 0 | 0 | 191.4938 | 191.4938 | 250584756.3007 | 997812754.4606 | 115510746.2078 | 0 | 1363.9083 | 8.5561 | 0 | 0 | 0 | 288.4303 | 79 | 608 | 922.3846 | 152 | 38 | 0.35592
119 | 257.5271 | 300.2 | 200 | 800 | 0 | 100% | 65.0799 | 86.4735 | 86.8096 | 86.8096 | 1 | 86.4735 | 80.6991 | 155.4919 | 147.7248 | 147.7248 | 147.7248 | 7.767 | 155.4919 | 63.2976 | 57.1051 | 57.1051 | 57.1051 | 6.1925 | 63.2976 | 0 | 0 | 0 | 0 | 0 | 0 | 0 | 0 | 0 | 118.7615 | 96.3553 | 96.3553 | 96.3553 | 22.4061 | 118.7615 | 1225.4999 | 1225.4999 | 428.5728 | 428.5728 | 605.5618 | 605.5618 | 0 | 0 | 191.3653 | 191.3653 | 277166614.4515 | 998046279.9288 | 138634591.7955 | 0 | 1413.8475 | 11.011 | 0 | 0 | 0 | 360.5379 | 79 | 608 | 922.3846 | 152 | 38 | 0.42717
120 | 309.0325 | 300.2 | 200 | 800 | 0 | 100% | 69.2237 | 90.0318 | 90.3066 | 90.3066 | 1 | 90.0318 | 82.8551 | 173.8381 | 165.1499 | 165.1499 | 165.1499 | 8.6882 | 173.8381 | 63.2554 | 57.0638 | 57.0638 | 57.0638 | 6.1917 | 63.2554 | 0 | 0 | 0 | 0 | 0 | 0 | 0 | 0 | 0 | 104.4646 | 84.7743 | 84.7743 | 84.7743 | 19.6903 | 104.4646 | 1310.4534 | 1310.4534 | 513.9889 | 513.9889 | 605.2103 | 605.2103 | 0 | 0 | 191.2542 | 191.2542 | 296712829.5096 | 998227178.9462 | 156681957.3458 | 0 | 1451.622 | 13.9391 | 0 | 0 | 0 | 432.6455 | 79 | 608 | 922.3846 | 152 | 38 | 0.48278
121 | 360.5379 | 300.2 | 200 | 800 | 0 | 100% | 72.1005 | 94.0826 | 94.3202 | 94.3202 | 1 | 94.0826 | 84.417 | 192.6643 | 183.0305 | 183.0305 | 183.0305 | 9.6338 | 192.6643 | 63.2183 | 57.0275 | 57.0275 | 57.0275 | 6.1909 | 63.2183 | 0 | 0 | 0 | 0 | 0 | 0 | 0 | 0 | 0 | 96.713 | 78.5274 | 78.5274 | 78.5274 | 18.1856 | 96.713 | 1395.4109 | 1395.4109 | 599.3499 | 599.3499 | 604.9037 | 604.9037 | 0 | 0 | 191.1573 | 191.1573 | 311629290.9435 | 998370945.3568 | 168985124.7066 | 0 | 1478.9854 | 17.1601 | 0 | 0 | 0 | 504.753 | 79 | 608 | 922.3846 | 152 | 38 | 0.52068
122 | 412.0433 | 300.2 | 200 | 800 | 0 | 100% | 74.258 | 98.4317 | 98.6546 | 98.6546 | 1 | 98.4317 | 85.5667 | 211.6092 | 201.0236 | 201.0236 | 201.0236 | 10.5855 | 211.6092 | 63.1895 | 56.999 | 56.999 | 56.999 | 6.1905 | 63.1895 | 0 | 0 | 0 | 0 | 0 | 0 | 0 | 0 | 0 | 92.0566 | 74.7361 | 74.7361 | 74.7361 | 17.3205 | 92.0566 | 1480.3715 | 1480.3715 | 684.6657 | 684.6657 | 604.6338 | 604.6338 | 0 | 0 | 191.072 | 191.072 | 323817578.8755 | 998439344.4092 | 176871758.3153 | 0 | 1499.1287 | 20.4469 | 0 | 0 | 0 | 576.8606 | 79 | 608 | 922.3846 | 152 | 38 | 0.54499
123 | 463.5487 | 300.2 | 200 | 800 | 0 | 100% | 75.8105 | 102.9417 | 103.1506 | 103.1506 | 1 | 102.9417 | 86.508 | 230.5299 | 218.9936 | 218.9936 | 218.9936 | 11.5364 | 230.5299 | 63.1657 | 56.9753 | 56.9753 | 56.9753 | 6.1904 | 63.1657 | 0 | 0 | 0 | 0 | 0 | 0 | 0 | 0 | 0 | 88.8554 | 72.1438 | 72.1438 | 72.1438 | 16.7116 | 88.8554 | 1565.3347 | 1565.3347 | 769.9439 | 769.9439 | 604.3944 | 604.3944 | 0 | 0 | 190.9964 | 190.9964 | 333981535.3826 | 998473314.3476 | 183165770.2366 | 0 | 1515.6206 | 23.595 | 0 | 0 | 0 | 648.9682 | 79 | 608 | 922.3846 | 152 | 38 | 0.56438
124 | 515.0541 | 300.2 | 200 | 800 | 0 | 100% | 76.9292 | 107.5172 | 107.7194 | 107.7194 | 1 | 107.5172 | 87.3001 | 249.4411 | 236.9541 | 236.9541 | 236.9541 | 12.4869 | 249.4411 | 63.1403 | 56.9504 | 56.9504 | 56.9504 | 6.1899 | 63.1403 | 0 | 0 | 0 | 0 | 0 | 0 | 0 | 0 | 0 | 86.2324 | 69.9983 | 69.9983 | 69.9983 | 16.2341 | 86.2324 | 1650.3002 | 1650.3002 | 855.1907 | 855.1907 | 604.1807 | 604.1807 | 0 | 0 | 190.9288 | 190.9288 | 342653607.7019 | 998595540.8172 | 188248208.1011 | 0 | 1529.4974 | 26.5753 | 0 | 0 | 0 | 721.0758 | 79 | 608 | 922.3846 | 152 | 38 | 0.58004
125 | 566.5595 | 300.2 | 200 | 800 | 0 | 100% | 78.0365 | 112.1746 | 112.371 | 112.371 | 1 | 112.1746 | 87.9686 | 268.2247 | 254.7934 | 254.7934 | 254.7934 | 13.4313 | 268.2247 | 63.1166 | 56.9273 | 56.9273 | 56.9273 | 6.1893 | 63.1166 | 0 | 0 | 0 | 0 | 0 | 0 | 0 | 0 | 0 | 84.2955 | 68.4134 | 68.4134 | 68.4134 | 15.8822 | 84.2955 | 1735.2675 | 1735.2675 | 940.4107 | 940.4107 | 603.9886 | 603.9886 | 0 | 0 | 190.8681 | 190.8681 | 350252000.7122 | 998698347.4582 | 192259625.2331 | 0 | 1541.21 | 29.3878 | 0 | 0 | 0 | 793.1834 | 79 | 608 | 922.3846 | 152 | 38 | 0.5924
126 | 618.065 | 300.2 | 200 | 800 | 0 | 100% | 79.0639 | 116.9019 | 117.1001 | 117.1001 | 1 | 116.9019 | 88.5242 | 286.9155 | 272.5443 | 272.5443 | 272.5443 | 14.3712 | 286.9155 | 63.0951 | 56.9063 | 56.9063 | 56.9063 | 6.1888 | 63.0951 | 0 | 0 | 0 | 0 | 0 | 0 | 0 | 0 | 0 | 82.8652 | 67.245 | 67.245 | 67.245 | 15.6203 | 82.8652 | 1820.2364 | 1820.2364 | 1025.608 | 1025.608 | 603.8152 | 603.8152 | 0 | 0 | 190.8133 | 190.8133 | 356982766.3752 | 998789030.5266 | 195171439.5222 | 0 | 1550.9432 | 32.0469 | 0 | 0 | 0 | 865.2909 | 79 | 608 | 922.3846 | 152 | 38 | 0.60137
127 | 669.5704 | 300.2 | 200 | 800 | 0 | 100% | 79.8174 | 121.7192 | 121.9286 | 121.9286 | 1 | 121.7192 | 88.9729 | 305.4402 | 290.1373 | 290.1373 | 290.1373 | 15.3028 | 305.4402 | 63.077 | 56.8885 | 56.8885 | 56.8885 | 6.1885 | 63.077 | 0 | 0 | 0 | 0 | 0 | 0 | 0 | 0 | 0 | 82.0212 | 66.5558 | 66.5558 | 66.5558 | 15.4654 | 82.0212 | 1905.2068 | 1905.2068 | 1110.7855 | 1110.7855 | 603.6577 | 603.6577 | 0 | 0 | 190.7635 | 190.7635 | 363129331.3492 | 998840403.2615 | 196835166.7761 | 0 | 1558.8049 | 34.566 | 0 | 0 | 0 | 937.3985 | 79 | 608 | 922.3846 | 152 | 38 | 0.6065
128 | 721.0758 | 300.2 | 200 | 800 | 0 | 100% | 80.605 | 126.581 | 126.7902 | 126.7902 | 1 | 126.581 | 89.3651 | 323.7892 | 307.5634 | 307.5634 | 307.5634 | 16.2258 | 323.7892 | 63.0613 | 56.873 | 56.873 | 56.873 | 6.1883 | 63.0613 | 0 | 0 | 0 | 0 | 0 | 0 | 0 | 0 | 0 | 81.4582 | 66.0929 | 66.0929 | 66.0929 | 15.3653 | 81.4582 | 1990.1783 | 1990.1783 | 1195.946 | 1195.946 | 603.5141 | 603.5141 | 0 | 0 | 190.7182 | 190.7182 | 368717381.5368 | 998885899.0636 | 198072850.6637 | 0 | 1565.6761 | 36.9234 | 0 | 0 | 0 | 1009.5061 | 79 | 608 | 922.3846 | 152 | 38 | 0.61031
129 | 772.5812 | 300.2 | 200 | 800 | 0 | 100% | 81.29 | 131.4679 | 131.6767 | 131.6767 | 1 | 131.4679 | 89.7064 | 342.0534 | 324.9088 | 324.9088 | 324.9088 | 17.1446 | 342.0534 | 63.0471 | 56.859 | 56.859 | 56.859 | 6.1881 | 63.0471 | 0 | 0 | 0 | 0 | 0 | 0 | 0 | 0 | 0 | 81.0255 | 65.7368 | 65.7368 | 65.7368 | 15.2887 | 81.0255 | 2075.1508 | 2075.1508 | 1281.0916 | 1281.0916 | 603.3826 | 603.3826 | 0 | 0 | 190.6766 | 190.6766 | 373773864.7532 | 998930925.4842 | 198950761.3297 | 0 | 1571.6556 | 39.1341 | 0 | 0 | 0 | 1081.6137 | 79 | 608 | 922.3846 | 152 | 38 | 0.61302
130 | 824.0866 | 300.2 | 200 | 800 | 0 | 100% | 81.8493 | 136.3653 | 136.5551 | 136.5551 | 1 | 136.3653 | 90.0228 | 360.3165 | 342.2531 | 342.2531 | 342.2531 | 18.0634 | 360.3165 | 63.0342 | 56.8463 | 56.8463 | 56.8463 | 6.188 | 63.0342 | 0 | 0 | 0 | 0 | 0 | 0 | 0 | 0 | 0 | 80.6085 | 65.3922 | 65.3922 | 65.3922 | 15.2163 | 80.6085 | 2160.1243 | 2160.1243 | 1366.2241 | 1366.2241 | 603.2618 | 603.2618 | 0 | 0 | 190.6384 | 190.6384 | 378232530.1514 | 998948485.3921 | 200018793.9393 | 0 | 1577.1998 | 41.1955 | 0 | 0 | 0 | 1153.7213 | 79 | 608 | 922.3846 | 152 | 38 | 0.61631
131 | 875.592 | 300.2 | 200 | 800 | 0 | 100% | 82.5799 | 141.2657 | 141.4383 | 141.4383 | 1 | 141.2657 | 90.3139 | 378.6574 | 359.6712 | 359.6712 | 359.6712 | 18.9862 | 378.6574 | 63.023 | 56.8351 | 56.8351 | 56.8351 | 6.1879 | 63.023 | 0 | 0 | 0 | 0 | 0 | 0 | 0 | 0 | 0 | 80.1482 | 65.0127 | 65.0127 | 65.0127 | 15.1355 | 80.1482 | 2245.0986 | 2245.0986 | 1451.345 | 1451.345 | 603.1504 | 603.1504 | 0 | 0 | 190.6032 | 190.6032 | 382187886.6726 | 998957153.5649 | 201154499.2012 | 0 | 1582.2995 | 43.1244 | 0 | 0 | 0 | 1225.8288 | 79 | 608 | 922.3846 | 152 | 38 | 0.61981
132 | 927.0974 | 300.2 | 200 | 800 | 0 | 100% | 83.0594 | 146.1651 | 146.3288 | 146.3288 | 1 | 146.1651 | 90.5861 | 397.0081 | 377.0985 | 377.0985 | 377.0985 | 19.9096 | 397.0081 | 63.0121 | 56.8243 | 56.8243 | 56.8243 | 6.1878 | 63.0121 | 0 | 0 | 0 | 0 | 0 | 0 | 0 | 0 | 0 | 79.6752 | 64.6237 | 64.6237 | 64.6237 | 15.0515 | 79.6752 | 2330.0737 | 2330.0737 | 1536.4557 | 1536.4557 | 603.0473 | 603.0473 | 0 | 0 | 190.5707 | 190.5707 | 385809490.4978 | 998987416.8453 | 202271593.4013 | 0 | 1587.0685 | 44.9312 | 0 | 0 | 0 | 1297.9364 | 79 | 608 | 922.3846 | 152 | 38 | 0.62325
133 | 978.6028 | 300.2 | 200 | 800 | 0 | 100% | 83.5502 | 151.0784 | 151.2385 | 151.2385 | 1 | 151.0784 | 90.8287 | 415.3158 | 394.485 | 394.485 | 394.485 | 20.8308 | 415.3158 | 63.0016 | 56.814 | 56.814 | 56.814 | 6.1876 | 63.0016 | 0 | 0 | 0 | 0 | 0 | 0 | 0 | 0 | 0 | 79.2809 | 64.3 | 64.3 | 64.3 | 14.9809 | 79.2809 | 2415.0493 | 2415.0493 | 1621.5572 | 1621.5572 | 602.9517 | 602.9517 | 0 | 0 | 190.5404 | 190.5404 | 389158149.5152 | 999007666.3516 | 203153833.1472 | 0 | 1591.3196 | 46.6348 | 0 | 0 | 0 | 1370.044 | 79 | 608 | 922.3846 | 152 | 38 | 0.62597
134 | 1030.1083 | 300.2 | 200 | 800 | 0 | 100% | 84.0297 | 156.0009 | 156.1486 | 156.1486 | 1 | 156.0009 | 91.0552 | 433.5999 | 411.8489 | 411.8489 | 411.8489 | 21.7509 | 433.5999 | 62.992 | 56.8045 | 56.8045 | 56.8045 | 6.1875 | 62.992 | 0 | 0 | 0 | 0 | 0 | 0 | 0 | 0 | 0 | 78.9282 | 64.0099 | 64.0099 | 64.0099 | 14.9184 | 78.9282 | 2500.0256 | 2500.0256 | 1706.6505 | 1706.6505 | 602.8628 | 602.8628 | 0 | 0 | 190.5123 | 190.5123 | 392219588.0667 | 999013883.2418 | 204053584.8764 | 0 | 1595.2871 | 48.237 | 0 | 0 | 0 | 1442.1516 | 79 | 608 | 922.3846 | 152 | 38 | 0.62874
135 | 20.6022 | 353.4 | 200 | 800 | 0 | 100% | 51.9977 | 77.2078 | 77.3252 | 77.3252 | 1 | 77.2078 | 69.3042 | 119.6038 | 113.6451 | 113.6451 | 113.6451 | 5.9587 | 119.6038 | 69.5182 | 62.734 | 62.734 | 62.734 | 6.7842 | 69.5182 | 0 | 0 | 0 | 0 | 0 | 0 | 0 | 0 | 0 | 140.7886 | 113.9299 | 113.9299 | 113.9299 | 26.8587 | 140.7886 | 941.1183 | 941.1183 | 34.3805 | 34.3805 | 714.8443 | 714.8443 | 0 | 0 | 191.8935 | 191.8935 | 29404365.741 | 1072463034.5891 | 112341529.5255 | 0 | 1214.2089 | 8.5823 | 0 | 0 | 0 | 28.843 | 93 | 608 | 922.3846 | 152 | 38 | 0.34615
136 | 51.5054 | 353.4 | 200 | 800 | 0 | 100% | 53.8813 | 78.5734 | 78.7306 | 78.7306 | 1 | 78.5734 | 71.8595 | 122.1683 | 116.0782 | 116.0782 | 116.0782 | 6.0901 | 122.1683 | 69.4595 | 62.6772 | 62.6772 | 62.6772 | 6.7823 | 69.4595 | 0 | 0 | 0 | 0 | 0 | 0 | 0 | 0 | 0 | 138.432 | 112.0247 | 112.0247 | 112.0247 | 26.4073 | 138.432 | 992.0762 | 992.0762 | 85.8981 | 85.8981 | 714.4031 | 714.4031 | 0 | 0 | 191.775 | 191.775 | 71896996.2527 | 1072796471.1364 | 114285100.5694 | 0 | 1258.9786 | 9.2968 | 0 | 0 | 0 | 72.1076 | 93 | 608 | 922.3846 | 152 | 38 | 0.35214
137 | 154.5162 | 353.4 | 200 | 800 | 0 | 100% | 62.3973 | 83.6897 | 83.9651 | 83.9651 | 1 | 83.6897 | 79.1957 | 136.5637 | 129.7454 | 129.7454 | 129.7454 | 6.8183 | 136.5637 | 69.3105 | 62.5328 | 62.5328 | 62.5328 | 6.7778 | 69.3105 | 0 | 0 | 0 | 0 | 0 | 0 | 0 | 0 | 0 | 130.1724 | 105.3469 | 105.3469 | 105.3469 | 24.8256 | 130.1724 | 1161.9578 | 1161.9578 | 257.2704 | 257.2704 | 713.2278 | 713.2278 | 0 | 0 | 191.4596 | 191.4596 | 191721176.1698 | 1073551990.1138 | 122234711.937 | 0 | 1387.5079 | 12.5763 | 0 | 0 | 0 | 216.3227 | 93 | 608 | 922.3846 | 152 | 38 | 0.37664
138 | 206.0217 | 353.4 | 200 | 800 | 0 | 100% | 68.1849 | 86.7793 | 87.0743 | 87.0743 | 1 | 86.7793 | 82.0811 | 149.4742 | 142.0067 | 142.0067 | 142.0067 | 7.4675 | 149.4742 | 69.2575 | 62.4809 | 62.4809 | 62.4809 | 6.7765 | 69.2575 | 0 | 0 | 0 | 0 | 0 | 0 | 0 | 0 | 0 | 122.3173 | 99.1836 | 99.1836 | 99.1836 | 23.1338 | 122.3173 | 1246.9079 | 1246.9079 | 342.8054 | 342.8054 | 712.7667 | 712.7667 | 0 | 0 | 191.3358 | 191.3358 | 231715520.5634 | 1073772677.0343 | 132572468.5548 | 0 | 1438.0607 | 14.6943 | 0 | 0 | 0 | 288.4303 | 93 | 608 | 922.3846 | 152 | 38 | 0.40849
139 | 257.5271 | 353.4 | 200 | 800 | 0 | 100% | 72.3402 | 90.1209 | 90.3815 | 90.3815 | 1 | 90.1209 | 84.4075 | 168.3562 | 159.9409 | 159.9409 | 159.9409 | 8.4153 | 168.3562 | 69.2151 | 62.4392 | 62.4392 | 62.4392 | 6.7758 | 69.2151 | 0 | 0 | 0 | 0 | 0 | 0 | 0 | 0 | 0 | 109.0612 | 88.4436 | 88.4436 | 88.4436 | 20.6176 | 109.0612 | 1331.8625 | 1331.8625 | 428.2666 | 428.2666 | 712.3673 | 712.3673 | 0 | 0 | 191.2286 | 191.2286 | 255784439.0983 | 1073896112.4987 | 149139310.1155 | 0 | 1478.8199 | 17.1 | 0 | 0 | 0 | 360.5379 | 93 | 608 | 922.3846 | 152 | 38 | 0.45953
140 | 309.0325 | 353.4 | 200 | 800 | 0 | 100% | 75.3767 | 93.9356 | 94.1729 | 94.1729 | 1 | 93.9356 | 86.0834 | 188.2814 | 178.8658 | 178.8658 | 178.8658 | 9.4157 | 188.2814 | 69.1793 | 62.404 | 62.404 | 62.404 | 6.7753 | 69.1793 | 0 | 0 | 0 | 0 | 0 | 0 | 0 | 0 | 0 | 100.8912 | 81.8156 | 81.8156 | 81.8156 | 19.0756 | 100.8912 | 1416.8208 | 1416.8208 | 513.668 | 513.668 | 712.018 | 712.018 | 0 | 0 | 191.1348 | 191.1348 | 273788731.7389 | 1074007606.9952 | 160384023.8228 | 0 | 1508.1804 | 19.8876 | 0 | 0 | 0 | 432.6455 | 93 | 608 | 922.3846 | 152 | 38 | 0.49418
141 | 360.5379 | 353.4 | 200 | 800 | 0 | 100% | 77.6027 | 98.1447 | 98.3666 | 98.3666 | 1 | 98.1447 | 87.3073 | 208.6794 | 198.2394 | 198.2394 | 198.2394 | 10.44 | 208.6794 | 69.1479 | 62.373 | 62.373 | 62.373 | 6.7749 | 69.1479 | 0 | 0 | 0 | 0 | 0 | 0 | 0 | 0 | 0 | 96.341 | 78.1575 | 78.1575 | 78.1575 | 18.1835 | 96.341 | 1501.7821 | 1501.7821 | 599.02 | 599.02 | 711.7099 | 711.7099 | 0 | 0 | 191.0521 | 191.0521 | 287578648.4773 | 1074087711.2567 | 167956790.3537 | 0 | 1529.6232 | 22.8139 | 0 | 0 | 0 | 504.753 | 93 | 608 | 922.3846 | 152 | 38 | 0.51752
142 | 412.0433 | 353.4 | 200 | 800 | 0 | 100% | 79.3607 | 102.549 | 102.7669 | 102.7669 | 1 | 102.549 | 88.2538 | 229.2157 | 217.7441 | 217.7441 | 217.7441 | 11.4716 | 229.2157 | 69.1233 | 62.3484 | 62.3484 | 62.3484 | 6.7748 | 69.1233 | 0 | 0 | 0 | 0 | 0 | 0 | 0 | 0 | 0 | 93.2631 | 75.6749 | 75.6749 | 75.6749 | 17.5882 | 93.2631 | 1586.7459 | 1586.7459 | 684.3311 | 684.3311 | 711.4362 | 711.4362 | 0 | 0 | 190.9786 | 190.9786 | 298805290.4863 | 1074099719.0756 | 173301611.6446 | 0 | 1546.2066 | 25.7041 | 0 | 0 | 0 | 576.8606 | 93 | 608 | 922.3846 | 152 | 38 | 0.53398
143 | 463.5487 | 353.4 | 200 | 800 | 0 | 100% | 80.5023 | 107.0402 | 107.249 | 107.249 | 1 | 107.0402 | 89.0419 | 249.7973 | 237.2915 | 237.2915 | 237.2915 | 12.5058 | 249.7973 | 69.0988 | 62.3243 | 62.3243 | 62.3243 | 6.7745 | 69.0988 | 0 | 0 | 0 | 0 | 0 | 0 | 0 | 0 | 0 | 90.7436 | 73.6075 | 73.6075 | 73.6075 | 17.1361 | 90.7436 | 1671.7119 | 1671.7119 | 769.6075 | 769.6075 | 711.1914 | 711.1914 | 0 | 0 | 190.9129 | 190.9129 | 308065346.3433 | 1074173642.8632 | 177775614.4134 | 0 | 1560.0146 | 28.4586 | 0 | 0 | 0 | 648.9682 | 93 | 608 | 922.3846 | 152 | 38 | 0.54777
144 | 515.0541 | 353.4 | 200 | 800 | 0 | 100% | 81.5525 | 111.6137 | 111.8268 | 111.8268 | 1 | 111.6137 | 89.6967 | 270.3695 | 256.8299 | 256.8299 | 256.8299 | 13.5397 | 270.3695 | 69.0746 | 62.3005 | 62.3005 | 62.3005 | 6.774 | 69.0746 | 0 | 0 | 0 | 0 | 0 | 0 | 0 | 0 | 0 | 88.7912 | 72.0059 | 72.0059 | 72.0059 | 16.7854 | 88.7912 | 1756.6796 | 1756.6796 | 854.8547 | 854.8547 | 710.9712 | 710.9712 | 0 | 0 | 190.8538 | 190.8538 | 316011307.5015 | 1074252167.4753 | 181222108.8827 | 0 | 1571.4856 | 31.0811 | 0 | 0 | 0 | 721.0758 | 93 | 608 | 922.3846 | 152 | 38 | 0.55839
145 | 566.5595 | 353.4 | 200 | 800 | 0 | 100% | 82.5685 | 116.2655 | 116.4815 | 116.4815 | 1 | 116.2655 | 90.246 | 290.7946 | 276.2282 | 276.2282 | 276.2282 | 14.5664 | 290.7946 | 69.0533 | 62.2796 | 62.2796 | 62.2796 | 6.7737 | 69.0533 | 0 | 0 | 0 | 0 | 0 | 0 | 0 | 0 | 0 | 87.4073 | 70.8748 | 70.8748 | 70.8748 | 16.5325 | 87.4073 | 1841.6489 | 1841.6489 | 940.0766 | 940.0766 | 710.772 | 710.772 | 0 | 0 | 190.8003 | 190.8003 | 322966049.1336 | 1074302486.5331 | 183841159.1341 | 0 | 1581.1097 | 33.5655 | 0 | 0 | 0 | 793.1834 | 93 | 608 | 922.3846 | 152 | 38 | 0.56646
146 | 618.065 | 353.4 | 200 | 800 | 0 | 100% | 83.2648 | 120.9935 | 121.2226 | 121.2226 | 1 | 120.9935 | 90.6875 | 311.0435 | 295.4591 | 295.4591 | 295.4591 | 15.5845 | 311.0435 | 69.0355 | 62.262 | 62.262 | 62.262 | 6.7735 | 69.0355 | 0 | 0 | 0 | 0 | 0 | 0 | 0 | 0 | 0 | 86.5295 | 70.1547 | 70.1547 | 70.1547 | 16.3748 | 86.5295 | 1926.6196 | 1926.6196 | 1025.2769 | 1025.2769 | 710.5909 | 710.5909 | 0 | 0 | 190.7517 | 190.7517 | 329227528.738 | 1074322879.3116 | 185294348.6109 | 0 | 1588.8448 | 35.9298 | 0 | 0 | 0 | 865.2909 | 93 | 608 | 922.3846 | 152 | 38 | 0.57094
147 | 669.5704 | 353.4 | 200 | 800 | 0 | 100% | 83.9612 | 125.7842 | 126.0219 | 126.0219 | 1 | 125.7842 | 91.0568 | 331.1039 | 314.5107 | 314.5107 | 314.5107 | 16.5932 | 331.1039 | 69.0201 | 62.2467 | 62.2467 | 62.2467 | 6.7734 | 69.0201 | 0 | 0 | 0 | 0 | 0 | 0 | 0 | 0 | 0 | 86.0407 | 69.749 | 69.749 | 69.749 | 16.2917 | 86.0407 | 2011.5914 | 2011.5914 | 1110.4584 | 1110.4584 | 710.4257 | 710.4257 | 0 | 0 | 190.7074 | 190.7074 | 334887286.5932 | 1074337359.6359 | 186090970.1591 | 0 | 1595.3156 | 38.1618 | 0 | 0 | 0 | 937.3985 | 93 | 608 | 922.3846 | 152 | 38 | 0.57339
148 | 721.0758 | 353.4 | 200 | 800 | 0 | 100% | 84.6689 | 130.6012 | 130.8473 | 130.8473 | 1 | 130.6012 | 91.3847 | 351.0207 | 333.4257 | 333.4257 | 333.4257 | 17.5949 | 351.0207 | 69.006 | 62.2327 | 62.2327 | 62.2327 | 6.7733 | 69.006 | 0 | 0 | 0 | 0 | 0 | 0 | 0 | 0 | 0 | 85.6955 | 69.4611 | 69.4611 | 69.4611 | 16.2344 | 85.6955 | 2096.5642 | 2096.5642 | 1195.6233 | 1195.6233 | 710.2742 | 710.2742 | 0 | 0 | 190.6667 | 190.6667 | 340039217.1603 | 1074345677.9152 | 186674747.4909 | 0 | 1601.0596 | 40.2551 | 0 | 0 | 0 | 1009.5061 | 93 | 608 | 922.3846 | 152 | 38 | 0.57519
149 | 772.5812 | 353.4 | 200 | 800 | 0 | 100% | 85.2283 | 135.4404 | 135.6871 | 135.6871 | 1 | 135.4404 | 91.6742 | 370.7995 | 352.2097 | 352.2097 | 352.2097 | 18.5898 | 370.7995 | 68.9934 | 62.2202 | 62.2202 | 62.2202 | 6.7733 | 68.9934 | 0 | 0 | 0 | 0 | 0 | 0 | 0 | 0 | 0 | 85.4665 | 69.2686 | 69.2686 | 69.2686 | 16.198 | 85.4665 | 2181.5379 | 2181.5379 | 1280.7737 | 1280.7737 | 710.1349 | 710.1349 | 0 | 0 | 190.6293 | 190.6293 | 344715701.1104 | 1074351334.4577 | 187065254.122 | 0 | 1606.1323 | 42.2225 | 0 | 0 | 0 | 1081.6137 | 93 | 608 | 922.3846 | 152 | 38 | 0.57639
150 | 824.0866 | 353.4 | 200 | 800 | 0 | 100% | 85.7192 | 140.2833 | 140.5082 | 140.5082 | 1 | 140.2833 | 91.9469 | 390.6476 | 371.0593 | 371.0593 | 371.0593 | 19.5882 | 390.6476 | 68.9808 | 62.2077 | 62.2077 | 62.2077 | 6.7731 | 68.9808 | 0 | 0 | 0 | 0 | 0 | 0 | 0 | 0 | 0 | 85.1774 | 69.027 | 69.027 | 69.027 | 16.1503 | 85.1774 | 2266.5124 | 2266.5124 | 1365.9113 | 1365.9113 | 710.0063 | 710.0063 | 0 | 0 | 190.5948 | 190.5948 | 348754878.6026 | 1074384580.0765 | 187770012.5853 | 0 | 1610.9095 | 44.0627 | 0 | 0 | 0 | 1153.7213 | 93 | 608 | 922.3846 | 152 | 38 | 0.57857
151 | 875.592 | 353.4 | 200 | 800 | 0 | 100% | 86.1986 | 145.1353 | 145.3487 | 145.3487 | 1 | 145.1353 | 92.1923 | 410.6069 | 390.0146 | 390.0146 | 390.0146 | 20.5923 | 410.6069 | 68.9688 | 62.1958 | 62.1958 | 62.1958 | 6.773 | 68.9688 | 0 | 0 | 0 | 0 | 0 | 0 | 0 | 0 | 0 | 84.858 | 68.7632 | 68.7632 | 68.7632 | 16.0948 | 84.858 | 2351.4876 | 2351.4876 | 1451.0374 | 1451.0374 | 709.8873 | 709.8873 | 0 | 0 | 190.5628 | 190.5628 | 352346920.543 | 1074409647.1196 | 188453190.1574 | 0 | 1615.2098 | 45.7956 | 0 | 0 | 0 | 1225.8288 | 93 | 608 | 922.3846 | 152 | 38 | 0.58067
152 | 927.0974 | 353.4 | 200 | 800 | 0 | 100% | 86.5753 | 149.998 | 150.2121 | 150.2121 | 1 | 149.998 | 92.4161 | 430.547 | 408.9515 | 408.9515 | 408.9515 | 21.5956 | 430.547 | 68.9576 | 62.1848 | 62.1848 | 62.1848 | 6.7728 | 68.9576 | 0 | 0 | 0 | 0 | 0 | 0 | 0 | 0 | 0 | 84.5744 | 68.5297 | 68.5297 | 68.5297 | 16.0447 | 84.5744 | 2436.4634 | 2436.4634 | 1536.1534 | 1536.1534 | 709.7768 | 709.7768 | 0 | 0 | 190.5332 | 190.5332 | 355678671.652 | 1074429386.4195 | 189022330.7021 | 0 | 1619.1304 | 47.4285 | 0 | 0 | 0 | 1297.9364 | 93 | 608 | 922.3846 | 152 | 38 | 0.58242
153 | 978.6028 | 353.4 | 200 | 800 | 0 | 100% | 86.9863 | 154.8727 | 155.0832 | 155.0832 | 1 | 154.8727 | 92.6192 | 450.436 | 427.8397 | 427.8397 | 427.8397 | 22.5963 | 450.436 | 68.9477 | 62.1749 | 62.1749 | 62.1749 | 6.7727 | 68.9477 | 0 | 0 | 0 | 0 | 0 | 0 | 0 | 0 | 0 | 84.3422 | 68.3383 | 68.3383 | 68.3383 | 16.0039 | 84.3422 | 2521.4398 | 2521.4398 | 1621.2603 | 1621.2603 | 709.6739 | 709.6739 | 0 | 0 | 190.5056 | 190.5056 | 358736198.9264 | 1074441607.8003 | 189510883.2871 | 0 | 1622.6887 | 48.9705 | 0 | 0 | 0 | 1370.044 | 93 | 608 | 922.3846 | 152 | 38 | 0.58393
154 | 1030.1083 | 353.4 | 200 | 800 | 0 | 100% | 87.3402 | 159.7509 | 159.9475 | 159.9475 | 1 | 159.7509 | 92.8101 | 470.3067 | 446.7106 | 446.7106 | 446.7106 | 23.5961 | 470.3067 | 68.9383 | 62.1656 | 62.1656 | 62.1656 | 6.7726 | 68.9383 | 0 | 0 | 0 | 0 | 0 | 0 | 0 | 0 | 0 | 84.1118 | 68.1476 | 68.1476 | 68.1476 | 15.9641 | 84.1118 | 2606.4167 | 2606.4167 | 1706.3589 | 1706.3589 | 709.578 | 709.578 | 0 | 0 | 190.4798 | 190.4798 | 361513676.3138 | 1074459923.6992 | 190059189.9885 | 0 | 1626.0328 | 50.4244 | 0 | 0 | 0 | 1442.1516 | 93 | 608 | 922.3846 | 152 | 38 | 0.58562
155 | 20.6022 | 402.8 | 200 | 800 | 0 | 100% | 58.8927 | 80.7663 | 80.8552 | 80.8552 | 1 | 80.7663 | 73.689 | 125.8804 | 119.6022 | 119.6022 | 119.6022 | 6.2782 | 125.8804 | 75.3551 | 67.9937 | 67.9937 | 67.9937 | 7.3614 | 75.3551 | 0 | 0 | 0 | 0 | 0 | 0 | 0 | 0 | 0 | 117.0607 | 94.9283 | 94.9283 | 94.9283 | 22.1324 | 117.0607 | 1039.8586 | 1039.8586 | 34.3414 | 34.3414 | 813.842 | 813.842 | 0 | 0 | 191.6752 | 191.6752 | 27906050.4977 | 1126671256.6265 | 136453431.0646 | 0 | 1291.0307 | 14.3696 | 0 | 0 | 0 | 28.843 | 106 | 608 | 922.3846 | 152 | 38 | 0.42045
156 | 51.5054 | 402.8 | 200 | 800 | 0 | 100% | 60.7991 | 82.2433 | 82.3724 | 82.3724 | 1 | 82.2433 | 75.9516 | 128.9723 | 122.5368 | 122.5368 | 122.5368 | 6.4355 | 128.9723 | 75.3048 | 67.945 | 67.945 | 67.945 | 7.3598 | 75.3048 | 0 | 0 | 0 | 0 | 0 | 0 | 0 | 0 | 0 | 117.7057 | 95.4486 | 95.4486 | 95.4486 | 22.2571 | 117.7057 | 1090.8226 | 1090.8226 | 85.8103 | 85.8103 | 813.4333 | 813.4333 | 0 | 0 | 191.579 | 191.579 | 67994820.145 | 1126935018.5965 | 135741801.6106 | 0 | 1330.6716 | 15.1247 | 0 | 0 | 0 | 72.1076 | 106 | 608 | 922.3846 | 152 | 38 | 0.41825
157 | 154.5162 | 402.8 | 200 | 800 | 0 | 100% | 68.379 | 87.7052 | 87.948 | 87.948 | 1 | 87.7052 | 82.3709 | 145.2936 | 138.0343 | 138.0343 | 138.0343 | 7.2593 | 145.2936 | 75.1771 | 67.8207 | 67.8207 | 67.8207 | 7.3564 | 75.1771 | 0 | 0 | 0 | 0 | 0 | 0 | 0 | 0 | 0 | 117.9855 | 95.6314 | 95.6314 | 95.6314 | 22.3541 | 117.9855 | 1260.7189 | 1260.7189 | 257.0792 | 257.0792 | 812.3223 | 812.3223 | 0 | 0 | 191.3173 | 191.3173 | 180068185.7339 | 1127478425.0751 | 135591759.7024 | 0 | 1443.1384 | 18.3652 | 0 | 0 | 0 | 216.3227 | 106 | 608 | 922.3846 | 152 | 38 | 0.41779
158 | 206.0217 | 402.8 | 200 | 800 | 0 | 100% | 73.6301 | 90.7835 | 91.0303 | 91.0303 | 1 | 90.7835 | 84.9249 | 159.3123 | 151.3484 | 151.3484 | 151.3484 | 7.9639 | 159.3123 | 75.131 | 67.7755 | 67.7755 | 67.7755 | 7.3555 | 75.131 | 0 | 0 | 0 | 0 | 0 | 0 | 0 | 0 | 0 | 112.674 | 91.3143 | 91.3143 | 91.3143 | 21.3598 | 112.674 | 1345.6742 | 1345.6742 | 342.5845 | 342.5845 | 811.8772 | 811.8772 | 0 | 0 | 191.2125 | 191.2125 | 217213053.6577 | 1127609758.3819 | 143061076.7432 | 0 | 1487.8839 | 20.3001 | 0 | 0 | 0 | 288.4303 | 106 | 608 | 922.3846 | 152 | 38 | 0.44081
159 | 257.5271 | 402.8 | 200 | 800 | 0 | 100% | 76.8265 | 94.336 | 94.5587 | 94.5587 | 1 | 94.336 | 86.8138 | 179.6082 | 170.6256 | 170.6256 | 170.6256 | 8.9826 | 179.6082 | 75.093 | 67.738 | 67.738 | 67.738 | 7.355 | 75.093 | 0 | 0 | 0 | 0 | 0 | 0 | 0 | 0 | 0 | 104.7832 | 84.9173 | 84.9173 | 84.9173 | 19.8659 | 104.7832 | 1430.633 | 1430.633 | 428.025 | 428.025 | 811.4873 | 811.4873 | 0 | 0 | 191.1207 | 191.1207 | 239629185.4587 | 1127695024.3841 | 153653226.7132 | 0 | 1520.9774 | 22.6229 | 0 | 0 | 0 | 360.5379 | 106 | 608 | 922.3846 | 152 | 38 | 0.47344
160 | 309.0325 | 402.8 | 200 | 800 | 0 | 100% | 79.3836 | 98.323 | 98.5423 | 98.5423 | 1 | 98.323 | 88.1857 | 200.8452 | 190.7965 | 190.7965 | 190.7965 | 10.0487 | 200.8452 | 75.0605 | 67.7059 | 67.7059 | 67.7059 | 7.3546 | 75.0605 | 0 | 0 | 0 | 0 | 0 | 0 | 0 | 0 | 0 | 100.0108 | 81.0868 | 81.0868 | 81.0868 | 18.924 | 100.0108 | 1515.5947 | 1515.5947 | 513.4121 | 513.4121 | 811.1431 | 811.1431 | 0 | 0 | 191.0396 | 191.0396 | 256546269.2932 | 1127738930.1015 | 160727454.3986 | 0 | 1545.0127 | 25.177 | 0 | 0 | 0 | 432.6455 | 106 | 608 | 922.3846 | 152 | 38 | 0.49524
161 | 360.5379 | 402.8 | 200 | 800 | 0 | 100% | 81.3128 | 102.5467 | 102.7561 | 102.7561 | 1 | 102.5467 | 89.2462 | 222.6492 | 211.5056 | 211.5056 | 211.5056 | 11.1436 | 222.6492 | 75.0345 | 67.6799 | 67.6799 | 67.6799 | 7.3546 | 75.0345 | 0 | 0 | 0 | 0 | 0 | 0 | 0 | 0 | 0 | 96.5352 | 78.2573 | 78.2573 | 78.2573 | 18.2779 | 96.5352 | 1600.5589 | 1600.5589 | 598.7546 | 598.7546 | 810.8369 | 810.8369 | 0 | 0 | 190.9675 | 190.9675 | 269391819.0869 | 1127738393.632 | 166463535.4188 | 0 | 1563.5937 | 27.754 | 0 | 0 | 0 | 504.753 | 106 | 608 | 922.3846 | 152 | 38 | 0.51291
162 | 412.0433 | 402.8 | 200 | 800 | 0 | 100% | 82.8082 | 106.9757 | 107.188 | 107.188 | 1 | 106.9757 | 90.0469 | 244.672 | 232.4222 | 232.4222 | 232.4222 | 12.2498 | 244.672 | 75.0087 | 67.6544 | 67.6544 | 67.6544 | 7.3543 | 75.0087 | 0 | 0 | 0 | 0 | 0 | 0 | 0 | 0 | 0 | 94.3857 | 76.5238 | 76.5238 | 76.5238 | 17.8618 | 94.3857 | 1685.5252 | 1685.5252 | 684.0596 | 684.0596 | 810.5627 | 810.5627 | 0 | 0 | 190.9029 | 190.9029 | 279803571.895 | 1127806940.1026 | 170010644.9025 | 0 | 1577.6212 | 30.313 | 0 | 0 | 0 | 576.8606 | 106 | 608 | 922.3846 | 152 | 38 | 0.52384
163 | 463.5487 | 402.8 | 200 | 800 | 0 | 100% | 83.7557 | 111.4895 | 111.702 | 111.702 | 1 | 111.4895 | 90.7097 | 266.6799 | 253.3244 | 253.3244 | 253.3244 | 13.3555 | 266.6799 | 74.9836 | 67.6297 | 67.6297 | 67.6297 | 7.3538 | 74.9836 | 0 | 0 | 0 | 0 | 0 | 0 | 0 | 0 | 0 | 92.6502 | 75.0928 | 75.0928 | 75.0928 | 17.5574 | 92.6502 | 1770.4932 | 1770.4932 | 769.3327 | 769.3327 | 810.3158 | 810.3158 | 0 | 0 | 190.8447 | 190.8447 | 288475876.0886 | 1127869544.8992 | 172888328.2316 | 0 | 1589.2337 | 32.7594 | 0 | 0 | 0 | 648.9682 | 106 | 608 | 922.3846 | 152 | 38 | 0.53271
164 | 515.0541 | 402.8 | 200 | 800 | 0 | 100% | 84.6461 | 116.1018 | 116.323 | 116.323 | 1 | 116.1018 | 91.2417 | 288.6091 | 274.1516 | 274.1516 | 274.1516 | 14.4575 | 288.6091 | 74.9621 | 67.6085 | 67.6085 | 67.6085 | 7.3536 | 74.9621 | 0 | 0 | 0 | 0 | 0 | 0 | 0 | 0 | 0 | 91.4939 | 74.1361 | 74.1361 | 74.1361 | 17.3578 | 91.4939 | 1855.4628 | 1855.4628 | 854.5783 | 854.5783 | 810.0923 | 810.0923 | 0 | 0 | 190.7921 | 190.7921 | 295953565.9414 | 1127906512.9913 | 174693847.8638 | 0 | 1598.5539 | 35.1056 | 0 | 0 | 0 | 721.0758 | 106 | 608 | 922.3846 | 152 | 38 | 0.53827
165 | 566.5595 | 402.8 | 200 | 800 | 0 | 100% | 85.274 | 120.7822 | 121.0077 | 121.0077 | 1 | 120.7822 | 91.6879 | 310.4269 | 294.8727 | 294.8727 | 294.8727 | 15.5542 | 310.4269 | 74.943 | 67.5896 | 67.5896 | 67.5896 | 7.3534 | 74.943 | 0 | 0 | 0 | 0 | 0 | 0 | 0 | 0 | 0 | 90.717 | 73.4945 | 73.4945 | 73.4945 | 17.2225 | 90.717 | 1940.4336 | 1940.4336 | 939.8003 | 939.8003 | 809.8891 | 809.8891 | 0 | 0 | 190.7442 | 190.7442 | 302445739.5891 | 1127943216.534 | 175983470.6799 | 0 | 1606.3724 | 37.3304 | 0 | 0 | 0 | 793.1834 | 106 | 608 | 922.3846 | 152 | 38 | 0.54225
166 | 618.065 | 402.8 | 200 | 800 | 0 | 100% | 86.0388 | 125.5077 | 125.7441 | 125.7441 | 1 | 125.5077 | 92.0743 | 332.052 | 315.4107 | 315.4107 | 315.4107 | 16.6413 | 332.052 | 74.925 | 67.5719 | 67.5719 | 67.5719 | 7.3531 | 74.925 | 0 | 0 | 0 | 0 | 0 | 0 | 0 | 0 | 0 | 90.2104 | 73.0759 | 73.0759 | 73.0759 | 17.1345 | 90.2104 | 2025.4056 | 2025.4056 | 1025.0017 | 1025.0017 | 809.7034 | 809.7034 | 0 | 0 | 190.7005 | 190.7005 | 308311206.5566 | 1127975947.8788 | 176854925.8813 | 0 | 1613.1421 | 39.4287 | 0 | 0 | 0 | 865.2909 | 106 | 608 | 922.3846 | 152 | 38 | 0.54493
167 | 669.5704 | 402.8 | 200 | 800 | 0 | 100% | 86.6324 | 130.2659 | 130.5127 | 130.5127 | 1 | 130.2659 | 92.4007 | 353.5113 | 335.7909 | 335.7909 | 335.7909 | 17.7203 | 353.5113 | 74.9094 | 67.5564 | 67.5564 | 67.5564 | 7.353 | 74.9094 | 0 | 0 | 0 | 0 | 0 | 0 | 0 | 0 | 0 | 89.8655 | 72.788 | 72.788 | 72.788 | 17.0775 | 89.8655 | 2110.3785 | 2110.3785 | 1110.185 | 1110.185 | 809.5331 | 809.5331 | 0 | 0 | 190.6604 | 190.6604 | 313574354.4779 | 1127993717.2324 | 177291487.4131 | 0 | 1618.8596 | 41.4143 | 0 | 0 | 0 | 937.3985 | 106 | 608 | 922.3846 | 152 | 38 | 0.54628
168 | 721.0758 | 402.8 | 200 | 800 | 0 | 100% | 87.1804 | 135.0585 | 135.3147 | 135.3147 | 1 | 135.0585 | 92.6848 | 374.8 | 356.0091 | 356.0091 | 356.0091 | 18.7909 | 374.8 | 74.895 | 67.5421 | 67.5421 | 67.5421 | 7.3528 | 74.895 | 0 | 0 | 0 | 0 | 0 | 0 | 0 | 0 | 0 | 89.7088 | 72.6527 | 72.6527 | 72.6527 | 17.0562 | 89.7088 | 2195.3524 | 2195.3524 | 1195.3524 | 1195.3524 | 809.3765 | 809.3765 | 0 | 0 | 190.6235 | 190.6235 | 318378053.9726 | 1128018771.8992 | 177440016.9106 | 0 | 1623.8368 | 43.2874 | 0 | 0 | 0 | 1009.5061 | 106 | 608 | 922.3846 | 152 | 38 | 0.54674
169 | 772.5812 | 402.8 | 200 | 800 | 0 | 100% | 87.6712 | 139.8718 | 140.1195 | 140.1195 | 1 | 139.8718 | 92.9396 | 396.0291 | 376.1704 | 376.1704 | 376.1704 | 19.8586 | 396.0291 | 74.8812 | 67.5285 | 67.5285 | 67.5285 | 7.3527 | 74.8812 | 0 | 0 | 0 | 0 | 0 | 0 | 0 | 0 | 0 | 89.6123 | 72.5651 | 72.5651 | 72.5651 | 17.0472 | 89.6123 | 2280.327 | 2280.327 | 1280.5058 | 1280.5058 | 809.2318 | 809.2318 | 0 | 0 | 190.5894 | 190.5894 | 322627051.4098 | 1128044889.4374 | 177630513.2176 | 0 | 1628.3025 | 45.0514 | 0 | 0 | 0 | 1081.6137 | 106 | 608 | 922.3846 | 152 | 38 | 0.54732
170 | 824.0866 | 402.8 | 200 | 800 | 0 | 100% | 88.0023 | 144.6854 | 144.923 | 144.923 | 1 | 144.6854 | 93.1807 | 417.3133 | 396.3841 | 396.3841 | 396.3841 | 20.9292 | 417.3133 | 74.8685 | 67.5159 | 67.5159 | 67.5159 | 7.3525 | 74.8685 | 0 | 0 | 0 | 0 | 0 | 0 | 0 | 0 | 0 | 89.4238 | 72.4056 | 72.4056 | 72.4056 | 17.0182 | 89.4238 | 2365.3023 | 2365.3023 | 1365.6467 | 1365.6467 | 809.0978 | 809.0978 | 0 | 0 | 190.5579 | 190.5579 | 326400379.4249 | 1128067436.3475 | 178058852.7535 | 0 | 1632.5267 | 46.7078 | 0 | 0 | 0 | 1153.7213 | 106 | 608 | 922.3846 | 152 | 38 | 0.54864
171 | 875.592 | 402.8 | 200 | 800 | 0 | 100% | 88.4475 | 149.4993 | 149.7322 | 149.7322 | 1 | 149.4993 | 93.4041 | 438.6389 | 416.637 | 416.637 | 416.637 | 22.0019 | 438.6389 | 74.8568 | 67.5044 | 67.5044 | 67.5044 | 7.3524 | 74.8568 | 0 | 0 | 0 | 0 | 0 | 0 | 0 | 0 | 0 | 89.1674 | 72.1925 | 72.1925 | 72.1925 | 16.9749 | 89.1674 | 2450.2782 | 2450.2782 | 1450.7764 | 1450.7764 | 808.9733 | 808.9733 | 0 | 0 | 190.5285 | 190.5285 | 329795601.5433 | 1128082850.1734 | 178562193.8557 | 0 | 1636.4406 | 48.2691 | 0 | 0 | 0 | 1225.8288 | 106 | 608 | 922.3846 | 152 | 38 | 0.55019
172 | 927.0974 | 402.8 | 200 | 800 | 0 | 100% | 88.6986 | 154.319 | 154.5495 | 154.5495 | 1 | 154.319 | 93.6109 | 459.922 | 436.8494 | 436.8494 | 436.8494 | 23.0726 | 459.922 | 74.8463 | 67.494 | 67.494 | 67.494 | 7.3523 | 74.8463 | 0 | 0 | 0 | 0 | 0 | 0 | 0 | 0 | 0 | 88.9202 | 71.9881 | 71.9881 | 71.9881 | 16.932 | 88.9202 | 2535.2547 | 2535.2547 | 1535.896 | 1535.896 | 808.8574 | 808.8574 | 0 | 0 | 190.5012 | 190.5012 | 332917284.5381 | 1128093986.6571 | 179052420.1567 | 0 | 1640.0637 | 49.7435 | 0 | 0 | 0 | 1297.9364 | 106 | 608 | 922.3846 | 152 | 38 | 0.5517
173 | 978.6028 | 402.8 | 200 | 800 | 0 | 100% | 89.1781 | 159.1484 | 159.3807 | 159.3807 | 1 | 159.1484 | 93.7972 | 481.1354 | 456.9955 | 456.9955 | 456.9955 | 24.1399 | 481.1354 | 74.8366 | 67.4844 | 67.4844 | 67.4844 | 7.3523 | 74.8366 | 0 | 0 | 0 | 0 | 0 | 0 | 0 | 0 | 0 | 88.7146 | 71.8173 | 71.8173 | 71.8173 | 16.8973 | 88.7146 | 2620.2316 | 2620.2316 | 1621.0067 | 1621.0067 | 808.7492 | 808.7492 | 0 | 0 | 190.4758 | 190.4758 | 335821252.8454 | 1128097067.2589 | 179408598.0358 | 0 | 1643.3269 | 51.1413 | 0 | 0 | 0 | 1370.044 | 106 | 608 | 922.3846 | 152 | 38 | 0.5528
174 | 1030.1083 | 402.8 | 200 | 800 | 0 | 100% | 89.4635 | 163.9888 | 164.207 | 164.207 | 1 | 163.9888 | 93.9643 | 502.3385 | 477.1318 | 477.1318 | 477.1318 | 25.2067 | 502.3385 | 74.828 | 67.4757 | 67.4757 | 67.4757 | 7.3522 | 74.828 | 0 | 0 | 0 | 0 | 0 | 0 | 0 | 0 | 0 | 88.5351 | 71.6662 | 71.6662 | 71.6662 | 16.869 | 88.5351 | 2705.209 | 2705.209 | 1706.1092 | 1706.1092 | 808.6479 | 808.6479 | 0 | 0 | 190.4519 | 190.4519 | 338417413.9406 | 1128103870.0331 | 179734034.8283 | 0 | 1646.2553 | 52.4678 | 0 | 0 | 0 | 1442.1516 | 106 | 608 | 922.3846 | 152 | 38 | 0.5538
175 | 20.6022 | 452.2 | 200 | 800 | 0 | 100% | 63.9269 | 85.0064 | 85.0735 | 85.0735 | 1 | 85.0064 | 76.9656 | 131.8061 | 125.2265 | 125.2265 | 125.2265 | 6.5796 | 131.8061 | 81.3231 | 73.3721 | 73.3721 | 73.3721 | 7.9511 | 81.3231 | 0 | 0 | 0 | 0 | 0 | 0 | 0 | 0 | 0 | 105.9566 | 85.8977 | 85.8977 | 85.8977 | 20.0589 | 105.9566 | 1138.6098 | 1138.6098 | 34.3094 | 34.3094 | 912.8034 | 912.8034 | 0 | 0 | 191.497 | 191.497 | 26614434.0495 | 1171072738.2823 | 150750521.2535 | 0 | 1348.4377 | 20.1325 | 0 | 0 | 0 | 28.843 | 119 | 608 | 922.3846 | 152 | 38 | 0.4645
176 | 51.5054 | 452.2 | 200 | 800 | 0 | 100% | 65.9932 | 86.5365 | 86.6435 | 86.6435 | 1 | 86.5365 | 79.0024 | 136.1966 | 129.3951 | 129.3951 | 129.3951 | 6.8014 | 136.1966 | 81.2797 | 73.3299 | 73.3299 | 73.3299 | 7.9498 | 81.2797 | 0 | 0 | 0 | 0 | 0 | 0 | 0 | 0 | 0 | 107.4793 | 87.1217 | 87.1217 | 87.1217 | 20.3576 | 107.4793 | 1189.5784 | 1189.5784 | 85.7379 | 85.7379 | 912.4232 | 912.4232 | 0 | 0 | 191.4173 | 191.4173 | 64327036.9563 | 1171260196.4935 | 148534615.8118 | 0 | 1384.1218 | 20.8457 | 0 | 0 | 0 | 72.1076 | 119 | 608 | 922.3846 | 152 | 38 | 0.45767
177 | 154.5162 | 452.2 | 200 | 800 | 0 | 100% | 72.7169 | 92.1777 | 92.3931 | 92.3931 | 1 | 92.1777 | 84.7468 | 153.8178 | 146.128 | 146.128 | 146.128 | 7.6898 | 153.8178 | 81.1682 | 73.221 | 73.221 | 73.221 | 7.9472 | 81.1682 | 0 | 0 | 0 | 0 | 0 | 0 | 0 | 0 | 0 | 111.3484 | 90.2135 | 90.2135 | 90.2135 | 21.1349 | 111.3484 | 1359.4859 | 1359.4859 | 256.9172 | 256.9172 | 911.372 | 911.372 | 0 | 0 | 191.1967 | 191.1967 | 169926253.5125 | 1171656893.4632 | 143180083.3527 | 0 | 1484.7632 | 23.8298 | 0 | 0 | 0 | 216.3227 | 119 | 608 | 922.3846 | 152 | 38 | 0.44117
178 | 206.0217 | 452.2 | 200 | 800 | 0 | 100% | 77.1119 | 95.3733 | 95.5873 | 95.5873 | 1 | 95.3733 | 86.9731 | 168.9231 | 160.4744 | 160.4744 | 160.4744 | 8.4488 | 168.9231 | 81.1269 | 73.1804 | 73.1804 | 73.1804 | 7.9465 | 81.1269 | 0 | 0 | 0 | 0 | 0 | 0 | 0 | 0 | 0 | 108.712 | 88.0616 | 88.0616 | 88.0616 | 20.6504 | 108.712 | 1444.4452 | 1444.4452 | 342.3952 | 342.3952 | 910.9433 | 910.9433 | 0 | 0 | 191.1068 | 191.1068 | 204679731.0332 | 1171756756.9756 | 147331814.1204 | 0 | 1523.7683 | 25.6245 | 0 | 0 | 0 | 288.4303 | 119 | 608 | 922.3846 | 152 | 38 | 0.45398
179 | 257.5271 | 452.2 | 200 | 800 | 0 | 100% | 80.1712 | 99.0312 | 99.236 | 99.236 | 1 | 99.0312 | 88.6331 | 190.4313 | 180.903 | 180.903 | 180.903 | 9.5283 | 190.4313 | 81.0924 | 73.1463 | 73.1463 | 73.1463 | 7.9461 | 81.0924 | 0 | 0 | 0 | 0 | 0 | 0 | 0 | 0 | 0 | 103.4775 | 83.8552 | 83.8552 | 83.8552 | 19.6223 | 103.4775 | 1529.4074 | 1529.4074 | 427.8159 | 427.8159 | 910.5643 | 910.5643 | 0 | 0 | 191.0273 | 191.0273 | 225919577.7802 | 1171804617.376 | 155128209.7996 | 0 | 1552.8524 | 27.7026 | 0 | 0 | 0 | 360.5379 | 119 | 608 | 922.3846 | 152 | 38 | 0.478
180 | 309.0325 | 452.2 | 200 | 800 | 0 | 100% | 82.5 | 103.077 | 103.2835 | 103.2835 | 1 | 103.077 | 89.7925 | 213.002 | 202.3407 | 202.3407 | 202.3407 | 10.6613 | 213.002 | 81.0644 | 73.1184 | 73.1184 | 73.1184 | 7.946 | 81.0644 | 0 | 0 | 0 | 0 | 0 | 0 | 0 | 0 | 0 | 100.2068 | 81.1969 | 81.1969 | 81.1969 | 19.0099 | 100.2068 | 1614.372 | 1614.372 | 513.1887 | 513.1887 | 910.2268 | 910.2268 | 0 | 0 | 190.9565 | 190.9565 | 241779830.5253 | 1171816072.8697 | 159568091.7545 | 0 | 1573.164 | 30.0005 | 0 | 0 | 0 | 432.6455 | 119 | 608 | 922.3846 | 152 | 38 | 0.49167
181 | 360.5379 | 452.2 | 200 | 800 | 0 | 100% | 83.8242 | 107.3428 | 107.5467 | 107.5467 | 1 | 107.3428 | 90.698 | 236.2266 | 224.3991 | 224.3991 | 224.3991 | 11.8275 | 236.2266 | 81.0372 | 73.0915 | 73.0915 | 73.0915 | 7.9457 | 81.0372 | 0 | 0 | 0 | 0 | 0 | 0 | 0 | 0 | 0 | 97.7757 | 79.2069 | 79.2069 | 79.2069 | 18.5688 | 97.7757 | 1699.3386 | 1699.3386 | 598.5212 | 598.5212 | 909.9243 | 909.9243 | 0 | 0 | 190.893 | 190.893 | 253821120.7366 | 1171875870.9607 | 163332102.873 | 0 | 1589.0291 | 32.2948 | 0 | 0 | 0 | 504.753 | 119 | 608 | 922.3846 | 152 | 38 | 0.50327
182 | 412.0433 | 452.2 | 200 | 800 | 0 | 100% | 85.0799 | 111.7943 | 112.0063 | 112.0063 | 1 | 111.7943 | 91.3895 | 259.5979 | 246.5965 | 246.5965 | 246.5965 | 13.0014 | 259.5979 | 81.0108 | 73.0655 | 73.0655 | 73.0655 | 7.9453 | 81.0108 | 0 | 0 | 0 | 0 | 0 | 0 | 0 | 0 | 0 | 96.3828 | 78.0867 | 78.0867 | 78.0867 | 18.2961 | 96.3828 | 1784.3069 | 1784.3069 | 683.8193 | 683.8193 | 909.6517 | 909.6517 | 0 | 0 | 190.8358 | 190.8358 | 263642796.1923 | 1171937834.8196 | 165562811.3633 | 0 | 1601.1434 | 34.5601 | 0 | 0 | 0 | 576.8606 | 119 | 608 | 922.3846 | 152 | 38 | 0.51014
183 | 463.5487 | 452.2 | 200 | 800 | 0 | 100% | 85.9247 | 116.3359 | 116.5499 | 116.5499 | 1 | 116.3359 | 91.9469 | 282.9205 | 268.7474 | 268.7474 | 268.7474 | 14.1731 | 282.9205 | 80.9876 | 73.0427 | 73.0427 | 73.0427 | 7.945 | 80.9876 | 0 | 0 | 0 | 0 | 0 | 0 | 0 | 0 | 0 | 95.3297 | 77.2078 | 77.2078 | 77.2078 | 18.1218 | 95.3297 | 1869.2766 | 1869.2766 | 769.0879 | 769.0879 | 909.4047 | 909.4047 | 0 | 0 | 190.784 | 190.784 | 271829093.3447 | 1171987089.7109 | 167093570.6922 | 0 | 1610.9098 | 36.7413 | 0 | 0 | 0 | 648.9682 | 119 | 608 | 922.3846 | 152 | 38 | 0.51486
184 | 515.0541 | 452.2 | 200 | 800 | 0 | 100% | 86.6895 | 120.9581 | 121.182 | 121.182 | 1 | 120.9581 | 92.4104 | 306.1991 | 290.8562 | 290.8562 | 290.8562 | 15.3429 | 306.1991 | 80.9659 | 73.0213 | 73.0213 | 73.0213 | 7.9446 | 80.9659 | 0 | 0 | 0 | 0 | 0 | 0 | 0 | 0 | 0 | 94.6433 | 76.634 | 76.634 | 76.634 | 18.0093 | 94.6433 | 1954.2477 | 1954.2477 | 854.3309 | 854.3309 | 909.1799 | 909.1799 | 0 | 0 | 190.7369 | 190.7369 | 278874064.7599 | 1172040397.8209 | 168115423.3398 | 0 | 1619.0299 | 38.823 | 0 | 0 | 0 | 721.0758 | 119 | 608 | 922.3846 | 152 | 38 | 0.518
185 | 566.5595 | 452.2 | 200 | 800 | 0 | 100% | 87.3858 | 125.6149 | 125.8435 | 125.8435 | 1 | 125.6149 | 92.8192 | 329.3853 | 312.877 | 312.877 | 312.877 | 16.5082 | 329.3853 | 80.9461 | 73.0018 | 73.0018 | 73.0018 | 7.9443 | 80.9461 | 0 | 0 | 0 | 0 | 0 | 0 | 0 | 0 | 0 | 94.0387 | 76.1337 | 76.1337 | 76.1337 | 17.905 | 94.0387 | 2039.2198 | 2039.2198 | 939.5516 | 939.5516 | 908.9745 | 908.9745 | 0 | 0 | 190.6937 | 190.6937 | 284968621.832 | 1172087529.9913 | 169135413.1846 | 0 | 1626.1916 | 40.7885 | 0 | 0 | 0 | 793.1834 | 119 | 608 | 922.3846 | 152 | 38 | 0.52115
186 | 618.065 | 452.2 | 200 | 800 | 0 | 100% | 87.9795 | 130.3158 | 130.5593 | 130.5593 | 1 | 130.3158 | 93.1567 | 352.3492 | 334.6866 | 334.6866 | 334.6866 | 17.6626 | 352.3492 | 80.9288 | 72.9847 | 72.9847 | 72.9847 | 7.9441 | 80.9288 | 0 | 0 | 0 | 0 | 0 | 0 | 0 | 0 | 0 | 93.6757 | 75.8302 | 75.8302 | 75.8302 | 17.8454 | 93.6757 | 2124.1929 | 2124.1929 | 1024.7528 | 1024.7528 | 908.7859 | 908.7859 | 0 | 0 | 190.6542 | 190.6542 | 290476933.0943 | 1172108949.5422 | 169520163.3642 | 0 | 1632.106 | 42.6613 | 0 | 0 | 0 | 865.2909 | 119 | 608 | 922.3846 | 152 | 38 | 0.52233
187 | 669.5704 | 452.2 | 200 | 800 | 0 | 100% | 88.4817 | 135.0598 | 135.3115 | 135.3115 | 1 | 135.0598 | 93.446 | 375.1512 | 356.3421 | 356.3421 | 356.3421 | 18.8091 | 375.1512 | 80.9129 | 72.9691 | 72.9691 | 72.9691 | 7.9439 | 80.9129 | 0 | 0 | 0 | 0 | 0 | 0 | 0 | 0 | 0 | 93.5311 | 75.703 | 75.703 | 75.703 | 17.8282 | 93.5311 | 2209.1669 | 2209.1669 | 1109.9368 | 1109.9368 | 908.6123 | 908.6123 | 0 | 0 | 190.6178 | 190.6178 | 295405269.0292 | 1172144534.1803 | 169624209.3905 | 0 | 1637.174 | 44.4362 | 0 | 0 | 0 | 937.3985 | 119 | 608 | 922.3846 | 152 | 38 | 0.52265
188 | 721.0758 | 452.2 | 200 | 800 | 0 | 100% | 88.8584 | 139.8295 | 140.0921 | 140.0921 | 1 | 139.8295 | 93.701 | 397.7803 | 377.8334 | 377.8334 | 377.8334 | 19.947 | 397.7803 | 80.8977 | 72.9541 | 72.9541 | 72.9541 | 7.9436 | 80.8977 | 0 | 0 | 0 | 0 | 0 | 0 | 0 | 0 | 0 | 93.5061 | 75.6717 | 75.6717 | 75.6717 | 17.8343 | 93.5061 | 2294.1416 | 2294.1416 | 1195.1055 | 1195.1055 | 908.4519 | 908.4519 | 0 | 0 | 190.5841 | 190.5841 | 299916414.236 | 1172179311.8016 | 169545017.6758 | 0 | 1641.6407 | 46.1147 | 0 | 0 | 0 | 1009.5061 | 119 | 608 | 922.3846 | 152 | 38 | 0.52241
189 | 772.5812 | 452.2 | 200 | 800 | 0 | 100% | 89.2123 | 144.611 | 144.8711 | 144.8711 | 1 | 144.611 | 93.9328 | 420.3281 | 399.2472 | 399.2472 | 399.2472 | 21.0809 | 420.3281 | 80.8837 | 72.9403 | 72.9403 | 72.9403 | 7.9434 | 80.8837 | 0 | 0 | 0 | 0 | 0 | 0 | 0 | 0 | 0 | 93.48 | 75.6407 | 75.6407 | 75.6407 | 17.8392 | 93.48 | 2379.117 | 2379.117 | 1280.2607 | 1280.2607 | 908.3033 | 908.3033 | 0 | 0 | 190.553 | 190.553 | 303932538.9155 | 1172205445.6083 | 169563810.9588 | 0 | 1645.7018 | 47.6994 | 0 | 0 | 0 | 1081.6137 | 119 | 608 | 922.3846 | 152 | 38 | 0.52247
190 | 824.0866 | 452.2 | 200 | 800 | 0 | 100% | 89.5776 | 149.3978 | 149.6528 | 149.6528 | 1 | 149.3978 | 94.1475 | 442.8916 | 420.6758 | 420.6758 | 420.6758 | 22.2158 | 442.8916 | 80.8712 | 72.9279 | 72.9279 | 72.9279 | 7.9433 | 80.8712 | 0 | 0 | 0 | 0 | 0 | 0 | 0 | 0 | 0 | 93.3911 | 75.5608 | 75.5608 | 75.5608 | 17.8303 | 93.3911 | 2464.093 | 2464.093 | 1365.4038 | 1365.4038 | 908.1652 | 908.1652 | 0 | 0 | 190.524 | 190.524 | 307518016.6643 | 1172221713.1823 | 169724095.3344 | 0 | 1649.4638 | 49.1953 | 0 | 0 | 0 | 1153.7213 | 119 | 608 | 922.3846 | 152 | 38 | 0.52296
191 | 875.592 | 452.2 | 200 | 800 | 0 | 100% | 89.9543 | 154.1925 | 154.4414 | 154.4414 | 1 | 154.1925 | 94.3426 | 465.4887 | 442.1363 | 442.1363 | 442.1363 | 23.3524 | 465.4887 | 80.8601 | 72.9169 | 72.9169 | 72.9169 | 7.9432 | 80.8601 | 0 | 0 | 0 | 0 | 0 | 0 | 0 | 0 | 0 | 93.2637 | 75.4499 | 75.4499 | 75.4499 | 17.8138 | 93.2637 | 2549.0696 | 2549.0696 | 1450.536 | 1450.536 | 908.0366 | 908.0366 | 0 | 0 | 190.497 | 190.497 | 310724561.6852 | 1172226944.1465 | 169931625.1486 | 0 | 1652.8831 | 50.6118 | 0 | 0 | 0 | 1225.8288 | 119 | 608 | 922.3846 | 152 | 38 | 0.5236
192 | 927.0974 | 452.2 | 200 | 800 | 0 | 100% | 90.2854 | 158.9933 | 159.2443 | 159.2443 | 1 | 158.9933 | 94.5231 | 488.0628 | 463.5749 | 463.5749 | 463.5749 | 24.488 | 488.0628 | 80.8504 | 72.9072 | 72.9072 | 72.9072 | 7.9432 | 80.8504 | 0 | 0 | 0 | 0 | 0 | 0 | 0 | 0 | 0 | 93.12 | 75.3263 | 75.3263 | 75.3263 | 17.7937 | 93.12 | 2634.0466 | 2634.0466 | 1535.6584 | 1535.6584 | 907.9164 | 907.9164 | 0 | 0 | 190.4718 | 190.4718 | 313684430.3567 | 1172224022.3479 | 170135501.2907 | 0 | 1656.044 | 51.9535 | 0 | 0 | 0 | 1297.9364 | 119 | 608 | 922.3846 | 152 | 38 | 0.52423
193 | 978.6028 | 452.2 | 200 | 800 | 0 | 100% | 90.6963 | 163.8081 | 164.0597 | 164.0597 | 1 | 163.8081 | 94.6845 | 510.5642 | 484.9442 | 484.9442 | 484.9442 | 25.6199 | 510.5642 | 80.8414 | 72.8981 | 72.8981 | 72.8981 | 7.9432 | 80.8414 | 0 | 0 | 0 | 0 | 0 | 0 | 0 | 0 | 0 | 93.0388 | 75.2545 | 75.2545 | 75.2545 | 17.7843 | 93.0388 | 2719.0241 | 2719.0241 | 1620.772 | 1620.772 | 907.8039 | 907.8039 | 0 | 0 | 190.4482 | 190.4482 | 316418494.3326 | 1172229763.0724 | 170224231.7765 | 0 | 1658.8725 | 53.2293 | 0 | 0 | 0 | 1370.044 | 119 | 608 | 922.3846 | 152 | 38 | 0.5245
194 | 1030.1083 | 452.2 | 200 | 800 | 0 | 100% | 91.0274 | 168.6392 | 168.883 | 168.883 | 1 | 168.6392 | 94.8238 | 533.0624 | 506.3106 | 506.3106 | 506.3106 | 26.7519 | 533.0624 | 80.8323 | 72.8891 | 72.8891 | 72.8891 | 7.9432 | 80.8323 | 0 | 0 | 0 | 0 | 0 | 0 | 0 | 0 | 0 | 93.0125 | 75.227 | 75.227 | 75.227 | 17.7855 | 93.0125 | 2804.002 | 2804.002 | 1705.8775 | 1705.8775 | 907.6984 | 907.6984 | 0 | 0 | 190.426 | 190.426 | 318879112.2292 | 1172243440.6453 | 170189921.4557 | 0 | 1661.3125 | 54.4457 | 0 | 0 | 0 | 1442.1516 | 119 | 608 | 922.3846 | 152 | 38 | 0.5244
195 | 20.6022 | 501.6 | 200 | 800 | 0 | 100% | 68.1393 | 89.769 | 89.8192 | 89.8192 | 1 | 89.769 | 79.4624 | 139.8471 | 132.861 | 132.861 | 132.861 | 6.9861 | 139.8471 | 87.3974 | 78.8465 | 78.8465 | 78.8465 | 8.5509 | 87.3974 | 0 | 0 | 0 | 0 | 0 | 0 | 0 | 0 | 0 | 100.3132 | 81.2858 | 81.2858 | 81.2858 | 19.0274 | 100.3132 | 1237.3693 | 1237.3693 | 34.2829 | 34.2829 | 1011.7376 | 1011.7376 | 0 | 0 | 191.3488 | 191.3488 | 25069981.8788 | 1207871225.7451 | 159239468.7649 | 0 | 1392.1807 | 25.54 | 0 | 0 | 0 | 28.843 | 132 | 608 | 922.3846 | 152 | 38 | 0.49069
196 | 51.5054 | 501.6 | 200 | 800 | 0 | 100% | 69.8174 | 91.3142 | 91.4035 | 91.4035 | 1 | 91.3142 | 81.3268 | 143.954 | 136.7603 | 136.7603 | 136.7603 | 7.1937 | 143.954 | 87.3605 | 78.8105 | 78.8105 | 78.8105 | 8.55 | 87.3605 | 0 | 0 | 0 | 0 | 0 | 0 | 0 | 0 | 0 | 102.2194 | 82.8186 | 82.8186 | 82.8186 | 19.4008 | 102.2194 | 1288.3413 | 1288.3413 | 85.6771 | 85.6771 | 1011.3825 | 1011.3825 | 0 | 0 | 191.2816 | 191.2816 | 60826754.3773 | 1208002311.8978 | 156017293.2915 | 0 | 1424.8464 | 26.1772 | 0 | 0 | 0 | 72.1076 | 132 | 608 | 922.3846 | 152 | 38 | 0.48076
197 | 154.5162 | 501.6 | 200 | 800 | 0 | 100% | 76.4269 | 97.0174 | 97.2138 | 97.2138 | 1 | 97.0174 | 86.574 | 162.2752 | 154.1584 | 154.1584 | 154.1584 | 8.1168 | 162.2752 | 87.2644 | 78.7162 | 78.7162 | 78.7162 | 8.5482 | 87.2644 | 0 | 0 | 0 | 0 | 0 | 0 | 0 | 0 | 0 | 107.7109 | 87.2199 | 87.2199 | 87.2199 | 20.4909 | 107.7109 | 1458.2576 | 1458.2576 | 256.7781 | 256.7781 | 1010.3863 | 1010.3863 | 0 | 0 | 191.0932 | 191.0932 | 160966198.5694 | 1208263562.1504 | 147547336.051 | 0 | 1516.7771 | 28.8259 | 0 | 0 | 0 | 216.3227 | 132 | 608 | 922.3846 | 152 | 38 | 0.45467
198 | 206.0217 | 501.6 | 200 | 800 | 0 | 100% | 80.3196 | 100.2811 | 100.4755 | 100.4755 | 1 | 100.2811 | 88.5668 | 178.2724 | 169.352 | 169.352 | 169.352 | 8.9204 | 178.2724 | 87.2256 | 78.678 | 78.678 | 78.678 | 8.5476 | 87.2256 | 0 | 0 | 0 | 0 | 0 | 0 | 0 | 0 | 0 | 106.7011 | 86.3856 | 86.3856 | 86.3856 | 20.3156 | 106.7011 | 1543.2202 | 1543.2202 | 342.2311 | 342.2311 | 1009.9739 | 1009.9739 | 0 | 0 | 191.0152 | 191.0152 | 193836577.1934 | 1208354470.365 | 149499083.6156 | 0 | 1551.6901 | 30.4436 | 0 | 0 | 0 | 288.4303 | 132 | 608 | 922.3846 | 152 | 38 | 0.46069
199 | 257.5271 | 501.6 | 200 | 800 | 0 | 100% | 82.7854 | 104.0088 | 104.1981 | 104.1981 | 1 | 104.0088 | 90.0062 | 200.9389 | 190.8808 | 190.8808 | 190.8808 | 10.0581 | 200.9389 | 87.1937 | 78.6464 | 78.6464 | 78.6464 | 8.5472 | 87.1937 | 0 | 0 | 0 | 0 | 0 | 0 | 0 | 0 | 0 | 103.2056 | 83.5843 | 83.5843 | 83.5843 | 19.6213 | 103.2056 | 1628.1851 | 1628.1851 | 427.6331 | 427.6331 | 1009.6063 | 1009.6063 | 0 | 0 | 190.9457 | 190.9457 | 213989723.1263 | 1208405544.0311 | 154513037.4565 | 0 | 1576.9083 | 32.3292 | 0 | 0 | 0 | 360.5379 | 132 | 608 | 922.3846 | 152 | 38 | 0.47614
200 | 309.0325 | 501.6 | 200 | 800 | 0 | 100% | 84.532 | 108.1113 | 108.3082 | 108.3082 | 1 | 108.1113 | 91.0283 | 224.8975 | 213.6366 | 213.6366 | 213.6366 | 11.2608 | 224.8975 | 87.1633 | 78.6165 | 78.6165 | 78.6165 | 8.5468 | 87.1633 | 0 | 0 | 0 | 0 | 0 | 0 | 0 | 0 | 0 | 101.1059 | 81.8603 | 81.8603 | 81.8603 | 19.2456 | 101.1059 | 1713.152 | 1713.152 | 512.9921 | 512.9921 | 1009.2765 | 1009.2765 | 0 | 0 | 190.8833 | 190.8833 | 228897158.9965 | 1208469844.9499 | 157448172.4559 | 0 | 1594.8152 | 34.3679 | 0 | 0 | 0 | 432.6455 | 132 | 608 | 922.3846 | 152 | 38 | 0.48519
201 | 360.5379 | 501.6 | 200 | 800 | 0 | 100% | 85.8676 | 112.4099 | 112.6098 | 112.6098 | 1 | 112.4099 | 91.8084 | 249.4437 | 236.9503 | 236.9503 | 236.9503 | 12.4934 | 249.4437 | 87.134 | 78.5878 | 78.5878 | 78.5878 | 8.5462 | 87.134 | 0 | 0 | 0 | 0 | 0 | 0 | 0 | 0 | 0 | 99.5024 | 80.5374 | 80.5374 | 80.5374 | 18.9651 | 99.5024 | 1798.1205 | 1798.1205 | 598.3144 | 598.3144 | 1008.979 | 1008.979 | 0 | 0 | 190.8271 | 190.8271 | 240301266.885 | 1208568845.8203 | 159613081.4839 | 0 | 1608.4832 | 36.4161 | 0 | 0 | 0 | 504.753 | 132 | 608 | 922.3846 | 152 | 38 | 0.49185
202 | 412.0433 | 501.6 | 200 | 800 | 0 | 100% | 86.8151 | 116.8778 | 117.0885 | 117.0885 | 1 | 116.8778 | 92.4055 | 274.0825 | 260.3515 | 260.3515 | 260.3515 | 13.7309 | 274.0825 | 87.108 | 78.5623 | 78.5623 | 78.5623 | 8.5457 | 87.108 | 0 | 0 | 0 | 0 | 0 | 0 | 0 | 0 | 0 | 98.678 | 79.8474 | 79.8474 | 79.8474 | 18.8306 | 98.678 | 1883.0905 | 1883.0905 | 683.6051 | 683.6051 | 1008.7093 | 1008.7093 | 0 | 0 | 190.776 | 190.776 | 249648409.7189 | 1208629316.3242 | 160666036.6769 | 0 | 1618.9438 | 38.4336 | 0 | 0 | 0 | 576.8606 | 132 | 608 | 922.3846 | 152 | 38 | 0.4951
203 | 463.5487 | 501.6 | 200 | 800 | 0 | 100% | 87.6941 | 121.4461 | 121.6584 | 121.6584 | 1 | 121.4461 | 92.899 | 298.7383 | 283.7687 | 283.7687 | 283.7687 | 14.9696 | 298.7383 | 87.0842 | 78.539 | 78.539 | 78.539 | 8.5452 | 87.0842 | 0 | 0 | 0 | 0 | 0 | 0 | 0 | 0 | 0 | 98.2295 | 79.494 | 79.494 | 79.494 | 18.7356 | 98.2295 | 1968.0617 | 1968.0617 | 768.8685 | 768.8685 | 1008.4637 | 1008.4637 | 0 | 0 | 190.7296 | 190.7296 | 257364686.9122 | 1208698524.9866 | 161526933.0721 | 0 | 1627.5901 | 40.3705 | 0 | 0 | 0 | 648.9682 | 132 | 608 | 922.3846 | 152 | 38 | 0.49775
204 | 515.0541 | 501.6 | 200 | 800 | 0 | 100% | 88.4475 | 126.0607 | 126.282 | 126.282 | 1 | 126.0607 | 93.3195 | 323.3255 | 307.1204 | 307.1204 | 307.1204 | 16.2051 | 323.3255 | 87.063 | 78.5182 | 78.5182 | 78.5182 | 8.5449 | 87.063 | 0 | 0 | 0 | 0 | 0 | 0 | 0 | 0 | 0 | 97.7969 | 79.1273 | 79.1273 | 79.1273 | 18.6696 | 97.7969 | 2053.034 | 2053.034 | 854.108 | 854.108 | 1008.239 | 1008.239 | 0 | 0 | 190.6871 | 190.6871 | 264030591.486 | 1208744116.1552 | 162183723.1219 | 0 | 1634.9584 | 42.2169 | 0 | 0 | 0 | 721.0758 | 132 | 608 | 922.3846 | 152 | 38 | 0.49977
205 | 566.5595 | 501.6 | 200 | 800 | 0 | 100% | 88.9269 | 130.7121 | 130.9451 | 130.9451 | 1 | 130.7121 | 93.6723 | 347.7925 | 330.3578 | 330.3578 | 330.3578 | 17.4347 | 347.7925 | 87.044 | 78.4995 | 78.4995 | 78.4995 | 8.5446 | 87.044 | 0 | 0 | 0 | 0 | 0 | 0 | 0 | 0 | 0 | 97.436 | 78.8217 | 78.8217 | 78.8217 | 18.6143 | 97.436 | 2138.0073 | 2138.0073 | 939.3265 | 939.3265 | 1008.0327 | 1008.0327 | 0 | 0 | 190.6481 | 190.6481 | 269833974.1399 | 1208784453.2063 | 162520653.3601 | 0 | 1641.1391 | 43.9789 | 0 | 0 | 0 | 793.1834 | 132 | 608 | 922.3846 | 152 | 38 | 0.50081
206 | 618.065 | 501.6 | 200 | 800 | 0 | 100% | 89.4977 | 135.4131 | 135.6602 | 135.6602 | 1 | 135.4131 | 93.9664 | 372.0353 | 353.3819 | 353.3819 | 353.3819 | 18.6534 | 372.0353 | 87.027 | 78.4826 | 78.4826 | 78.4826 | 8.5444 | 87.027 | 0 | 0 | 0 | 0 | 0 | 0 | 0 | 0 | 0 | 97.3362 | 78.7302 | 78.7302 | 78.7302 | 18.6061 | 97.3362 | 2222.9814 | 2222.9814 | 1024.5267 | 1024.5267 | 1007.8426 | 1007.8426 | 0 | 0 | 190.6121 | 190.6121 | 275044148.1384 | 1208814331.571 | 162433112.7539 | 0 | 1646.2916 | 45.6594 | 0 | 0 | 0 | 865.2909 | 132 | 608 | 922.3846 | 152 | 38 | 0.50054
207 | 669.5704 | 501.6 | 200 | 800 | 0 | 100% | 89.8744 | 140.1492 | 140.4085 | 140.4085 | 1 | 140.1492 | 94.2243 | 396.1097 | 376.246 | 376.246 | 376.246 | 19.8637 | 396.1097 | 87.011 | 78.4669 | 78.4669 | 78.4669 | 8.5441 | 87.011 | 0 | 0 | 0 | 0 | 0 | 0 | 0 | 0 | 0 | 97.3873 | 78.7612 | 78.7612 | 78.7612 | 18.6261 | 97.3873 | 2307.9563 | 2307.9563 | 1109.7104 | 1109.7104 | 1007.6669 | 1007.6669 | 0 | 0 | 190.5789 | 190.5789 | 279734997.1829 | 1208847133.8771 | 162227903.5802 | 0 | 1650.81 | 47.2527 | 0 | 0 | 0 | 937.3985 | 132 | 608 | 922.3846 | 152 | 38 | 0.49991
208 | 721.0758 | 501.6 | 200 | 800 | 0 | 100% | 90.1598 | 144.9026 | 145.1687 | 145.1687 | 1 | 144.9026 | 94.4566 | 420.0205 | 398.9545 | 398.9545 | 398.9545 | 21.066 | 420.0205 | 86.9962 | 78.4522 | 78.4522 | 78.4522 | 8.5439 | 86.9962 | 0 | 0 | 0 | 0 | 0 | 0 | 0 | 0 | 0 | 97.4727 | 78.8182 | 78.8182 | 78.8182 | 18.6545 | 97.4727 | 2392.9318 | 2392.9318 | 1194.8796 | 1194.8796 | 1007.5041 | 1007.5041 | 0 | 0 | 190.5481 | 190.5481 | 283976718.9495 | 1208877091.6943 | 162026602.536 | 0 | 1654.8804 | 48.7614 | 0 | 0 | 0 | 1009.5061 | 132 | 608 | 922.3846 | 152 | 38 | 0.49929
209 | 772.5812 | 501.6 | 200 | 800 | 0 | 100% | 90.6279 | 149.6595 | 149.9248 | 149.9248 | 1 | 149.6595 | 94.6735 | 443.8446 | 421.5805 | 421.5805 | 421.5805 | 22.2641 | 443.8446 | 86.9825 | 78.4388 | 78.4388 | 78.4388 | 8.5438 | 86.9825 | 0 | 0 | 0 | 0 | 0 | 0 | 0 | 0 | 0 | 97.4918 | 78.8238 | 78.8238 | 78.8238 | 18.668 | 97.4918 | 2477.9079 | 2477.9079 | 1280.0357 | 1280.0357 | 1007.3527 | 1007.3527 | 0 | 0 | 190.5195 | 190.5195 | 287782048.9102 | 1208897329.9629 | 161999552.5272 | 0 | 1658.6789 | 50.1872 | 0 | 0 | 0 | 1081.6137 | 132 | 608 | 922.3846 | 152 | 38 | 0.49921
210 | 824.0866 | 501.6 | 200 | 800 | 0 | 100% | 91.0731 | 154.4249 | 154.6868 | 154.6868 | 1 | 154.4249 | 94.8668 | 467.6701 | 444.2078 | 444.2078 | 444.2078 | 23.4623 | 467.6701 | 86.9708 | 78.4272 | 78.4272 | 78.4272 | 8.5437 | 86.9708 | 0 | 0 | 0 | 0 | 0 | 0 | 0 | 0 | 0 | 97.4592 | 78.7888 | 78.7888 | 78.7888 | 18.6705 | 97.4592 | 2562.8845 | 2562.8845 | 1365.1802 | 1365.1802 | 1007.2115 | 1007.2115 | 0 | 0 | 190.4928 | 190.4928 | 291172908.3772 | 1208899924.1248 | 161993835.7856 | 0 | 1662.0667 | 51.5418 | 0 | 0 | 0 | 1153.7213 | 132 | 608 | 922.3846 | 152 | 38 | 0.49919
211 | 875.592 | 501.6 | 200 | 800 | 0 | 100% | 91.4612 | 159.2007 | 159.4603 | 159.4603 | 1 | 159.2007 | 95.0445 | 491.5445 | 466.8814 | 466.8814 | 466.8814 | 24.6631 | 491.5445 | 86.9606 | 78.4169 | 78.4169 | 78.4169 | 8.5437 | 86.9606 | 0 | 0 | 0 | 0 | 0 | 0 | 0 | 0 | 0 | 97.3935 | 78.7295 | 78.7295 | 78.7295 | 18.664 | 97.3935 | 2647.8616 | 2647.8616 | 1450.3141 | 1450.3141 | 1007.0797 | 1007.0797 | 0 | 0 | 190.4678 | 190.4678 | 294213688.4058 | 1208895032.0745 | 162071440.1415 | 0 | 1665.1802 | 52.8274 | 0 | 0 | 0 | 1225.8288 | 132 | 608 | 922.3846 | 152 | 38 | 0.49943
212 | 927.0974 | 501.6 | 200 | 800 | 0 | 100% | 91.8037 | 163.9862 | 164.2541 | 164.2541 | 1 | 163.9862 | 95.205 | 515.3631 | 489.5019 | 489.5019 | 489.5019 | 25.8612 | 515.3631 | 86.9513 | 78.4076 | 78.4076 | 78.4076 | 8.5437 | 86.9513 | 0 | 0 | 0 | 0 | 0 | 0 | 0 | 0 | 0 | 97.3444 | 78.6852 | 78.6852 | 78.6852 | 18.6592 | 97.3444 | 2732.8391 | 2732.8391 | 1535.4384 | 1535.4384 | 1006.9562 | 1006.9562 | 0 | 0 | 190.4445 | 190.4445 | 297041382.645 | 1208893584.3149 | 162056066.1752 | 0 | 1667.991 | 54.0504 | 0 | 0 | 0 | 1297.9364 | 132 | 608 | 922.3846 | 152 | 38 | 0.49938
213 | 978.6028 | 501.6 | 200 | 800 | 0 | 100% | 92.1575 | 168.7901 | 169.066 | 169.066 | 1 | 168.7901 | 95.3398 | 539.0945 | 512.0394 | 512.0394 | 512.0394 | 27.055 | 539.0945 | 86.9419 | 78.3983 | 78.3983 | 78.3983 | 8.5437 | 86.9419 | 0 | 0 | 0 | 0 | 0 | 0 | 0 | 0 | 0 | 97.384 | 78.7115 | 78.7115 | 78.7115 | 18.6725 | 97.384 | 2817.8171 | 2817.8171 | 1620.5541 | 1620.5541 | 1006.8404 | 1006.8404 | 0 | 0 | 190.4226 | 190.4226 | 299648238.392 | 1208904692.065 | 161800492.04 | 0 | 1670.3534 | 55.2201 | 0 | 0 | 0 | 1370.044 | 132 | 608 | 922.3846 | 152 | 38 | 0.49859
214 | 1030.1083 | 501.6 | 200 | 800 | 0 | 100% | 92.4429 | 173.6266 | 173.9011 | 173.9011 | 1 | 173.6266 | 95.4459 | 562.8232 | 534.5744 | 534.5744 | 534.5744 | 28.2488 | 562.8232 | 86.9328 | 78.3891 | 78.3891 | 78.3891 | 8.5436 | 86.9328 | 0 | 0 | 0 | 0 | 0 | 0 | 0 | 0 | 0 | 97.5615 | 78.8462 | 78.8462 | 78.8462 | 18.7152 | 97.5615 | 2902.7954 | 2902.7954 | 1705.6619 | 1705.6619 | 1006.7315 | 1006.7315 | 0 | 0 | 190.402 | 190.402 | 301991664.0872 | 1208915799.8151 | 161303870.031 | 0 | 1672.2113 | 56.3421 | 0 | 0 | 0 | 1442.1516 | 132 | 608 | 922.3846 | 152 | 38 | 0.49706
215 | 20.6022 | 551 | 200 | 800 | 0 | 100% | 71.7123 | 94.8615 | 94.8935 | 94.8935 | 1 | 94.8615 | 81.4238 | 146.556 | 139.2302 | 139.2302 | 139.2302 | 7.3258 | 146.556 | 93.5964 | 84.4335 | 84.4335 | 84.4335 | 9.1629 | 93.5964 | 0 | 0 | 0 | 0 | 0 | 0 | 0 | 0 | 0 | 97.1494 | 78.7118 | 78.7118 | 78.7118 | 18.4376 | 97.1494 | 1336.135 | 1336.135 | 34.2604 | 34.2604 | 1110.651 | 1110.651 | 0 | 0 | 191.2235 | 191.2235 | 23907754.0577 | 1238223088.0723 | 164414681.8185 | 0 | 1426.5455 | 30.456 | 0 | 0 | 0 | 28.843 | 145 | 608 | 922.3846 | 152 | 38 | 0.50676
216 | 51.5054 | 551 | 200 | 800 | 0 | 100% | 73.1849 | 96.3908 | 96.462 | 96.462 | 1 | 96.3908 | 83.1627 | 150.4335 | 142.9117 | 142.9117 | 142.9117 | 7.5218 | 150.4335 | 93.5653 | 84.403 | 84.403 | 84.403 | 9.1623 | 93.5653 | 0 | 0 | 0 | 0 | 0 | 0 | 0 | 0 | 0 | 99.2481 | 80.4013 | 80.4013 | 80.4013 | 18.8468 | 99.2481 | 1387.1097 | 1387.1097 | 85.6254 | 85.6254 | 1110.3181 | 1110.3181 | 0 | 0 | 191.1662 | 191.1662 | 58174459.2359 | 1238302048.4381 | 160533903.6039 | 0 | 1457.0104 | 31.0044 | 0 | 0 | 0 | 72.1076 | 145 | 608 | 922.3846 | 152 | 38 | 0.4948
217 | 154.5162 | 551 | 200 | 800 | 0 | 100% | 79.1553 | 102.1041 | 102.282 | 102.282 | 1 | 102.1041 | 88.016 | 169.8454 | 161.3461 | 161.3461 | 161.3461 | 8.4993 | 169.8454 | 93.4844 | 84.323 | 84.323 | 84.323 | 9.1614 | 93.4844 | 0 | 0 | 0 | 0 | 0 | 0 | 0 | 0 | 0 | 105.7064 | 85.5426 | 85.5426 | 85.5426 | 20.1637 | 105.7064 | 1557.033 | 1557.033 | 256.6574 | 256.6574 | 1109.3723 | 1109.3723 | 0 | 0 | 191.0034 | 191.0034 | 153658013.8983 | 1238423429.553 | 149958583.0908 | 0 | 1542.04 | 33.3319 | 0 | 0 | 0 | 216.3227 | 145 | 608 | 922.3846 | 152 | 38 | 0.46222
218 | 206.0217 | 551 | 200 | 800 | 0 | 100% | 82.6142 | 105.4083 | 105.5874 | 105.5874 | 1 | 105.4083 | 89.85 | 186.8284 | 177.4761 | 177.4761 | 177.4761 | 9.3523 | 186.8284 | 93.4515 | 84.2903 | 84.2903 | 84.2903 | 9.1611 | 93.4515 | 0 | 0 | 0 | 0 | 0 | 0 | 0 | 0 | 0 | 105.6462 | 85.5197 | 85.5197 | 85.5197 | 20.1265 | 105.6462 | 1641.9983 | 1641.9983 | 342.0875 | 342.0875 | 1108.9757 | 1108.9757 | 0 | 0 | 190.9351 | 190.9351 | 184893919.0538 | 1238459426.0998 | 150819061.9242 | 0 | 1574.1724 | 34.761 | 0 | 0 | 0 | 288.4303 | 145 | 608 | 922.3846 | 152 | 38 | 0.46488
219 | 257.5271 | 551 | 200 | 800 | 0 | 100% | 84.9201 | 109.1953 | 109.3717 | 109.3717 | 1 | 109.1953 | 91.0994 | 210.6807 | 200.1312 | 200.1312 | 200.1312 | 10.5495 | 210.6807 | 93.4199 | 84.2592 | 84.2592 | 84.2592 | 9.1607 | 93.4199 | 0 | 0 | 0 | 0 | 0 | 0 | 0 | 0 | 0 | 103.4477 | 83.7244 | 83.7244 | 83.7244 | 19.7234 | 103.4477 | 1726.9655 | 1726.9655 | 427.4721 | 427.4721 | 1108.6196 | 1108.6196 | 0 | 0 | 190.8738 | 190.8738 | 203993091.9583 | 1238525292.5958 | 153543731.6641 | 0 | 1596.0621 | 36.4782 | 0 | 0 | 0 | 360.5379 | 145 | 608 | 922.3846 | 152 | 38 | 0.47327
220 | 309.0325 | 551 | 200 | 800 | 0 | 100% | 86.347 | 113.3238 | 113.5102 | 113.5102 | 1 | 113.3238 | 92.0052 | 235.8587 | 224.0452 | 224.0452 | 224.0452 | 11.8135 | 235.8587 | 93.3899 | 84.2297 | 84.2297 | 84.2297 | 9.1601 | 93.3899 | 0 | 0 | 0 | 0 | 0 | 0 | 0 | 0 | 0 | 102.1061 | 82.6091 | 82.6091 | 82.6091 | 19.497 | 102.1061 | 1811.9342 | 1811.9342 | 512.8178 | 512.8178 | 1108.2981 | 1108.2981 | 0 | 0 | 190.8184 | 190.8184 | 218153379.1456 | 1238613928.9288 | 155163470.2844 | 0 | 1611.9308 | 38.2977 | 0 | 0 | 0 | 432.6455 | 145 | 608 | 922.3846 | 152 | 38 | 0.47826
221 | 360.5379 | 551 | 200 | 800 | 0 | 100% | 87.5342 | 117.6745 | 117.8704 | 117.8704 | 1 | 117.6745 | 92.6764 | 261.58 | 248.4749 | 248.4749 | 248.4749 | 13.1051 | 261.58 | 93.3614 | 84.2019 | 84.2019 | 84.2019 | 9.1595 | 93.3614 | 0 | 0 | 0 | 0 | 0 | 0 | 0 | 0 | 0 | 101.4258 | 82.034 | 82.034 | 82.034 | 19.3919 | 101.4258 | 1896.9044 | 1896.9044 | 598.1299 | 598.1299 | 1108.0063 | 1108.0063 | 0 | 0 | 190.7682 | 190.7682 | 229092780.4411 | 1238685623.8467 | 155912962.6945 | 0 | 1623.6914 | 40.1378 | 0 | 0 | 0 | 504.753 | 145 | 608 | 922.3846 | 152 | 38 | 0.48057
222 | 412.0433 | 551 | 200 | 800 | 0 | 100% | 88.4018 | 122.1353 | 122.3393 | 122.3393 | 1 | 122.1353 | 93.2254 | 287.466 | 273.0607 | 273.0607 | 273.0607 | 14.4052 | 287.466 | 93.3358 | 84.1768 | 84.1768 | 84.1768 | 9.159 | 93.3358 | 0 | 0 | 0 | 0 | 0 | 0 | 0 | 0 | 0 | 100.874 | 81.5675 | 81.5675 | 81.5675 | 19.3065 | 100.874 | 1981.8758 | 1981.8758 | 683.413 | 683.413 | 1107.7404 | 1107.7404 | 0 | 0 | 190.7224 | 190.7224 | 237938339.9375 | 1238758046.1612 | 156611922.7624 | 0 | 1633.3083 | 41.9234 | 0 | 0 | 0 | 576.8606 | 145 | 608 | 922.3846 | 152 | 38 | 0.48273
223 | 463.5487 | 551 | 200 | 800 | 0 | 100% | 89.1438 | 126.6917 | 126.9038 | 126.9038 | 1 | 126.6917 | 93.6586 | 313.3311 | 297.6265 | 297.6265 | 297.6265 | 15.7047 | 313.3311 | 93.3134 | 84.1548 | 84.1548 | 84.1548 | 9.1586 | 93.3134 | 0 | 0 | 0 | 0 | 0 | 0 | 0 | 0 | 0 | 100.6042 | 81.3281 | 81.3281 | 81.3281 | 19.2761 | 100.6042 | 2066.8483 | 2066.8483 | 768.6707 | 768.6707 | 1107.4971 | 1107.4971 | 0 | 0 | 190.6805 | 190.6805 | 245323601.8982 | 1238808511.6219 | 156766286.3995 | 0 | 1640.8984 | 43.657 | 0 | 0 | 0 | 648.9682 | 145 | 608 | 922.3846 | 152 | 38 | 0.48321
224 | 515.0541 | 551 | 200 | 800 | 0 | 100% | 89.7945 | 131.3086 | 131.5323 | 131.5323 | 1 | 131.3086 | 94.0305 | 339.1112 | 322.1112 | 322.1112 | 322.1112 | 17.0001 | 339.1112 | 93.2934 | 84.1351 | 84.1351 | 84.1351 | 9.1583 | 93.2934 | 0 | 0 | 0 | 0 | 0 | 0 | 0 | 0 | 0 | 100.4731 | 81.2075 | 81.2075 | 81.2075 | 19.2657 | 100.4731 | 2151.8217 | 2151.8217 | 853.9062 | 853.9062 | 1107.2735 | 1107.2735 | 0 | 0 | 190.642 | 190.642 | 251686537.5926 | 1238848079.8969 | 156880137.8312 | 0 | 1647.4148 | 45.3119 | 0 | 0 | 0 | 721.0758 | 145 | 608 | 922.3846 | 152 | 38 | 0.48356
225 | 566.5595 | 551 | 200 | 800 | 0 | 100% | 90.2626 | 135.9512 | 136.1833 | 136.1833 | 1 | 135.9512 | 94.3522 | 364.7999 | 346.5088 | 346.5088 | 346.5088 | 18.2911 | 364.7999 | 93.2752 | 84.1172 | 84.1172 | 84.1172 | 9.1581 | 93.2752 | 0 | 0 | 0 | 0 | 0 | 0 | 0 | 0 | 0 | 100.2795 | 81.0372 | 81.0372 | 81.0372 | 19.2423 | 100.2795 | 2236.7959 | 2236.7959 | 939.122 | 939.122 | 1107.0675 | 1107.0675 | 0 | 0 | 190.6065 | 190.6065 | 257176099.4798 | 1238882749.3406 | 156991397.3843 | 0 | 1653.0502 | 46.8888 | 0 | 0 | 0 | 793.1834 | 145 | 608 | 922.3846 | 152 | 38 | 0.48391
226 | 618.065 | 551 | 200 | 800 | 0 | 100% | 90.7534 | 140.6394 | 140.8874 | 140.8874 | 1 | 140.6394 | 94.6279 | 390.2932 | 370.7207 | 370.7207 | 370.7207 | 19.5725 | 390.2932 | 93.2582 | 84.1004 | 84.1004 | 84.1004 | 9.1578 | 93.2582 | 0 | 0 | 0 | 0 | 0 | 0 | 0 | 0 | 0 | 100.2931 | 81.0372 | 81.0372 | 81.0372 | 19.2559 | 100.2931 | 2321.7709 | 2321.7709 | 1024.3203 | 1024.3203 | 1106.8769 | 1106.8769 | 0 | 0 | 190.5737 | 190.5737 | 262124837.4744 | 1238915477.8069 | 156840881.1054 | 0 | 1657.8812 | 48.393 | 0 | 0 | 0 | 865.2909 | 145 | 608 | 922.3846 | 152 | 38 | 0.48344
227 | 669.5704 | 551 | 200 | 800 | 0 | 100% | 91.1416 | 145.3526 | 145.6114 | 145.6114 | 1 | 145.3526 | 94.8642 | 415.5953 | 394.7507 | 394.7507 | 394.7507 | 20.8445 | 415.5953 | 93.2425 | 84.0849 | 84.0849 | 84.0849 | 9.1576 | 93.2425 | 0 | 0 | 0 | 0 | 0 | 0 | 0 | 0 | 0 | 100.372 | 81.0875 | 81.0875 | 81.0875 | 19.2845 | 100.372 | 2406.7465 | 2406.7465 | 1109.5031 | 1109.5031 | 1106.7001 | 1106.7001 | 0 | 0 | 190.5433 | 190.5433 | 266547119.5822 | 1238944371.5292 | 156528662.5496 | 0 | 1662.0202 | 49.8274 | 0 | 0 | 0 | 937.3985 | 145 | 608 | 922.3846 | 152 | 38 | 0.48248
228 | 721.0758 | 551 | 200 | 800 | 0 | 100% | 91.5183 | 150.0885 | 150.3639 | 150.3639 | 1 | 150.0885 | 95.0772 | 440.7047 | 418.5977 | 418.5977 | 418.5977 | 22.1071 | 440.7047 | 93.2286 | 84.0711 | 84.0711 | 84.0711 | 9.1575 | 93.2286 | 0 | 0 | 0 | 0 | 0 | 0 | 0 | 0 | 0 | 100.5299 | 81.2052 | 81.2052 | 81.2052 | 19.3247 | 100.5299 | 2491.7227 | 2491.7227 | 1194.672 | 1194.672 | 1106.5357 | 1106.5357 | 0 | 0 | 190.515 | 190.515 | 270617354.8209 | 1238955909.7229 | 156180100.3594 | 0 | 1665.7534 | 51.1899 | 0 | 0 | 0 | 1009.5061 | 145 | 608 | 922.3846 | 152 | 38 | 0.48141
229 | 772.5812 | 551 | 200 | 800 | 0 | 100% | 91.7922 | 154.834 | 155.1103 | 155.1103 | 1 | 154.834 | 95.27 | 465.6841 | 442.3209 | 442.3209 | 442.3209 | 23.3632 | 465.6841 | 93.2165 | 84.059 | 84.059 | 84.059 | 9.1574 | 93.2165 | 0 | 0 | 0 | 0 | 0 | 0 | 0 | 0 | 0 | 100.661 | 81.3018 | 81.3018 | 81.3018 | 19.3593 | 100.661 | 2576.6994 | 2576.6994 | 1279.8284 | 1279.8284 | 1106.3824 | 1106.3824 | 0 | 0 | 190.4886 | 190.4886 | 274246942.7876 | 1238958663.301 | 155924375.9566 | 0 | 1669.13 | 52.4846 | 0 | 0 | 0 | 1081.6137 | 145 | 608 | 922.3846 | 152 | 38 | 0.48062
230 | 824.0866 | 551 | 200 | 800 | 0 | 100% | 92.1575 | 159.5931 | 159.8699 | 159.8699 | 1 | 159.5931 | 95.4416 | 490.6744 | 466.0545 | 466.0545 | 466.0545 | 24.6199 | 490.6744 | 93.2054 | 84.048 | 84.048 | 84.048 | 9.1574 | 93.2054 | 0 | 0 | 0 | 0 | 0 | 0 | 0 | 0 | 0 | 100.7701 | 81.3837 | 81.3837 | 81.3837 | 19.3864 | 100.7701 | 2661.6766 | 2661.6766 | 1364.9735 | 1364.9735 | 1106.2391 | 1106.2391 | 0 | 0 | 190.4639 | 190.4639 | 277491630.0041 | 1238959888.5187 | 155684653.8802 | 0 | 1672.1362 | 53.718 | 0 | 0 | 0 | 1153.7213 | 145 | 608 | 922.3846 | 152 | 38 | 0.47988
231 | 875.592 | 551 | 200 | 800 | 0 | 100% | 92.5457 | 164.3679 | 164.6444 | 164.6444 | 1 | 164.3679 | 95.5959 | 515.7025 | 489.8237 | 489.8237 | 489.8237 | 25.8787 | 515.7025 | 93.1953 | 84.0379 | 84.0379 | 84.0379 | 9.1574 | 93.1953 | 0 | 0 | 0 | 0 | 0 | 0 | 0 | 0 | 0 | 100.8758 | 81.4632 | 81.4632 | 81.4632 | 19.4127 | 100.8758 | 2746.6542 | 2746.6542 | 1450.1084 | 1450.1084 | 1106.1049 | 1106.1049 | 0 | 0 | 190.4408 | 190.4408 | 280401562.3948 | 1238959637.985 | 155478113.6813 | 0 | 1674.8393 | 54.893 | 0 | 0 | 0 | 1225.8288 | 145 | 608 | 922.3846 | 152 | 38 | 0.47925
232 | 927.0974 | 551 | 200 | 800 | 0 | 100% | 92.8082 | 169.1592 | 169.4456 | 169.4456 | 1 | 169.1592 | 95.7303 | 540.6792 | 513.5441 | 513.5441 | 513.5441 | 27.135 | 540.6792 | 93.185 | 84.0277 | 84.0277 | 84.0277 | 9.1573 | 93.185 | 0 | 0 | 0 | 0 | 0 | 0 | 0 | 0 | 0 | 101.0325 | 81.5831 | 81.5831 | 81.5831 | 19.4494 | 101.0325 | 2831.6322 | 2831.6322 | 1535.2341 | 1535.2341 | 1105.979 | 1105.979 | 0 | 0 | 190.4191 | 190.4191 | 283102161.9626 | 1238976765.8624 | 155116112.3354 | 0 | 1677.195 | 56.0156 | 0 | 0 | 0 | 1297.9364 | 145 | 608 | 922.3846 | 152 | 38 | 0.47813
233 | 978.6028 | 551 | 200 | 800 | 0 | 100% | 93.0365 | 173.9815 | 174.276 | 174.276 | 1 | 173.9815 | 95.8329 | 565.5872 | 537.1992 | 537.1992 | 537.1992 | 28.388 | 565.5872 | 93.1751 | 84.0179 | 84.0179 | 84.0179 | 9.1572 | 93.1751 | 0 | 0 | 0 | 0 | 0 | 0 | 0 | 0 | 0 | 101.3419 | 81.8264 | 81.8264 | 81.8264 | 19.5155 | 101.3419 | 2916.6106 | 2916.6106 | 1620.3513 | 1620.3513 | 1105.8605 | 1105.8605 | 0 | 0 | 190.3987 | 190.3987 | 285569633.6056 | 1238986609.8323 | 154436193.0161 | 0 | 1678.9924 | 57.0953 | 0 | 0 | 0 | 1370.044 | 145 | 608 | 922.3846 | 152 | 38 | 0.47603
234 | 1030.1083 | 551 | 200 | 800 | 0 | 100% | 93.2192 | 178.8289 | 179.12 | 179.12 | 1 | 178.8289 | 95.921 | 590.5041 | 560.8627 | 560.8627 | 560.8627 | 29.6415 | 590.5041 | 93.1659 | 84.0087 | 84.0087 | 84.0087 | 9.1572 | 93.1659 | 0 | 0 | 0 | 0 | 0 | 0 | 0 | 0 | 0 | 101.7338 | 82.1351 | 82.1351 | 82.1351 | 19.5987 | 101.7338 | 3001.5892 | 3001.5892 | 1705.4608 | 1705.4608 | 1105.7489 | 1105.7489 | 0 | 0 | 190.3795 | 190.3795 | 287795378.2559 | 1238996015.6155 | 153744904.0988 | 0 | 1680.5363 | 58.1275 | 0 | 0 | 0 | 1442.1516 | 145 | 608 | 922.3846 | 152 | 38 | 0.4739
235 | 20.6022 | 600.4 | 200 | 800 | 0 | 100% | 74.1553 | 100.1137 | 100.1289 | 100.1289 | 1 | 100.1137 | 83.0268 | 152.6004 | 144.9684 | 144.9684 | 144.9684 | 7.632 | 152.6004 | 99.8368 | 90.0581 | 90.0581 | 90.0581 | 9.7787 | 99.8368 | 0 | 0 | 0 | 0 | 0 | 0 | 0 | 0 | 0 | 95.1416 | 77.0405 | 77.0405 | 77.0405 | 18.1011 | 95.1416 | 1434.9057 | 1434.9057 | 34.2412 | 34.2412 | 1209.5481 | 1209.5481 | 0 | 0 | 191.1163 | 191.1163 | 22950629.9612 | 1264259755.4103 | 167418423.5041 | 0 | 1454.6288 | 34.8631 | 0 | 0 | 0 | 28.843 | 158 | 608 | 922.3846 | 152 | 38 | 0.51613
236 | 51.5054 | 600.4 | 200 | 800 | 0 | 100% | 75.3539 | 101.6436 | 101.6984 | 101.6984 | 1 | 101.6436 | 84.6509 | 156.1149 | 148.3052 | 148.3052 | 148.3052 | 7.8097 | 156.1149 | 99.8087 | 90.0305 | 90.0305 | 90.0305 | 9.7783 | 99.8087 | 0 | 0 | 0 | 0 | 0 | 0 | 0 | 0 | 0 | 97.6497 | 79.0591 | 79.0591 | 79.0591 | 18.5906 | 97.6497 | 1485.8825 | 1485.8825 | 85.5809 | 85.5809 | 1209.2348 | 1209.2348 | 0 | 0 | 191.0668 | 191.0668 | 56013399.5259 | 1264319591.888 | 162749928.5874 | 0 | 1483.0829 | 35.3422 | 0 | 0 | 0 | 72.1076 | 158 | 608 | 922.3846 | 152 | 38 | 0.50175
237 | 154.5162 | 600.4 | 200 | 800 | 0 | 100% | 81.3242 | 107.3212 | 107.4821 | 107.4821 | 1 | 107.3212 | 89.2398 | 177.4154 | 168.5338 | 168.5338 | 168.5338 | 8.8815 | 177.4154 | 99.733 | 89.9556 | 89.9556 | 89.9556 | 9.7774 | 99.733 | 0 | 0 | 0 | 0 | 0 | 0 | 0 | 0 | 0 | 104.3168 | 84.4236 | 84.4236 | 84.4236 | 19.8932 | 104.3168 | 1655.8115 | 1655.8115 | 256.5517 | 256.5517 | 1208.3352 | 1208.3352 | 0 | 0 | 190.9247 | 190.9247 | 146990710.484 | 1264426313.7018 | 152063450.0593 | 0 | 1563.4805 | 37.3368 | 0 | 0 | 0 | 216.3227 | 158 | 608 | 922.3846 | 152 | 38 | 0.46883
238 | 206.0217 | 600.4 | 200 | 800 | 0 | 100% | 84.589 | 110.639 | 110.8042 | 110.8042 | 1 | 110.639 | 90.9024 | 195.3106 | 185.5303 | 185.5303 | 185.5303 | 9.7803 | 195.3106 | 99.7011 | 89.9241 | 89.9241 | 89.9241 | 9.7771 | 99.7011 | 0 | 0 | 0 | 0 | 0 | 0 | 0 | 0 | 0 | 104.8534 | 84.8401 | 84.8401 | 84.8401 | 20.0133 | 104.8534 | 1740.779 | 1740.779 | 341.9609 | 341.9609 | 1207.9537 | 1207.9537 | 0 | 0 | 190.8644 | 190.8644 | 176794246.039 | 1264478288.5522 | 151337998.655 | 0 | 1592.6105 | 38.6318 | 0 | 0 | 0 | 288.4303 | 158 | 608 | 922.3846 | 152 | 38 | 0.46659
239 | 257.5271 | 600.4 | 200 | 800 | 0 | 100% | 86.4498 | 114.4933 | 114.6624 | 114.6624 | 1 | 114.4933 | 92.0006 | 220.1808 | 209.1521 | 209.1521 | 209.1521 | 11.0287 | 220.1808 | 99.6722 | 89.8955 | 89.8955 | 89.8955 | 9.7767 | 99.6722 | 0 | 0 | 0 | 0 | 0 | 0 | 0 | 0 | 0 | 103.9094 | 84.0473 | 84.0473 | 84.0473 | 19.8621 | 103.9094 | 1825.748 | 1825.748 | 427.3291 | 427.3291 | 1207.609 | 1207.609 | 0 | 0 | 190.8099 | 190.8099 | 195148259.9131 | 1264523318.5845 | 152178755.3016 | 0 | 1611.8503 | 40.1927 | 0 | 0 | 0 | 360.5379 | 158 | 608 | 922.3846 | 152 | 38 | 0.46918
240 | 309.0325 | 600.4 | 200 | 800 | 0 | 100% | 87.7283 | 118.6731 | 118.8563 | 118.8563 | 1 | 118.6731 | 92.7915 | 246.5186 | 234.1677 | 234.1677 | 234.1677 | 12.351 | 246.5186 | 99.6441 | 89.8678 | 89.8678 | 89.8678 | 9.7763 | 99.6441 | 0 | 0 | 0 | 0 | 0 | 0 | 0 | 0 | 0 | 103.4714 | 83.6671 | 83.6671 | 83.6671 | 19.8043 | 103.4714 | 1910.7184 | 1910.7184 | 512.662 | 512.662 | 1207.2959 | 1207.2959 | 0 | 0 | 190.7605 | 190.7605 | 208681469.763 | 1264585980.3694 | 152438860.1773 | 0 | 1625.7063 | 41.8366 | 0 | 0 | 0 | 432.6455 | 158 | 608 | 922.3846 | 152 | 38 | 0.46999
241 | 360.5379 | 600.4 | 200 | 800 | 0 | 100% | 88.7215 | 123.0323 | 123.2206 | 123.2206 | 1 | 123.0323 | 93.4103 | 273.4102 | 259.7088 | 259.7088 | 259.7088 | 13.7014 | 273.4102 | 99.6172 | 89.8414 | 89.8414 | 89.8414 | 9.7757 | 99.6172 | 0 | 0 | 0 | 0 | 0 | 0 | 0 | 0 | 0 | 103.2123 | 83.4301 | 83.4301 | 83.4301 | 19.7823 | 103.2123 | 1995.69 | 1995.69 | 597.9642 | 597.9642 | 1207.0104 | 1207.0104 | 0 | 0 | 190.7154 | 190.7154 | 219105179.336 | 1264665708.8959 | 152777615.1727 | 0 | 1636.5485 | 43.4706 | 0 | 0 | 0 | 504.753 | 158 | 608 | 922.3846 | 152 | 38 | 0.47108
242 | 412.0433 | 600.4 | 200 | 800 | 0 | 100% | 89.589 | 127.4837 | 127.6865 | 127.6865 | 1 | 127.4837 | 93.9176 | 300.4541 | 285.3944 | 285.3944 | 285.3944 | 15.0597 | 300.4541 | 99.5941 | 89.8187 | 89.8187 | 89.8187 | 9.7754 | 99.5941 | 0 | 0 | 0 | 0 | 0 | 0 | 0 | 0 | 0 | 102.8799 | 83.1426 | 83.1426 | 83.1426 | 19.7373 | 102.8799 | 2080.6626 | 2080.6626 | 683.2396 | 683.2396 | 1206.7489 | 1206.7489 | 0 | 0 | 190.674 | 190.674 | 227626802.8151 | 1264699850.814 | 153109412.2619 | 0 | 1645.4361 | 45.061 | 0 | 0 | 0 | 576.8606 | 158 | 608 | 922.3846 | 152 | 38 | 0.47215
243 | 463.5487 | 600.4 | 200 | 800 | 0 | 100% | 90.2397 | 132.0481 | 132.2551 | 132.2551 | 1 | 132.0481 | 94.3049 | 327.4616 | 311.045 | 311.045 | 311.045 | 16.4165 | 327.4616 | 99.573 | 89.798 | 89.798 | 89.798 | 9.775 | 99.573 | 0 | 0 | 0 | 0 | 0 | 0 | 0 | 0 | 0 | 102.9651 | 83.1918 | 83.1918 | 83.1918 | 19.7733 | 102.9651 | 2165.6362 | 2165.6362 | 768.4915 | 768.4915 | 1206.5086 | 1206.5086 | 0 | 0 | 190.6361 | 190.6361 | 234674844.1185 | 1264750514.8331 | 152796086.1558 | 0 | 1652.2214 | 46.6181 | 0 | 0 | 0 | 648.9682 | 158 | 608 | 922.3846 | 152 | 38 | 0.47119
244 | 515.0541 | 600.4 | 200 | 800 | 0 | 100% | 90.9018 | 136.6531 | 136.8744 | 136.8744 | 1 | 136.6531 | 94.6409 | 354.446 | 336.6736 | 336.6736 | 336.6736 | 17.7724 | 354.446 | 99.5533 | 89.7786 | 89.7786 | 89.7786 | 9.7747 | 99.5533 | 0 | 0 | 0 | 0 | 0 | 0 | 0 | 0 | 0 | 102.9621 | 83.171 | 83.171 | 83.171 | 19.7911 | 102.9621 | 2250.6105 | 2250.6105 | 853.7226 | 853.7226 | 1206.2869 | 1206.2869 | 0 | 0 | 190.601 | 190.601 | 240738017.5928 | 1264785465.6804 | 152584449.2085 | 0 | 1658.1079 | 48.1056 | 0 | 0 | 0 | 721.0758 | 158 | 608 | 922.3846 | 152 | 38 | 0.47054
245 | 566.5595 | 600.4 | 200 | 800 | 0 | 100% | 91.2785 | 141.2978 | 141.5284 | 141.5284 | 1 | 141.2978 | 94.9327 | 381.3426 | 362.2184 | 362.2184 | 362.2184 | 19.1242 | 381.3426 | 99.5351 | 89.7606 | 89.7606 | 89.7606 | 9.7744 | 99.5351 | 0 | 0 | 0 | 0 | 0 | 0 | 0 | 0 | 0 | 102.9959 | 83.185 | 83.185 | 83.185 | 19.8108 | 102.9959 | 2335.5856 | 2335.5856 | 938.9351 | 938.9351 | 1206.0818 | 1206.0818 | 0 | 0 | 190.5686 | 190.5686 | 245971924.412 | 1264830360.7706 | 152418849.5436 | 0 | 1663.2211 | 49.5267 | 0 | 0 | 0 | 793.1834 | 158 | 608 | 922.3846 | 152 | 38 | 0.47003
246 | 618.065 | 600.4 | 200 | 800 | 0 | 100% | 91.7009 | 145.978 | 146.2253 | 146.2253 | 1 | 145.978 | 95.1819 | 408.0021 | 387.5379 | 387.5379 | 387.5379 | 20.4642 | 408.0021 | 99.5187 | 89.7445 | 89.7445 | 89.7445 | 9.7742 | 99.5187 | 0 | 0 | 0 | 0 | 0 | 0 | 0 | 0 | 0 | 103.1491 | 83.2978 | 83.2978 | 83.2978 | 19.8513 | 103.1491 | 2420.5613 | 2420.5613 | 1024.1312 | 1024.1312 | 1205.8915 | 1205.8915 | 0 | 0 | 190.5386 | 190.5386 | 250695423.055 | 1264848556.6315 | 152043541.7992 | 0 | 1667.5875 | 50.8862 | 0 | 0 | 0 | 865.2909 | 158 | 608 | 922.3846 | 152 | 38 | 0.46888
247 | 669.5704 | 600.4 | 200 | 800 | 0 | 100% | 92.0548 | 150.6832 | 150.946 | 150.946 | 1 | 150.6832 | 95.3984 | 434.4784 | 412.6832 | 412.6832 | 412.6832 | 21.7952 | 434.4784 | 99.5043 | 89.7302 | 89.7302 | 89.7302 | 9.7741 | 99.5043 | 0 | 0 | 0 | 0 | 0 | 0 | 0 | 0 | 0 | 103.3458 | 83.4455 | 83.4455 | 83.4455 | 19.9003 | 103.3458 | 2505.5376 | 2505.5376 | 1109.3126 | 1109.3126 | 1205.7144 | 1205.7144 | 0 | 0 | 190.5106 | 190.5106 | 254934115.6446 | 1264861829.6841 | 151584566.1851 | 0 | 1671.3805 | 52.1845 | 0 | 0 | 0 | 937.3985 | 158 | 608 | 922.3846 | 152 | 38 | 0.46746
248 | 721.0758 | 600.4 | 200 | 800 | 0 | 100% | 92.3973 | 155.4033 | 155.6836 | 155.6836 | 1 | 155.4033 | 95.5933 | 460.6815 | 437.5688 | 437.5688 | 437.5688 | 23.1127 | 460.6815 | 99.4914 | 89.7174 | 89.7174 | 89.7174 | 9.774 | 99.4914 | 0 | 0 | 0 | 0 | 0 | 0 | 0 | 0 | 0 | 103.5831 | 83.6286 | 83.6286 | 83.6286 | 19.9545 | 103.5831 | 2590.5144 | 2590.5144 | 1194.4807 | 1194.4807 | 1205.5492 | 1205.5492 | 0 | 0 | 190.4845 | 190.4845 | 258844496.8576 | 1264866179.1519 | 151083606.5277 | 0 | 1674.7943 | 53.4211 | 0 | 0 | 0 | 1009.5061 | 158 | 608 | 922.3846 | 152 | 38 | 0.46592
249 | 772.5812 | 600.4 | 200 | 800 | 0 | 100% | 92.5913 | 160.1547 | 160.4413 | 160.4413 | 1 | 160.1547 | 95.7548 | 486.7815 | 462.3564 | 462.3564 | 462.3564 | 24.4251 | 486.7815 | 99.4796 | 89.7056 | 89.7056 | 89.7056 | 9.774 | 99.4796 | 0 | 0 | 0 | 0 | 0 | 0 | 0 | 0 | 0 | 103.931 | 83.8988 | 83.8988 | 83.8988 | 20.0322 | 103.931 | 2675.4916 | 2675.4916 | 1279.6368 | 1279.6368 | 1205.3948 | 1205.3948 | 0 | 0 | 190.4601 | 190.4601 | 262330732.1662 | 1264869653.476 | 150423692.0421 | 0 | 1677.6241 | 54.6068 | 0 | 0 | 0 | 1081.6137 | 158 | 608 | 922.3846 | 152 | 38 | 0.46388
250 | 824.0866 | 600.4 | 200 | 800 | 0 | 100% | 92.9909 | 164.922 | 165.2097 | 165.2097 | 1 | 164.922 | 95.9054 | 512.864 | 487.1272 | 487.1272 | 487.1272 | 25.7368 | 512.864 | 99.4689 | 89.6949 | 89.6949 | 89.6949 | 9.774 | 99.4689 | 0 | 0 | 0 | 0 | 0 | 0 | 0 | 0 | 0 | 104.2695 | 84.1642 | 84.1642 | 84.1642 | 20.1053 | 104.2695 | 2760.4693 | 2760.4693 | 1364.782 | 1364.782 | 1205.2501 | 1205.2501 | 0 | 0 | 190.4372 | 190.4372 | 265465056.3457 | 1264862408.4925 | 149934761.4592 | 0 | 1680.2622 | 55.7348 | 0 | 0 | 0 | 1153.7213 | 158 | 608 | 922.3846 | 152 | 38 | 0.46238
251 | 875.592 | 600.4 | 200 | 800 | 0 | 100% | 93.2534 | 169.7056 | 169.993 | 169.993 | 1 | 169.7056 | 96.0319 | 539.0011 | 511.9498 | 511.9498 | 511.9498 | 27.0513 | 539.0011 | 99.4586 | 89.6846 | 89.6846 | 89.6846 | 9.774 | 99.4586 | 0 | 0 | 0 | 0 | 0 | 0 | 0 | 0 | 0 | 104.5939 | 84.4186 | 84.4186 | 84.4186 | 20.1753 | 104.5939 | 2845.4474 | 2845.4474 | 1449.9174 | 1449.9174 | 1205.1142 | 1205.1142 | 0 | 0 | 190.4157 | 190.4157 | 268246521.3947 | 1264879008.0733 | 149354224.8463 | 0 | 1682.4798 | 56.8157 | 0 | 0 | 0 | 1225.8288 | 158 | 608 | 922.3846 | 152 | 38 | 0.46059
252 | 927.0974 | 600.4 | 200 | 800 | 0 | 100% | 93.516 | 174.5232 | 174.8196 | 174.8196 | 1 | 174.5232 | 96.1333 | 565.1187 | 536.7538 | 536.7538 | 536.7538 | 28.3649 | 565.1187 | 99.4477 | 89.6739 | 89.6739 | 89.6739 | 9.7739 | 99.4477 | 0 | 0 | 0 | 0 | 0 | 0 | 0 | 0 | 0 | 105.0736 | 84.7981 | 84.7981 | 84.7981 | 20.2755 | 105.0736 | 2930.4258 | 2930.4258 | 1535.0438 | 1535.0438 | 1204.9864 | 1204.9864 | 0 | 0 | 190.3955 | 190.3955 | 270813234.0017 | 1264901080.1615 | 148540685.1451 | 0 | 1684.255 | 57.8538 | 0 | 0 | 0 | 1297.9364 | 158 | 608 | 922.3846 | 152 | 38 | 0.45808
253 | 978.6028 | 600.4 | 200 | 800 | 0 | 100% | 93.7215 | 179.3599 | 179.6602 | 179.6602 | 1 | 179.3599 | 96.2189 | 591.1979 | 561.5211 | 561.5211 | 561.5211 | 29.6767 | 591.1979 | 99.4372 | 89.6635 | 89.6635 | 89.6635 | 9.7737 | 99.4372 | 0 | 0 | 0 | 0 | 0 | 0 | 0 | 0 | 0 | 105.6068 | 85.2201 | 85.2201 | 85.2201 | 20.3866 | 105.6068 | 3015.4045 | 3015.4045 | 1620.1621 | 1620.1621 | 1204.8659 | 1204.8659 | 0 | 0 | 190.3765 | 190.3765 | 273151597.2061 | 1264917204.1475 | 147686097.7993 | 0 | 1685.7549 | 58.8478 | 0 | 0 | 0 | 1370.044 | 158 | 608 | 922.3846 | 152 | 38 | 0.45545
254 | 1030.1083 | 600.4 | 200 | 800 | 0 | 100% | 93.8699 | 184.2065 | 184.5041 | 184.5041 | 1 | 184.2065 | 96.2974 | 617.2843 | 586.2953 | 586.2953 | 586.2953 | 30.989 | 617.2843 | 99.4281 | 89.6545 | 89.6545 | 89.6545 | 9.7737 | 99.4281 | 0 | 0 | 0 | 0 | 0 | 0 | 0 | 0 | 0 | 106.1148 | 85.6215 | 85.6215 | 85.6215 | 20.4933 | 106.1148 | 3100.3835 | 3100.3835 | 1705.2728 | 1705.2728 | 1204.7522 | 1204.7522 | 0 | 0 | 190.3585 | 190.3585 | 275272751.5157 | 1264914954.83 | 146942996.7046 | 0 | 1687.1307 | 59.7972 | 0 | 0 | 0 | 1442.1516 | 158 | 608 | 922.3846 | 152 | 38 | 0.45316
255 | 20.6022 | 653.6 | 200 | 800 | 0 | 100% | 76.1187 | 105.9442 | 105.9427 | 105.9427 | 1 | 105.9442 | 84.4615 | 157.5086 | 149.6272 | 149.6272 | 149.6272 | 7.8814 | 157.5086 | 106.5626 | 96.1202 | 96.1202 | 96.1202 | 10.4424 | 106.5626 | 0 | 0 | 0 | 0 | 0 | 0 | 0 | 0 | 0 | 94.4175 | 76.4427 | 76.4427 | 76.4427 | 17.9748 | 94.4175 | 1541.2785 | 1541.2785 | 34.2234 | 34.2234 | 1316.0382 | 1316.0382 | 0 | 0 | 191.0169 | 191.0169 | 22219790.0593 | 1288811573.0715 | 168733624.4546 | 0 | 1479.765 | 39.0876 | 0 | 0 | 0 | 28.843 | 172 | 608 | 922.3846 | 152 | 38 | 0.52031
256 | 51.5054 | 653.6 | 200 | 800 | 0 | 100% | 77.5 | 107.434 | 107.472 | 107.472 | 1 | 107.434 | 85.9959 | 162.3555 | 154.2299 | 154.2299 | 154.2299 | 8.1256 | 162.3555 | 106.5389 | 96.0968 | 96.0968 | 96.0968 | 10.4422 | 106.5389 | 0 | 0 | 0 | 0 | 0 | 0 | 0 | 0 | 0 | 96.7928 | 78.324 | 78.324 | 78.324 | 18.4688 | 96.7928 | 1592.2572 | 1592.2572 | 85.5394 | 85.5394 | 1315.7437 | 1315.7437 | 0 | 0 | 190.9741 | 190.9741 | 53819343.0032 | 1288838237.1072 | 163989722.9467 | 0 | 1506.6473 | 39.4899 | 0 | 0 | 0 | 72.1076 | 172 | 608 | 922.3846 | 152 | 38 | 0.50569
257 | 154.5162 | 653.6 | 200 | 800 | 0 | 100% | 83.2534 | 113.0414 | 113.1859 | 113.1859 | 1 | 113.0414 | 90.3301 | 185.4806 | 176.1919 | 176.1919 | 176.1919 | 9.2887 | 185.4806 | 106.4609 | 96.0203 | 96.0203 | 96.0203 | 10.4407 | 106.4609 | 0 | 0 | 0 | 0 | 0 | 0 | 0 | 0 | 0 | 103.4545 | 83.6887 | 83.6887 | 83.6887 | 19.7657 | 103.4545 | 1762.1911 | 1762.1911 | 256.4515 | 256.4515 | 1314.8894 | 1314.8894 | 0 | 0 | 190.8502 | 190.8502 | 140507880.4613 | 1289030757.868 | 153045558.2774 | 0 | 1582.5842 | 41.1955 | 0 | 0 | 0 | 216.3227 | 172 | 608 | 922.3846 | 152 | 38 | 0.47197
258 | 206.0217 | 653.6 | 200 | 800 | 0 | 100% | 86.2671 | 116.414 | 116.5713 | 116.5713 | 1 | 116.414 | 91.8119 | 204.1562 | 193.9295 | 193.9295 | 193.9295 | 10.2267 | 204.1562 | 106.4319 | 95.9914 | 95.9914 | 95.9914 | 10.4404 | 106.4319 | 0 | 0 | 0 | 0 | 0 | 0 | 0 | 0 | 0 | 104.9974 | 84.919 | 84.919 | 84.919 | 20.0784 | 104.9974 | 1847.1605 | 1847.1605 | 341.8402 | 341.8402 | 1314.5233 | 1314.5233 | 0 | 0 | 190.797 | 190.797 | 169103407.1862 | 1289058929.8533 | 150381839.1607 | 0 | 1608.5442 | 42.3797 | 0 | 0 | 0 | 288.4303 | 172 | 608 | 922.3846 | 152 | 38 | 0.46381
259 | 257.5271 | 653.6 | 200 | 800 | 0 | 100% | 87.911 | 120.3424 | 120.502 | 120.502 | 1 | 120.3424 | 92.7823 | 230.094 | 218.5653 | 218.5653 | 218.5653 | 11.5288 | 230.094 | 106.4046 | 95.9645 | 95.9645 | 95.9645 | 10.4401 | 106.4046 | 0 | 0 | 0 | 0 | 0 | 0 | 0 | 0 | 0 | 105.2572 | 85.0961 | 85.0961 | 85.0961 | 20.1611 | 105.2572 | 1932.1312 | 1932.1312 | 427.192 | 427.192 | 1314.1905 | 1314.1905 | 0 | 0 | 190.7487 | 190.7487 | 186659151.7839 | 1289095081.7398 | 149791117.2239 | 0 | 1625.5454 | 43.7854 | 0 | 0 | 0 | 360.5379 | 172 | 608 | 922.3846 | 152 | 38 | 0.46203
260 | 309.0325 | 653.6 | 200 | 800 | 0 | 100% | 88.9612 | 124.5555 | 124.7319 | 124.7319 | 1 | 124.5555 | 93.4874 | 257.763 | 244.8451 | 244.8451 | 244.8451 | 12.9179 | 257.763 | 106.378 | 95.9383 | 95.9383 | 95.9383 | 10.4397 | 106.378 | 0 | 0 | 0 | 0 | 0 | 0 | 0 | 0 | 0 | 105.4268 | 85.204 | 85.204 | 85.204 | 20.2227 | 105.4268 | 2017.1031 | 2017.1031 | 512.5119 | 512.5119 | 1313.8866 | 1313.8866 | 0 | 0 | 190.7046 | 190.7046 | 199516433.3396 | 1289158463.6772 | 149223916.3502 | 0 | 1637.8988 | 45.253 | 0 | 0 | 0 | 432.6455 | 172 | 608 | 922.3846 | 152 | 38 | 0.46033
261 | 360.5379 | 653.6 | 200 | 800 | 0 | 100% | 89.9429 | 128.9001 | 129.0833 | 129.0833 | 1 | 128.9001 | 94.0726 | 285.8365 | 271.5088 | 271.5088 | 271.5088 | 14.3277 | 285.8365 | 106.3533 | 95.914 | 95.914 | 95.914 | 10.4393 | 106.3533 | 0 | 0 | 0 | 0 | 0 | 0 | 0 | 0 | 0 | 105.3661 | 85.1297 | 85.1297 | 85.1297 | 20.2364 | 105.3661 | 2102.076 | 2102.076 | 597.8037 | 597.8037 | 1313.6081 | 1313.6081 | 0 | 0 | 190.6642 | 190.6642 | 209545842.5519 | 1289198838.4421 | 149407284.1362 | 0 | 1648.152 | 46.6918 | 0 | 0 | 0 | 504.753 | 172 | 608 | 922.3846 | 152 | 38 | 0.46094
262 | 412.0433 | 653.6 | 200 | 800 | 0 | 100% | 90.742 | 133.3478 | 133.5466 | 133.5466 | 1 | 133.3478 | 94.5263 | 313.9676 | 298.2268 | 298.2268 | 298.2268 | 15.7408 | 313.9676 | 106.3335 | 95.8943 | 95.8943 | 95.8943 | 10.4392 | 106.3335 | 0 | 0 | 0 | 0 | 0 | 0 | 0 | 0 | 0 | 105.3303 | 85.0801 | 85.0801 | 85.0801 | 20.2502 | 105.3303 | 2187.0497 | 2187.0497 | 683.071 | 683.071 | 1313.3518 | 1313.3518 | 0 | 0 | 190.627 | 190.627 | 217773869.4104 | 1289224825.3714 | 149101982.9301 | 0 | 1656.1007 | 48.1141 | 0 | 0 | 0 | 576.8606 | 172 | 608 | 922.3846 | 152 | 38 | 0.46004
263 | 463.5487 | 653.6 | 200 | 800 | 0 | 100% | 91.3699 | 137.9158 | 138.1205 | 138.1205 | 1 | 137.9158 | 94.8737 | 342.2501 | 325.0885 | 325.0885 | 325.0885 | 17.1616 | 342.2501 | 106.3124 | 95.8736 | 95.8736 | 95.8736 | 10.4388 | 106.3124 | 0 | 0 | 0 | 0 | 0 | 0 | 0 | 0 | 0 | 105.682 | 85.343 | 85.343 | 85.343 | 20.339 | 105.682 | 2272.0243 | 2272.0243 | 768.3164 | 768.3164 | 1313.1152 | 1313.1152 | 0 | 0 | 190.5926 | 190.5926 | 224485097.5506 | 1289266997.6462 | 148434828.2242 | 0 | 1662.1869 | 49.5072 | 0 | 0 | 0 | 648.9682 | 172 | 608 | 922.3846 | 152 | 38 | 0.45798
264 | 515.0541 | 653.6 | 200 | 800 | 0 | 100% | 91.8721 | 142.521 | 142.738 | 142.738 | 1 | 142.521 | 95.1798 | 370.4894 | 351.9088 | 351.9088 | 351.9088 | 18.5806 | 370.4894 | 106.2939 | 95.8554 | 95.8554 | 95.8554 | 10.4385 | 106.2939 | 0 | 0 | 0 | 0 | 0 | 0 | 0 | 0 | 0 | 105.8914 | 85.4938 | 85.4938 | 85.4938 | 20.3976 | 105.8914 | 2356.9995 | 2356.9995 | 853.5425 | 853.5425 | 1312.8962 | 1312.8962 | 0 | 0 | 190.5608 | 190.5608 | 230253218.1867 | 1289298522.7085 | 147997720.3678 | 0 | 1667.5495 | 50.8393 | 0 | 0 | 0 | 721.0758 | 172 | 608 | 922.3846 | 152 | 38 | 0.45664
265 | 566.5595 | 653.6 | 200 | 800 | 0 | 100% | 92.2717 | 147.1597 | 147.3912 | 147.3912 | 1 | 147.1597 | 95.4459 | 398.6202 | 378.6259 | 378.6259 | 378.6259 | 19.9943 | 398.6202 | 106.2767 | 95.8384 | 95.8384 | 95.8384 | 10.4383 | 106.2767 | 0 | 0 | 0 | 0 | 0 | 0 | 0 | 0 | 0 | 106.0737 | 85.6271 | 85.6271 | 85.6271 | 20.4466 | 106.0737 | 2441.9754 | 2441.9754 | 938.7513 | 938.7513 | 1312.6928 | 1312.6928 | 0 | 0 | 190.5313 | 190.5313 | 235277935.3653 | 1289321404.8899 | 147611967.1439 | 0 | 1672.2113 | 52.1148 | 0 | 0 | 0 | 793.1834 | 172 | 608 | 922.3846 | 152 | 38 | 0.45545
266 | 618.065 | 653.6 | 200 | 800 | 0 | 100% | 92.6484 | 151.8332 | 152.0811 | 152.0811 | 1 | 151.8332 | 95.6683 | 426.4811 | 405.0864 | 405.0864 | 405.0864 | 21.3947 | 426.4811 | 106.2617 | 95.8235 | 95.8235 | 95.8235 | 10.4382 | 106.2617 | 0 | 0 | 0 | 0 | 0 | 0 | 0 | 0 | 0 | 106.3579 | 85.842 | 85.842 | 85.842 | 20.5159 | 106.3579 | 2526.9518 | 2526.9518 | 1023.9446 | 1023.9446 | 1312.5034 | 1312.5034 | 0 | 0 | 190.5038 | 190.5038 | 239786229.5302 | 1289335195.7836 | 146987850.825 | 0 | 1676.1093 | 53.3411 | 0 | 0 | 0 | 865.2909 | 172 | 608 | 922.3846 | 152 | 38 | 0.45352
267 | 669.5704 | 653.6 | 200 | 800 | 0 | 100% | 92.8881 | 156.5422 | 156.811 | 156.811 | 1 | 156.5422 | 95.8559 | 454.1361 | 431.3511 | 431.3511 | 431.3511 | 22.785 | 454.1361 | 106.2481 | 95.81 | 95.81 | 95.81 | 10.4381 | 106.2481 | 0 | 0 | 0 | 0 | 0 | 0 | 0 | 0 | 0 | 106.7755 | 86.169 | 86.169 | 86.169 | 20.6065 | 106.7755 | 2611.9287 | 2611.9287 | 1109.1239 | 1109.1239 | 1312.3266 | 1312.3266 | 0 | 0 | 190.4782 | 190.4782 | 243866072.6286 | 1289340567.0484 | 146189589.9574 | 0 | 1679.3962 | 54.5179 | 0 | 0 | 0 | 937.3985 | 172 | 608 | 922.3846 | 152 | 38 | 0.45107
268 | 721.0758 | 653.6 | 200 | 800 | 0 | 100% | 93.1963 | 161.2814 | 161.5661 | 161.5661 | 1 | 161.2814 | 96.0194 | 481.5337 | 457.3712 | 457.3712 | 457.3712 | 24.1625 | 481.5337 | 106.2356 | 95.7975 | 95.7975 | 95.7975 | 10.4381 | 106.2356 | 0 | 0 | 0 | 0 | 0 | 0 | 0 | 0 | 0 | 107.3256 | 86.6031 | 86.6031 | 86.6031 | 20.7225 | 107.3256 | 2696.9061 | 2696.9061 | 1194.2906 | 1194.2906 | 1312.1613 | 1312.1613 | 0 | 0 | 190.4542 | 190.4542 | 247594494.5393 | 1289344464.2561 | 145320179.015 | 0 | 1682.2591 | 55.6437 | 0 | 0 | 0 | 1009.5061 | 172 | 608 | 922.3846 | 152 | 38 | 0.44839
269 | 772.5812 | 653.6 | 200 | 800 | 0 | 100% | 93.4703 | 166.0362 | 166.3241 | 166.3241 | 1 | 166.0362 | 96.17 | 508.8268 | 483.292 | 483.292 | 483.292 | 25.5349 | 508.8268 | 106.2242 | 95.7861 | 95.7861 | 95.7861 | 10.4381 | 106.2242 | 0 | 0 | 0 | 0 | 0 | 0 | 0 | 0 | 0 | 107.8566 | 87.0212 | 87.0212 | 87.0212 | 20.8354 | 107.8566 | 2781.8838 | 2781.8838 | 1279.4459 | 1279.4459 | 1312.0062 | 1312.0062 | 0 | 0 | 190.4317 | 190.4317 | 250932712.0966 | 1289340926.7952 | 144625495.906 | 0 | 1684.8991 | 56.7172 | 0 | 0 | 0 | 1081.6137 | 172 | 608 | 922.3846 | 152 | 38 | 0.44625
270 | 824.0866 | 653.6 | 200 | 800 | 0 | 100% | 93.71 | 170.8053 | 171.0972 | 171.0972 | 1 | 170.8053 | 96.2986 | 536.0739 | 509.1688 | 509.1688 | 509.1688 | 26.9051 | 536.0739 | 106.2142 | 95.776 | 95.776 | 95.776 | 10.4381 | 106.2142 | 0 | 0 | 0 | 0 | 0 | 0 | 0 | 0 | 0 | 108.3625 | 87.4214 | 87.4214 | 87.4214 | 20.9411 | 108.3625 | 2866.862 | 2866.862 | 1364.5908 | 1364.5908 | 1311.8606 | 1311.8606 | 0 | 0 | 190.4105 | 190.4105 | 253939500.1495 | 1289336393.243 | 143875010.3304 | 0 | 1687.1509 | 57.7466 | 0 | 0 | 0 | 1153.7213 | 172 | 608 | 922.3846 | 152 | 38 | 0.44393
271 | 875.592 | 653.6 | 200 | 800 | 0 | 100% | 93.9384 | 175.6052 | 175.8979 | 175.8979 | 1 | 175.6052 | 96.3981 | 563.4064 | 535.1267 | 535.1267 | 535.1267 | 28.2797 | 563.4064 | 106.2034 | 95.7654 | 95.7654 | 95.7654 | 10.4381 | 106.2034 | 0 | 0 | 0 | 0 | 0 | 0 | 0 | 0 | 0 | 108.9474 | 87.8833 | 87.8833 | 87.8833 | 21.0641 | 108.9474 | 2951.8405 | 2951.8405 | 1449.7263 | 1449.7263 | 1311.7235 | 1311.7235 | 0 | 0 | 190.3906 | 190.3906 | 256591398.1117 | 1289358660.1486 | 142945149.4022 | 0 | 1688.8952 | 58.7382 | 0 | 0 | 0 | 1225.8288 | 172 | 608 | 922.3846 | 152 | 38 | 0.44107
272 | 927.0974 | 653.6 | 200 | 800 | 0 | 100% | 94.2237 | 180.4178 | 180.7174 | 180.7174 | 1 | 180.4178 | 96.49 | 590.7384 | 561.084 | 561.084 | 561.084 | 29.6543 | 590.7384 | 106.1924 | 95.7545 | 95.7545 | 95.7545 | 10.4379 | 106.1924 | 0 | 0 | 0 | 0 | 0 | 0 | 0 | 0 | 0 | 109.5235 | 88.3386 | 88.3386 | 88.3386 | 21.1849 | 109.5235 | 3036.8193 | 3036.8193 | 1534.8531 | 1534.8531 | 1311.5943 | 1311.5943 | 0 | 0 | 190.3719 | 190.3719 | 259029303.3389 | 1289376839.1892 | 142097966.5857 | 0 | 1690.5041 | 59.6854 | 0 | 0 | 0 | 1297.9364 | 172 | 608 | 922.3846 | 152 | 38 | 0.43846
273 | 978.6028 | 653.6 | 200 | 800 | 0 | 100% | 94.3379 | 185.2463 | 185.5533 | 185.5533 | 1 | 185.2463 | 96.5669 | 618.0297 | 587.0026 | 587.0026 | 587.0026 | 31.0271 | 618.0297 | 106.1825 | 95.7447 | 95.7447 | 95.7447 | 10.4378 | 106.1825 | 0 | 0 | 0 | 0 | 0 | 0 | 0 | 0 | 0 | 110.1251 | 88.8149 | 88.8149 | 88.8149 | 21.3101 | 110.1251 | 3121.7984 | 3121.7984 | 1619.9719 | 1619.9719 | 1311.4723 | 1311.4723 | 0 | 0 | 190.3542 | 190.3542 | 261263382.0967 | 1289380282.991 | 141208503.0027 | 0 | 1691.8522 | 60.5948 | 0 | 0 | 0 | 1370.044 | 172 | 608 | 922.3846 | 152 | 38 | 0.43572
274 | 1030.1083 | 653.6 | 200 | 800 | 0 | 100% | 94.4406 | 190.0859 | 190.3821 | 190.3821 | 1 | 190.0859 | 96.6366 | 645.3446 | 612.9435 | 612.9435 | 612.9435 | 32.4011 | 645.3446 | 106.1738 | 95.736 | 95.736 | 95.736 | 10.4378 | 106.1738 | 0 | 0 | 0 | 0 | 0 | 0 | 0 | 0 | 0 | 110.6915 | 89.2575 | 89.2575 | 89.2575 | 21.434 | 110.6915 | 3206.7777 | 3206.7777 | 1705.0835 | 1705.0835 | 1311.3568 | 1311.3568 | 0 | 0 | 190.3374 | 190.3374 | 263249409.7182 | 1289382493.4387 | 140440498.2314 | 0 | 1693.0724 | 61.4654 | 0 | 0 | 0 | 1442.1516 | 172 | 608 | 922.3846 | 152 | 38 | 0.43335
275 | 20.6022 | 703 | 200 | 800 | 0 | 100% | 77.911 | 111.4073 | 111.3927 | 111.3927 | 1 | 111.4073 | 85.6005 | 163.3789 | 155.2005 | 155.2005 | 155.2005 | 8.1784 | 163.3789 | 112.8075 | 101.749 | 101.749 | 101.749 | 11.0585 | 112.8075 | 0 | 0 | 0 | 0 | 0 | 0 | 0 | 0 | 0 | 93.8817 | 75.9768 | 75.9768 | 75.9768 | 17.905 | 93.8817 | 1640.0565 | 1640.0565 | 34.209 | 34.209 | 1414.911 | 1414.911 | 0 | 0 | 190.9366 | 190.9366 | 21411180.9839 | 1308985851.3079 | 169323342.4037 | 0 | 1499.7204 | 42.574 | 0 | 0 | 0 | 28.843 | 185 | 608 | 922.3846 | 152 | 38 | 0.52224
276 | 51.5054 | 703 | 200 | 800 | 0 | 100% | 79.2352 | 112.8836 | 112.9087 | 112.9087 | 1 | 112.8836 | 87.0685 | 168.9173 | 160.4601 | 160.4601 | 160.4601 | 8.4572 | 168.9173 | 112.782 | 101.7239 | 101.7239 | 101.7239 | 11.058 | 112.782 | 0 | 0 | 0 | 0 | 0 | 0 | 0 | 0 | 0 | 96.3343 | 77.9519 | 77.9519 | 77.9519 | 18.3824 | 96.3343 | 1691.0366 | 1691.0366 | 85.5057 | 85.5057 | 1414.632 | 1414.632 | 0 | 0 | 190.8989 | 190.8989 | 51697328.0007 | 1309054058.4291 | 164689361.5405 | 0 | 1525.4407 | 42.913 | 0 | 0 | 0 | 72.1076 | 185 | 608 | 922.3846 | 152 | 38 | 0.50797
277 | 154.5162 | 703 | 200 | 800 | 0 | 100% | 84.8174 | 118.4616 | 118.5964 | 118.5964 | 1 | 118.4616 | 91.1535 | 192.8502 | 183.1895 | 183.1895 | 183.1895 | 9.6607 | 192.8502 | 112.7083 | 101.6517 | 101.6517 | 101.6517 | 11.0565 | 112.7083 | 0 | 0 | 0 | 0 | 0 | 0 | 0 | 0 | 0 | 103.3788 | 83.5921 | 83.5921 | 83.5921 | 19.7867 | 103.3788 | 1860.9744 | 1860.9744 | 256.3691 | 256.3691 | 1413.8164 | 1413.8164 | 0 | 0 | 190.7889 | 190.7889 | 135107271.1104 | 1309228325.4305 | 152673875.198 | 0 | 1597.0095 | 44.4246 | 0 | 0 | 0 | 216.3227 | 185 | 608 | 922.3846 | 152 | 38 | 0.47106
278 | 206.0217 | 703 | 200 | 800 | 0 | 100% | 87.5228 | 121.9003 | 122.054 | 122.054 | 1 | 121.9003 | 92.4847 | 212.225 | 201.5912 | 201.5912 | 201.5912 | 10.6338 | 212.225 | 112.6785 | 101.6224 | 101.6224 | 101.6224 | 11.0561 | 112.6785 | 0 | 0 | 0 | 0 | 0 | 0 | 0 | 0 | 0 | 105.9361 | 85.6408 | 85.6408 | 85.6408 | 20.2953 | 105.9361 | 1945.9453 | 1945.9453 | 341.7403 | 341.7403 | 1413.4637 | 1413.4637 | 0 | 0 | 190.7413 | 190.7413 | 162657317.4883 | 1309280463.3556 | 148394323.7268 | 0 | 1620.3321 | 45.5191 | 0 | 0 | 0 | 288.4303 | 185 | 608 | 922.3846 | 152 | 38 | 0.45791
279 | 257.5271 | 703 | 200 | 800 | 0 | 100% | 88.9954 | 125.873 | 126.0264 | 126.0264 | 1 | 125.873 | 93.362 | 239.3015 | 227.3084 | 227.3084 | 227.3084 | 11.9931 | 239.3015 | 112.6522 | 101.5964 | 101.5964 | 101.5964 | 11.0558 | 112.6522 | 0 | 0 | 0 | 0 | 0 | 0 | 0 | 0 | 0 | 106.8977 | 86.3809 | 86.3809 | 86.3809 | 20.5168 | 106.8977 | 2030.9173 | 2030.9173 | 427.078 | 427.078 | 1413.1416 | 1413.1416 | 0 | 0 | 190.6978 | 190.6978 | 179408943.1333 | 1309318181.1499 | 146974460.0204 | 0 | 1635.7016 | 46.794 | 0 | 0 | 0 | 360.5379 | 185 | 608 | 922.3846 | 152 | 38 | 0.45359
280 | 309.0325 | 703 | 200 | 800 | 0 | 100% | 89.9201 | 130.1039 | 130.2779 | 130.2779 | 1 | 130.1039 | 94.0172 | 268.113 | 254.6732 | 254.6732 | 254.6732 | 13.4398 | 268.113 | 112.6268 | 101.5714 | 101.5714 | 101.5714 | 11.0554 | 112.6268 | 0 | 0 | 0 | 0 | 0 | 0 | 0 | 0 | 0 | 107.5042 | 86.8431 | 86.8431 | 86.8431 | 20.6611 | 107.5042 | 2115.8903 | 2115.8903 | 512.3864 | 512.3864 | 1412.846 | 1412.846 | 0 | 0 | 190.6579 | 190.6579 | 191801808.8742 | 1309362595.1866 | 146017454.587 | 0 | 1647.1819 | 48.1108 | 0 | 0 | 0 | 432.6455 | 185 | 608 | 922.3846 | 152 | 38 | 0.45068
281 | 360.5379 | 703 | 200 | 800 | 0 | 100% | 90.8105 | 134.4362 | 134.6186 | 134.6186 | 1 | 134.4362 | 94.561 | 297.1168 | 282.2204 | 282.2204 | 282.2204 | 14.8964 | 297.1168 | 112.6081 | 101.5526 | 101.5526 | 101.5526 | 11.0555 | 112.6081 | 0 | 0 | 0 | 0 | 0 | 0 | 0 | 0 | 0 | 107.6305 | 86.9176 | 86.9176 | 86.9176 | 20.7129 | 107.6305 | 2200.8642 | 2200.8642 | 597.669 | 597.669 | 1412.574 | 1412.574 | 0 | 0 | 190.6212 | 190.6212 | 201566024.5544 | 1309350600.7924 | 145791444.4974 | 0 | 1656.7081 | 49.405 | 0 | 0 | 0 | 504.753 | 185 | 608 | 922.3846 | 152 | 38 | 0.45003
282 | 412.0433 | 703 | 200 | 800 | 0 | 100% | 91.5868 | 138.8975 | 139.0934 | 139.0934 | 1 | 138.8975 | 94.9709 | 326.3623 | 309.9969 | 309.9969 | 309.9969 | 16.3654 | 326.3623 | 112.5884 | 101.5331 | 101.5331 | 101.5331 | 11.0553 | 112.5884 | 0 | 0 | 0 | 0 | 0 | 0 | 0 | 0 | 0 | 107.9474 | 87.1538 | 87.1538 | 87.1538 | 20.7936 | 107.9474 | 2285.8389 | 2285.8389 | 682.9288 | 682.9288 | 1412.3228 | 1412.3228 | 0 | 0 | 190.5873 | 190.5873 | 209449063.0317 | 1309374663.7972 | 145066891.168 | 0 | 1663.8906 | 50.6934 | 0 | 0 | 0 | 576.8606 | 185 | 608 | 922.3846 | 152 | 38 | 0.44782
283 | 463.5487 | 703 | 200 | 800 | 0 | 100% | 92.0205 | 143.4668 | 143.6719 | 143.6719 | 1 | 143.4668 | 95.2869 | 355.7878 | 337.944 | 337.944 | 337.944 | 17.8437 | 355.7878 | 112.5706 | 101.5154 | 101.5154 | 101.5154 | 11.0552 | 112.5706 | 0 | 0 | 0 | 0 | 0 | 0 | 0 | 0 | 0 | 108.4787 | 87.5606 | 87.5606 | 87.5606 | 20.9181 | 108.4787 | 2370.8142 | 2370.8142 | 768.1683 | 768.1683 | 1412.09 | 1412.09 | 0 | 0 | 190.5559 | 190.5559 | 215902548.5343 | 1309385429.0176 | 144137686.6735 | 0 | 1669.4257 | 51.9552 | 0 | 0 | 0 | 648.9682 | 185 | 608 | 922.3846 | 152 | 38 | 0.44495
284 | 515.0541 | 703 | 200 | 800 | 0 | 100% | 92.4543 | 148.0766 | 148.2957 | 148.2957 | 1 | 148.0766 | 95.5674 | 385.151 | 365.8318 | 365.8318 | 365.8318 | 19.3192 | 385.151 | 112.5532 | 101.4981 | 101.4981 | 101.4981 | 11.055 | 112.5532 | 0 | 0 | 0 | 0 | 0 | 0 | 0 | 0 | 0 | 108.9037 | 87.8857 | 87.8857 | 87.8857 | 21.018 | 108.9037 | 2455.7902 | 2455.7902 | 853.3897 | 853.3897 | 1411.8738 | 1411.8738 | 0 | 0 | 190.5267 | 190.5267 | 221457641.0379 | 1309414336.3739 | 143469606.7661 | 0 | 1674.3416 | 53.1635 | 0 | 0 | 0 | 721.0758 | 185 | 608 | 922.3846 | 152 | 38 | 0.4429
285 | 566.5595 | 703 | 200 | 800 | 0 | 100% | 92.7968 | 152.7113 | 152.9428 | 152.9428 | 1 | 152.7113 | 95.8161 | 414.3817 | 393.5935 | 393.5935 | 393.5935 | 20.7882 | 414.3817 | 112.5361 | 101.4813 | 101.4813 | 101.4813 | 11.0548 | 112.5361 | 0 | 0 | 0 | 0 | 0 | 0 | 0 | 0 | 0 | 109.2229 | 88.1274 | 88.1274 | 88.1274 | 21.0955 | 109.2229 | 2540.7667 | 2540.7667 | 938.5947 | 938.5947 | 1411.6724 | 1411.6724 | 0 | 0 | 190.4995 | 190.4995 | 226288971.1558 | 1309440865.9736 | 142968095.0224 | 0 | 1678.6979 | 54.3208 | 0 | 0 | 0 | 793.1834 | 185 | 608 | 922.3846 | 152 | 38 | 0.44135
286 | 618.065 | 703 | 200 | 800 | 0 | 100% | 93.1849 | 157.3795 | 157.6286 | 157.6286 | 1 | 157.3795 | 96.0205 | 443.3802 | 421.1345 | 421.1345 | 421.1345 | 22.2458 | 443.3802 | 112.5217 | 101.467 | 101.467 | 101.467 | 11.0547 | 112.5217 | 0 | 0 | 0 | 0 | 0 | 0 | 0 | 0 | 0 | 109.5998 | 88.4157 | 88.4157 | 88.4157 | 21.1841 | 109.5998 | 2625.7437 | 2625.7437 | 1023.7851 | 1023.7851 | 1411.4844 | 1411.4844 | 0 | 0 | 190.4742 | 190.4742 | 230606202.4401 | 1309445391.5073 | 142227592.9268 | 0 | 1682.2792 | 55.4378 | 0 | 0 | 0 | 865.2909 | 185 | 608 | 922.3846 | 152 | 38 | 0.43907
287 | 669.5704 | 703 | 200 | 800 | 0 | 100% | 93.4589 | 162.0859 | 162.3555 | 162.3555 | 1 | 162.0859 | 96.1959 | 472.1668 | 448.4739 | 448.4739 | 448.4739 | 23.6929 | 472.1668 | 112.5087 | 101.4541 | 101.4541 | 101.4541 | 11.0546 | 112.5087 | 0 | 0 | 0 | 0 | 0 | 0 | 0 | 0 | 0 | 110.1257 | 88.8295 | 88.8295 | 88.8295 | 21.2963 | 110.1257 | 2710.7211 | 2710.7211 | 1108.9623 | 1108.9623 | 1411.3084 | 1411.3084 | 0 | 0 | 190.4504 | 190.4504 | 234518190.1177 | 1309448450.7103 | 141385660.6985 | 0 | 1685.3523 | 56.5104 | 0 | 0 | 0 | 937.3985 | 185 | 608 | 922.3846 | 152 | 38 | 0.43647
288 | 721.0758 | 703 | 200 | 800 | 0 | 100% | 93.71 | 166.8162 | 167.1023 | 167.1023 | 1 | 166.8162 | 96.354 | 500.6513 | 475.5263 | 475.5263 | 475.5263 | 25.125 | 500.6513 | 112.4971 | 101.4424 | 101.4424 | 101.4424 | 11.0547 | 112.4971 | 0 | 0 | 0 | 0 | 0 | 0 | 0 | 0 | 0 | 110.7399 | 89.3138 | 89.3138 | 89.3138 | 21.4261 | 110.7399 | 2795.699 | 2795.699 | 1194.1274 | 1194.1274 | 1411.1434 | 1411.1434 | 0 | 0 | 190.4282 | 190.4282 | 238119714.5079 | 1309435200.0591 | 140566848.1113 | 0 | 1688.1218 | 57.5365 | 0 | 0 | 0 | 1009.5061 | 185 | 608 | 922.3846 | 152 | 38 | 0.43395
289 | 772.5812 | 703 | 200 | 800 | 0 | 100% | 93.9498 | 171.5633 | 171.859 | 171.859 | 1 | 171.5633 | 96.4869 | 528.9586 | 502.4102 | 502.4102 | 502.4102 | 26.5484 | 528.9586 | 112.4879 | 101.433 | 101.433 | 101.433 | 11.0549 | 112.4879 | 0 | 0 | 0 | 0 | 0 | 0 | 0 | 0 | 0 | 111.3428 | 89.7841 | 89.7841 | 89.7841 | 21.5587 | 111.3428 | 2880.6772 | 2880.6772 | 1279.2816 | 1279.2816 | 1410.9883 | 1410.9883 | 0 | 0 | 190.4072 | 190.4072 | 241370843.933 | 1309410704.9777 | 139668526.5877 | 0 | 1690.4501 | 58.5232 | 0 | 0 | 0 | 1081.6137 | 185 | 608 | 922.3846 | 152 | 38 | 0.43118
290 | 824.0866 | 703 | 200 | 800 | 0 | 100% | 94.1096 | 176.3438 | 176.6392 | 176.6392 | 1 | 176.3438 | 96.5931 | 557.258 | 529.2865 | 529.2865 | 529.2865 | 27.9715 | 557.258 | 112.4781 | 101.4231 | 101.4231 | 101.4231 | 11.0549 | 112.4781 | 0 | 0 | 0 | 0 | 0 | 0 | 0 | 0 | 0 | 112.0748 | 90.3659 | 90.3659 | 90.3659 | 21.7089 | 112.0748 | 2965.6557 | 2965.6557 | 1364.4259 | 1364.4259 | 1410.8423 | 1410.8423 | 0 | 0 | 190.3875 | 190.3875 | 244247828.2238 | 1309421522.3705 | 138642360.3662 | 0 | 1692.3117 | 59.4739 | 0 | 0 | 0 | 1153.7213 | 185 | 608 | 922.3846 | 152 | 38 | 0.42802
291 | 875.592 | 703 | 200 | 800 | 0 | 100% | 94.4292 | 181.1423 | 181.4364 | 181.4364 | 1 | 181.1423 | 96.6857 | 585.7085 | 556.3063 | 556.3063 | 556.3063 | 29.4023 | 585.7085 | 112.4669 | 101.4121 | 101.4121 | 101.4121 | 11.0548 | 112.4669 | 0 | 0 | 0 | 0 | 0 | 0 | 0 | 0 | 0 | 112.7699 | 90.9167 | 90.9167 | 90.9167 | 21.8532 | 112.7699 | 3050.6346 | 3050.6346 | 1449.561 | 1449.561 | 1410.7046 | 1410.7046 | 0 | 0 | 190.3689 | 190.3689 | 246783041.3509 | 1309439136.1959 | 137711551.9067 | 0 | 1693.9337 | 60.3855 | 0 | 0 | 0 | 1225.8288 | 185 | 608 | 922.3846 | 152 | 38 | 0.42515
292 | 927.0974 | 703 | 200 | 800 | 0 | 100% | 94.589 | 185.9493 | 186.2495 | 186.2495 | 1 | 185.9493 | 96.7701 | 614.1682 | 583.3345 | 583.3345 | 583.3345 | 30.8336 | 614.1682 | 112.4563 | 101.4016 | 101.4016 | 101.4016 | 11.0547 | 112.4563 | 0 | 0 | 0 | 0 | 0 | 0 | 0 | 0 | 0 | 113.4071 | 91.4211 | 91.4211 | 91.4211 | 21.986 | 113.4071 | 3135.6137 | 3135.6137 | 1534.6878 | 1534.6878 | 1410.5745 | 1410.5745 | 0 | 0 | 190.3514 | 190.3514 | 249106559.1727 | 1309449257.367 | 136856609.1021 | 0 | 1695.4124 | 61.2585 | 0 | 0 | 0 | 1297.9364 | 185 | 608 | 922.3846 | 152 | 38 | 0.42252
293 | 978.6028 | 703 | 200 | 800 | 0 | 100% | 94.7603 | 190.7722 | 191.0752 | 191.0752 | 1 | 190.7722 | 96.8419 | 642.611 | 610.3468 | 610.3468 | 610.3468 | 32.2643 | 642.611 | 112.4467 | 101.3921 | 101.3921 | 101.3921 | 11.0546 | 112.4467 | 0 | 0 | 0 | 0 | 0 | 0 | 0 | 0 | 0 | 114.0632 | 91.9417 | 91.9417 | 91.9417 | 22.1215 | 114.0632 | 3220.5931 | 3220.5931 | 1619.8069 | 1619.8069 | 1410.4514 | 1410.4514 | 0 | 0 | 190.3348 | 190.3348 | 251217849.7029 | 1309457228.9818 | 135995529.5706 | 0 | 1696.6706 | 62.0975 | 0 | 0 | 0 | 1370.044 | 185 | 608 | 922.3846 | 152 | 38 | 0.41987
294 | 1030.1083 | 703 | 200 | 800 | 0 | 100% | 94.8973 | 195.5862 | 195.8773 | 195.8773 | 1 | 195.5862 | 96.9078 | 671.1364 | 637.4373 | 637.4373 | 637.4373 | 33.6991 | 671.1364 | 112.4375 | 101.383 | 101.383 | 101.383 | 11.0545 | 112.4375 | 0 | 0 | 0 | 0 | 0 | 0 | 0 | 0 | 0 | 114.4326 | 92.1836 | 92.1836 | 92.1836 | 22.249 | 114.4326 | 3305.5727 | 3305.5727 | 1704.9189 | 1704.9189 | 1410.3348 | 1410.3348 | 0 | 0 | 190.319 | 190.319 | 253081279.8121 | 1309466539.523 | 135276364.9074 | 0 | 1697.8242 | 62.9019 | 0 | 0 | 0 | 1442.1516 | 185 | 608 | 922.3846 | 152 | 38 | 0.41765
295 | 20.6022 | 752.4 | 200 | 800 | 0 | 100% | 79.4863 | 116.903 | 116.8747 | 116.8747 | 1 | 116.903 | 86.6172 | 169.1615 | 160.6907 | 160.6907 | 160.6907 | 8.4708 | 169.1615 | 119.0489 | 107.3746 | 107.3746 | 107.3746 | 11.6743 | 119.0489 | 0 | 0 | 0 | 0 | 0 | 0 | 0 | 0 | 0 | 93.5161 | 75.6565 | 75.6565 | 75.6565 | 17.8597 | 93.5161 | 1738.8372 | 1738.8372 | 34.1963 | 34.1963 | 1513.7751 | 1513.7751 | 0 | 0 | 190.8657 | 190.8657 | 20668748.2946 | 1327075173.9995 | 169788560.8896 | 0 | 1517.5325 | 45.6827 | 0 | 0 | 0 | 28.843 | 198 | 608 | 922.3846 | 152 | 38 | 0.52379
296 | 51.5054 | 752.4 | 200 | 800 | 0 | 100% | 80.8105 | 118.3717 | 118.3845 | 118.3845 | 1 | 118.3717 | 88.0069 | 175.15 | 166.3779 | 166.3779 | 166.3779 | 8.7722 | 175.15 | 119.0251 | 107.3513 | 107.3513 | 107.3513 | 11.6738 | 119.0251 | 0 | 0 | 0 | 0 | 0 | 0 | 0 | 0 | 0 | 96.072 | 77.7142 | 77.7142 | 77.7142 | 18.3579 | 96.072 | 1789.8184 | 1789.8184 | 85.4758 | 85.4758 | 1513.5102 | 1513.5102 | 0 | 0 | 190.8323 | 190.8323 | 49841489.7945 | 1327134706.7587 | 164905172.5667 | 0 | 1541.8814 | 45.9829 | 0 | 0 | 0 | 72.1076 | 198 | 608 | 922.3846 | 152 | 38 | 0.50874
297 | 154.5162 | 752.4 | 200 | 800 | 0 | 100% | 86.1416 | 123.9657 | 124.0927 | 124.0927 | 1 | 123.9657 | 91.8435 | 199.9895 | 189.9683 | 189.9683 | 189.9683 | 10.0211 | 199.9895 | 118.9546 | 107.2823 | 107.2823 | 107.2823 | 11.6723 | 118.9546 | 0 | 0 | 0 | 0 | 0 | 0 | 0 | 0 | 0 | 103.8636 | 83.9578 | 83.9578 | 83.9578 | 19.9058 | 103.8636 | 1959.7593 | 1959.7593 | 256.2953 | 256.2953 | 1512.73 | 1512.73 | 0 | 0 | 190.7339 | 190.7339 | 130247914.0189 | 1327308064.8106 | 151542028.7057 | 0 | 1609.098 | 47.3467 | 0 | 0 | 0 | 216.3227 | 198 | 608 | 922.3846 | 152 | 38 | 0.4678
298 | 206.0217 | 752.4 | 200 | 800 | 0 | 100% | 88.516 | 127.4933 | 127.6403 | 127.6403 | 1 | 127.4933 | 93.0371 | 220.0352 | 209.0072 | 209.0072 | 209.0072 | 11.0279 | 220.0352 | 118.9264 | 107.2545 | 107.2545 | 107.2545 | 11.6719 | 118.9264 | 0 | 0 | 0 | 0 | 0 | 0 | 0 | 0 | 0 | 107.5836 | 86.9389 | 86.9389 | 86.9389 | 20.6447 | 107.5836 | 2044.7315 | 2044.7315 | 341.6503 | 341.6503 | 1512.3901 | 1512.3901 | 0 | 0 | 190.6911 | 190.6911 | 156838788.0035 | 1327349372.276 | 145821658.4665 | 0 | 1630.0098 | 48.364 | 0 | 0 | 0 | 288.4303 | 198 | 608 | 922.3846 | 152 | 38 | 0.45022
299 | 257.5271 | 752.4 | 200 | 800 | 0 | 100% | 89.8288 | 131.491 | 131.6381 | 131.6381 | 1 | 131.491 | 93.8433 | 248.2926 | 235.846 | 235.846 | 235.846 | 12.4466 | 248.2926 | 118.9008 | 107.2292 | 107.2292 | 107.2292 | 11.6716 | 118.9008 | 0 | 0 | 0 | 0 | 0 | 0 | 0 | 0 | 0 | 108.994 | 88.0369 | 88.0369 | 88.0369 | 20.9571 | 108.994 | 2129.7047 | 2129.7047 | 426.9748 | 426.9748 | 1512.0781 | 1512.0781 | 0 | 0 | 190.6517 | 190.6517 | 172864681.8094 | 1327390731.8103 | 143878653.5832 | 0 | 1644.1341 | 49.519 | 0 | 0 | 0 | 360.5379 | 198 | 608 | 922.3846 | 152 | 38 | 0.44428
300 | 309.0325 | 752.4 | 200 | 800 | 0 | 100% | 90.7078 | 135.708 | 135.8791 | 135.8791 | 1 | 135.708 | 94.4656 | 278.1087 | 264.1649 | 264.1649 | 264.1649 | 13.9438 | 278.1087 | 118.8779 | 107.2066 | 107.2066 | 107.2066 | 11.6713 | 118.8779 | 0 | 0 | 0 | 0 | 0 | 0 | 0 | 0 | 0 | 109.7491 | 88.6168 | 88.6168 | 88.6168 | 21.1323 | 109.7491 | 2214.6787 | 2214.6787 | 512.2724 | 512.2724 | 1511.7908 | 1511.7908 | 0 | 0 | 190.6155 | 190.6155 | 184893285.9381 | 1327408335.9164 | 142736126.9809 | 0 | 1655.0377 | 50.7001 | 0 | 0 | 0 | 432.6455 | 198 | 608 | 922.3846 | 152 | 38 | 0.44081
301 | 360.5379 | 752.4 | 200 | 800 | 0 | 100% | 91.6438 | 140.0388 | 140.2182 | 140.2182 | 1 | 140.0388 | 94.9688 | 308.1443 | 292.692 | 292.692 | 292.692 | 15.4523 | 308.1443 | 118.8616 | 107.19 | 107.19 | 107.19 | 11.6716 | 118.8616 | 0 | 0 | 0 | 0 | 0 | 0 | 0 | 0 | 0 | 110.1013 | 88.8769 | 88.8769 | 88.8769 | 21.2243 | 110.1013 | 2299.6535 | 2299.6535 | 597.5462 | 597.5462 | 1511.5253 | 1511.5253 | 0 | 0 | 190.582 | 190.582 | 194310686.4111 | 1327379667.724 | 142163850.4192 | 0 | 1663.8542 | 51.8724 | 0 | 0 | 0 | 504.753 | 198 | 608 | 922.3846 | 152 | 38 | 0.43908
302 | 412.0433 | 752.4 | 200 | 800 | 0 | 100% | 92.226 | 144.5209 | 144.7148 | 144.7148 | 1 | 144.5209 | 95.3384 | 338.5161 | 321.5382 | 321.5382 | 321.5382 | 16.9779 | 338.5161 | 118.8439 | 107.1724 | 107.1724 | 107.1724 | 11.6716 | 118.8439 | 0 | 0 | 0 | 0 | 0 | 0 | 0 | 0 | 0 | 110.7716 | 89.391 | 89.391 | 89.391 | 21.3806 | 110.7716 | 2384.629 | 2384.629 | 682.7988 | 682.7988 | 1511.2792 | 1511.2792 | 0 | 0 | 190.551 | 190.551 | 201898132.8748 | 1327384895.345 | 141045350.7413 | 0 | 1670.3284 | 53.0459 | 0 | 0 | 0 | 576.8606 | 198 | 608 | 922.3846 | 152 | 38 | 0.43564
303 | 463.5487 | 752.4 | 200 | 800 | 0 | 100% | 92.6484 | 149.0919 | 149.2917 | 149.2917 | 1 | 149.0919 | 95.6337 | 369.0371 | 350.5258 | 350.5258 | 350.5258 | 18.5113 | 369.0371 | 118.8274 | 107.1558 | 107.1558 | 107.1558 | 11.6715 | 118.8274 | 0 | 0 | 0 | 0 | 0 | 0 | 0 | 0 | 0 | 111.4935 | 89.9512 | 89.9512 | 89.9512 | 21.5423 | 111.4935 | 2469.605 | 2469.605 | 768.0324 | 768.0324 | 1511.0505 | 1511.0505 | 0 | 0 | 190.5222 | 190.5222 | 208104423.6032 | 1327398076.5961 | 139999598.9759 | 0 | 1675.5021 | 54.1904 | 0 | 0 | 0 | 648.9682 | 198 | 608 | 922.3846 | 152 | 38 | 0.43242
304 | 515.0541 | 752.4 | 200 | 800 | 0 | 100% | 93.0822 | 153.6878 | 153.9032 | 153.9032 | 1 | 153.6878 | 95.9062 | 399.5171 | 379.4742 | 379.4742 | 379.4742 | 20.0429 | 399.5171 | 118.8103 | 107.139 | 107.139 | 107.139 | 11.6713 | 118.8103 | 0 | 0 | 0 | 0 | 0 | 0 | 0 | 0 | 0 | 111.9481 | 90.2988 | 90.2988 | 90.2988 | 21.6493 | 111.9481 | 2554.5816 | 2554.5816 | 853.2489 | 853.2489 | 1510.8374 | 1510.8374 | 0 | 0 | 190.4953 | 190.4953 | 213468976.8766 | 1327417709.2372 | 139390337.2553 | 0 | 1680.277 | 55.2838 | 0 | 0 | 0 | 721.0758 | 198 | 608 | 922.3846 | 152 | 38 | 0.43054
305 | 566.5595 | 752.4 | 200 | 800 | 0 | 100% | 93.4475 | 158.3025 | 158.5253 | 158.5253 | 1 | 158.3025 | 96.1476 | 429.8756 | 408.3069 | 408.3069 | 408.3069 | 21.5686 | 429.8756 | 118.7948 | 107.1236 | 107.1236 | 107.1236 | 11.6712 | 118.7948 | 0 | 0 | 0 | 0 | 0 | 0 | 0 | 0 | 0 | 112.2128 | 90.4942 | 90.4942 | 90.4942 | 21.7186 | 112.2128 | 2639.5587 | 2639.5587 | 938.4502 | 938.4502 | 1510.6383 | 1510.6383 | 0 | 0 | 190.4702 | 190.4702 | 218081796.2152 | 1327432673.438 | 138991617.1087 | 0 | 1684.5061 | 56.3346 | 0 | 0 | 0 | 793.1834 | 198 | 608 | 922.3846 | 152 | 38 | 0.42931
306 | 618.065 | 752.4 | 200 | 800 | 0 | 100% | 93.79 | 162.9606 | 163.2077 | 163.2077 | 1 | 162.9606 | 96.3386 | 460.0328 | 436.9483 | 436.9483 | 436.9483 | 23.0845 | 460.0328 | 118.7807 | 107.1096 | 107.1096 | 107.1096 | 11.6711 | 118.7807 | 0 | 0 | 0 | 0 | 0 | 0 | 0 | 0 | 0 | 112.6206 | 90.8102 | 90.8102 | 90.8102 | 21.8105 | 112.6206 | 2724.5362 | 2724.5362 | 1023.6375 | 1023.6375 | 1510.4519 | 1510.4519 | 0 | 0 | 190.4467 | 190.4467 | 222233107.0641 | 1327439973.1712 | 138180007.8222 | 0 | 1687.8531 | 57.355 | 0 | 0 | 0 | 865.2909 | 198 | 608 | 922.3846 | 152 | 38 | 0.42681
307 | 669.5704 | 752.4 | 200 | 800 | 0 | 100% | 94.0183 | 167.6684 | 167.9388 | 167.9388 | 1 | 167.6684 | 96.4977 | 489.8671 | 465.2829 | 465.2829 | 465.2829 | 24.5843 | 489.8671 | 118.7686 | 107.0975 | 107.0975 | 107.0975 | 11.6711 | 118.7686 | 0 | 0 | 0 | 0 | 0 | 0 | 0 | 0 | 0 | 113.302 | 91.3494 | 91.3494 | 91.3494 | 21.9526 | 113.302 | 2809.5141 | 2809.5141 | 1108.8123 | 1108.8123 | 1510.2771 | 1510.2771 | 0 | 0 | 190.4247 | 190.4247 | 226029065.9772 | 1327426050.3605 | 137185180.8341 | 0 | 1690.6403 | 58.3392 | 0 | 0 | 0 | 937.3985 | 198 | 608 | 922.3846 | 152 | 38 | 0.42374
308 | 721.0758 | 752.4 | 200 | 800 | 0 | 100% | 94.2466 | 172.4016 | 172.6919 | 172.6919 | 1 | 172.4016 | 96.6363 | 519.3571 | 493.2902 | 493.2902 | 493.2902 | 26.0669 | 519.3571 | 118.7591 | 107.0877 | 107.0877 | 107.0877 | 11.6713 | 118.7591 | 0 | 0 | 0 | 0 | 0 | 0 | 0 | 0 | 0 | 114.0779 | 91.9643 | 91.9643 | 91.9643 | 22.1137 | 114.0779 | 2894.4923 | 2894.4923 | 1193.9756 | 1193.9756 | 1510.1128 | 1510.1128 | 0 | 0 | 190.4039 | 190.4039 | 229529726.8208 | 1327397913.8059 | 136139813.2278 | 0 | 1693.0675 | 59.2847 | 0 | 0 | 0 | 1009.5061 | 198 | 608 | 922.3846 | 152 | 38 | 0.42052
309 | 772.5812 | 752.4 | 200 | 800 | 0 | 100% | 94.4292 | 177.1469 | 177.4449 | 177.4449 | 1 | 177.1469 | 96.7452 | 548.7105 | 521.1676 | 521.1676 | 521.1676 | 27.5429 | 548.7105 | 118.7496 | 107.0781 | 107.0781 | 107.0781 | 11.6715 | 118.7496 | 0 | 0 | 0 | 0 | 0 | 0 | 0 | 0 | 0 | 114.7223 | 92.4249 | 92.4249 | 92.4249 | 22.2974 | 114.7223 | 2979.4709 | 2979.4709 | 1279.1285 | 1279.1285 | 1509.958 | 1509.958 | 0 | 0 | 190.3844 | 190.3844 | 232650366.4461 | 1327392837.7117 | 134932725.021 | 0 | 1694.9759 | 60.198 | 0 | 0 | 0 | 1081.6137 | 198 | 608 | 922.3846 | 152 | 38 | 0.4168
310 | 824.0866 | 752.4 | 200 | 800 | 0 | 100% | 94.6347 | 181.9289 | 182.2216 | 182.2216 | 1 | 181.9289 | 96.8422 | 578.1328 | 549.1104 | 549.1104 | 549.1104 | 29.0224 | 578.1328 | 118.7386 | 107.0671 | 107.0671 | 107.0671 | 11.6714 | 118.7386 | 0 | 0 | 0 | 0 | 0 | 0 | 0 | 0 | 0 | 115.5733 | 93.0995 | 93.0995 | 93.0995 | 22.4738 | 115.5733 | 3064.4498 | 3064.4498 | 1364.2718 | 1364.2718 | 1509.812 | 1509.812 | 0 | 0 | 190.366 | 190.366 | 235383858.497 | 1327409933.6243 | 133881970.7603 | 0 | 1696.6758 | 61.0741 | 0 | 0 | 0 | 1153.7213 | 198 | 608 | 922.3846 | 152 | 38 | 0.41357
311 | 875.592 | 752.4 | 200 | 800 | 0 | 100% | 94.8402 | 186.7251 | 187.0201 | 187.0201 | 1 | 186.7251 | 96.9265 | 607.7196 | 577.2092 | 577.2092 | 577.2092 | 30.5103 | 607.7196 | 118.7276 | 107.0563 | 107.0563 | 107.0563 | 11.6713 | 118.7276 | 0 | 0 | 0 | 0 | 0 | 0 | 0 | 0 | 0 | 116.3411 | 93.7086 | 93.7086 | 93.7086 | 22.6325 | 116.3411 | 3149.429 | 3149.429 | 1449.4063 | 1449.4063 | 1509.6741 | 1509.6741 | 0 | 0 | 190.3486 | 190.3486 | 237812121.6769 | 1327421080.8042 | 132918246.8859 | 0 | 1698.1514 | 61.9156 | 0 | 0 | 0 | 1225.8288 | 198 | 608 | 922.3846 | 152 | 38 | 0.4106
312 | 927.0974 | 752.4 | 200 | 800 | 0 | 100% | 95.0228 | 191.5283 | 191.8251 | 191.8251 | 1 | 191.5283 | 97.0069 | 637.3078 | 605.3093 | 605.3093 | 605.3093 | 31.9984 | 637.3078 | 118.7174 | 107.0462 | 107.0462 | 107.0462 | 11.6712 | 118.7174 | 0 | 0 | 0 | 0 | 0 | 0 | 0 | 0 | 0 | 117.0358 | 94.2593 | 94.2593 | 94.2593 | 22.7764 | 117.0358 | 3234.4084 | 3234.4084 | 1534.5328 | 1534.5328 | 1509.5435 | 1509.5435 | 0 | 0 | 190.3322 | 190.3322 | 240022172.8975 | 1327433661.8734 | 132104753.1973 | 0 | 1699.5606 | 62.7216 | 0 | 0 | 0 | 1297.9364 | 198 | 608 | 922.3846 | 152 | 38 | 0.40809
313 | 978.6028 | 752.4 | 200 | 800 | 0 | 100% | 95.2169 | 196.3439 | 196.6408 | 196.6408 | 1 | 196.3439 | 97.0756 | 666.9175 | 633.4298 | 633.4298 | 633.4298 | 33.4877 | 666.9175 | 118.7075 | 107.0364 | 107.0364 | 107.0364 | 11.6711 | 118.7075 | 0 | 0 | 0 | 0 | 0 | 0 | 0 | 0 | 0 | 117.7145 | 94.798 | 94.798 | 94.798 | 22.9165 | 117.7145 | 3319.3881 | 3319.3881 | 1619.6518 | 1619.6518 | 1509.4197 | 1509.4197 | 0 | 0 | 190.3166 | 190.3166 | 242017917.6208 | 1327445302.7735 | 131301868.8009 | 0 | 1700.7651 | 63.4973 | 0 | 0 | 0 | 1370.044 | 198 | 608 | 922.3846 | 152 | 38 | 0.40562
314 | 1030.1083 | 752.4 | 200 | 800 | 0 | 100% | 95.3196 | 201.1678 | 201.461 | 201.461 | 1 | 201.1678 | 97.1402 | 696.5544 | 661.576 | 661.576 | 661.576 | 34.9784 | 696.5544 | 118.6983 | 107.0273 | 107.0273 | 107.0273 | 11.671 | 118.6983 | 0 | 0 | 0 | 0 | 0 | 0 | 0 | 0 | 0 | 118.3493 | 95.3013 | 95.3013 | 95.3013 | 23.048 | 118.3493 | 3404.368 | 3404.368 | 1704.764 | 1704.764 | 1509.3023 | 1509.3023 | 0 | 0 | 190.3017 | 190.3017 | 243830778.3434 | 1327453500.8302 | 130612693.5022 | 0 | 1701.897 | 64.2417 | 0 | 0 | 0 | 1442.1516 | 198 | 608 | 922.3846 | 152 | 38 | 0.40349
315 | 20.6022 | 801.8 | 200 | 800 | 0 | 100% | 80.9703 | 122.4747 | 122.4346 | 122.4346 | 1 | 122.4747 | 87.4863 | 175.7593 | 166.9554 | 166.9554 | 166.9554 | 8.804 | 175.7593 | 125.2963 | 113.0057 | 113.0057 | 113.0057 | 12.2906 | 125.2963 | 0 | 0 | 0 | 0 | 0 | 0 | 0 | 0 | 0 | 93.5131 | 75.6316 | 75.6316 | 75.6316 | 17.8815 | 93.5131 | 1837.6199 | 1837.6199 | 34.185 | 34.185 | 1612.6322 | 1612.6322 | 0 | 0 | 190.8027 | 190.8027 | 19886357.3248 | 1343293618.7006 | 169580657.9182 | 0 | 1532.7606 | 48.4992 | 0 | 0 | 0 | 28.843 | 211 | 608 | 922.3846 | 152 | 38 | 0.5233
316 | 51.5054 | 801.8 | 200 | 800 | 0 | 100% | 82.2603 | 123.958 | 123.9613 | 123.9613 | 1 | 123.958 | 88.7895 | 181.5342 | 172.4396 | 172.4396 | 172.4396 | 9.0946 | 181.5342 | 125.2743 | 112.9841 | 112.9841 | 112.9841 | 12.2902 | 125.2743 | 0 | 0 | 0 | 0 | 0 | 0 | 0 | 0 | 0 | 96.3538 | 77.92 | 77.92 | 77.92 | 18.4338 | 96.3538 | 1888.6021 | 1888.6021 | 85.4492 | 85.4492 | 1612.38 | 1612.38 | 0 | 0 | 190.7729 | 190.7729 | 48084274.2563 | 1343341076.683 | 164166975.211 | 0 | 1555.5923 | 48.7755 | 0 | 0 | 0 | 72.1076 | 211 | 608 | 922.3846 | 152 | 38 | 0.50671
317 | 154.5162 | 801.8 | 200 | 800 | 0 | 100% | 87.1689 | 129.5798 | 129.7015 | 129.7015 | 1 | 129.5798 | 92.3959 | 206.9834 | 196.6093 | 196.6093 | 196.6093 | 10.3741 | 206.9834 | 125.2098 | 112.9208 | 112.9208 | 112.9208 | 12.289 | 125.2098 | 0 | 0 | 0 | 0 | 0 | 0 | 0 | 0 | 0 | 105.0197 | 84.8662 | 84.8662 | 84.8662 | 20.1535 | 105.0197 | 2058.5458 | 2058.5458 | 256.2289 | 256.2289 | 1611.6325 | 1611.6325 | 0 | 0 | 190.6845 | 190.6845 | 125823269.2732 | 1343473575.7875 | 149479278.6975 | 0 | 1618.7761 | 50.016 | 0 | 0 | 0 | 216.3227 | 211 | 608 | 922.3846 | 152 | 38 | 0.46168
318 | 206.0217 | 801.8 | 200 | 800 | 0 | 100% | 89.2694 | 133.1478 | 133.2893 | 133.2893 | 1 | 133.1478 | 93.495 | 227.7919 | 216.3727 | 216.3727 | 216.3727 | 11.4193 | 227.7919 | 125.1827 | 112.8941 | 112.8941 | 112.8941 | 12.2886 | 125.1827 | 0 | 0 | 0 | 0 | 0 | 0 | 0 | 0 | 0 | 109.3755 | 88.349 | 88.349 | 88.349 | 21.0265 | 109.3755 | 2143.5191 | 2143.5191 | 341.569 | 341.569 | 1611.3045 | 1611.3045 | 0 | 0 | 190.6457 | 190.6457 | 151451419.5907 | 1343517727.3362 | 143063529.4585 | 0 | 1638.0327 | 50.9477 | 0 | 0 | 0 | 288.4303 | 211 | 608 | 922.3846 | 152 | 38 | 0.44195
319 | 257.5271 | 801.8 | 200 | 800 | 0 | 100% | 90.4795 | 137.1715 | 137.3143 | 137.3143 | 1 | 137.1715 | 94.2407 | 257.2678 | 244.3686 | 244.3686 | 244.3686 | 12.8992 | 257.2678 | 125.158 | 112.8698 | 112.8698 | 112.8698 | 12.2882 | 125.158 | 0 | 0 | 0 | 0 | 0 | 0 | 0 | 0 | 0 | 111.1918 | 89.7726 | 89.7726 | 89.7726 | 21.4192 | 111.1918 | 2228.4933 | 2228.4933 | 426.8811 | 426.8811 | 1611.0023 | 1611.0023 | 0 | 0 | 190.6099 | 190.6099 | 166805573.4727 | 1343553582.4937 | 140737427.7516 | 0 | 1651.0966 | 51.9977 | 0 | 0 | 0 | 360.5379 | 211 | 608 | 922.3846 | 152 | 38 | 0.43483
320 | 309.0325 | 801.8 | 200 | 800 | 0 | 100% | 91.3927 | 141.3704 | 141.5377 | 141.5377 | 1 | 141.3704 | 94.8401 | 288.0335 | 273.5894 | 273.5894 | 273.5894 | 14.4442 | 288.0335 | 125.1384 | 112.8502 | 112.8502 | 112.8502 | 12.2882 | 125.1384 | 0 | 0 | 0 | 0 | 0 | 0 | 0 | 0 | 0 | 112.041 | 90.4286 | 90.4286 | 90.4286 | 21.6124 | 112.041 | 2313.4682 | 2313.4682 | 512.1685 | 512.1685 | 1610.7229 | 1610.7229 | 0 | 0 | 190.5768 | 190.5768 | 178499772.7538 | 1343541245.5889 | 139557293.5286 | 0 | 1661.5983 | 53.0591 | 0 | 0 | 0 | 432.6455 | 211 | 608 | 922.3846 | 152 | 38 | 0.43124
321 | 360.5379 | 801.8 | 200 | 800 | 0 | 100% | 92.2146 | 145.7125 | 145.8876 | 145.8876 | 1 | 145.7125 | 95.3011 | 319.1746 | 303.1663 | 303.1663 | 303.1663 | 16.0083 | 319.1746 | 125.1224 | 112.8339 | 112.8339 | 112.8339 | 12.2884 | 125.1224 | 0 | 0 | 0 | 0 | 0 | 0 | 0 | 0 | 0 | 112.6819 | 90.9172 | 90.9172 | 90.9172 | 21.7647 | 112.6819 | 2398.4437 | 2398.4437 | 597.4338 | 597.4338 | 1610.4638 | 1610.4638 | 0 | 0 | 190.5462 | 190.5462 | 187554747.6985 | 1343526822.6322 | 138594245.056 | 0 | 1669.6758 | 54.1287 | 0 | 0 | 0 | 504.753 | 211 | 608 | 922.3846 | 152 | 38 | 0.4283
322 | 412.0433 | 801.8 | 200 | 800 | 0 | 100% | 92.7511 | 150.1919 | 150.3814 | 150.3814 | 1 | 150.1919 | 95.6533 | 350.5791 | 332.9933 | 332.9933 | 332.9933 | 17.5859 | 350.5791 | 125.1058 | 112.8174 | 112.8174 | 112.8174 | 12.2885 | 125.1058 | 0 | 0 | 0 | 0 | 0 | 0 | 0 | 0 | 0 | 113.5321 | 91.5816 | 91.5816 | 91.5816 | 21.9505 | 113.5321 | 2483.4198 | 2483.4198 | 682.6793 | 682.6793 | 1610.2229 | 1610.2229 | 0 | 0 | 190.5177 | 190.5177 | 194915915.923 | 1343523274.4706 | 137407304.1583 | 0 | 1675.8465 | 55.1925 | 0 | 0 | 0 | 576.8606 | 211 | 608 | 922.3846 | 152 | 38 | 0.42464
323 | 463.5487 | 801.8 | 200 | 800 | 0 | 100% | 93.2078 | 154.7488 | 154.9432 | 154.9432 | 1 | 154.7488 | 95.9382 | 382.2766 | 363.0982 | 363.0982 | 363.0982 | 19.1784 | 382.2766 | 125.0892 | 112.8008 | 112.8008 | 112.8008 | 12.2884 | 125.0892 | 0 | 0 | 0 | 0 | 0 | 0 | 0 | 0 | 0 | 114.2558 | 92.1439 | 92.1439 | 92.1439 | 22.1119 | 114.2558 | 2568.3965 | 2568.3965 | 767.9071 | 767.9071 | 1609.9983 | 1609.9983 | 0 | 0 | 190.4911 | 190.4911 | 200856938.7202 | 1343541566.841 | 136439557.1097 | 0 | 1680.8381 | 56.2312 | 0 | 0 | 0 | 648.9682 | 211 | 608 | 922.3846 | 152 | 38 | 0.42166
324 | 515.0541 | 801.8 | 200 | 800 | 0 | 100% | 93.6758 | 159.3253 | 159.5349 | 159.5349 | 1 | 159.3253 | 96.2053 | 413.8707 | 393.1047 | 393.1047 | 393.1047 | 20.766 | 413.8707 | 125.0725 | 112.7843 | 112.7843 | 112.7843 | 12.2882 | 125.0725 | 0 | 0 | 0 | 0 | 0 | 0 | 0 | 0 | 0 | 114.6692 | 92.4566 | 92.4566 | 92.4566 | 22.2126 | 114.6692 | 2653.3737 | 2653.3737 | 853.1189 | 853.1189 | 1609.7884 | 1609.7884 | 0 | 0 | 190.4663 | 190.4663 | 206029559.9229 | 1343561375.4828 | 135926723.9913 | 0 | 1685.5177 | 57.2242 | 0 | 0 | 0 | 721.0758 | 211 | 608 | 922.3846 | 152 | 38 | 0.42008
325 | 566.5595 | 801.8 | 200 | 800 | 0 | 100% | 93.984 | 163.9137 | 164.1371 | 164.1371 | 1 | 163.9137 | 96.4252 | 445.3388 | 422.9913 | 422.9913 | 422.9913 | 22.3475 | 445.3388 | 125.0576 | 112.7695 | 112.7695 | 112.7695 | 12.2881 | 125.0576 | 0 | 0 | 0 | 0 | 0 | 0 | 0 | 0 | 0 | 114.7498 | 92.455 | 92.455 | 92.455 | 22.2947 | 114.7498 | 2738.3512 | 2738.3512 | 938.3163 | 938.3163 | 1609.5919 | 1609.5919 | 0 | 0 | 190.443 | 190.443 | 210485164.7496 | 1343571712.7665 | 135311898.1163 | 0 | 1689.3688 | 58.189 | 0 | 0 | 0 | 793.1834 | 211 | 608 | 922.3846 | 152 | 38 | 0.41818
326 | 618.065 | 801.8 | 200 | 800 | 0 | 100% | 94.2694 | 168.5738 | 168.8225 | 168.8225 | 1 | 168.5738 | 96.6017 | 476.5129 | 452.5984 | 452.5984 | 452.5984 | 23.9145 | 476.5129 | 125.0442 | 112.7561 | 112.7561 | 112.7561 | 12.288 | 125.0442 | 0 | 0 | 0 | 0 | 0 | 0 | 0 | 0 | 0 | 115.3212 | 92.903 | 92.903 | 92.903 | 22.4182 | 115.3212 | 2823.3292 | 2823.3292 | 1023.5005 | 1023.5005 | 1609.4075 | 1609.4075 | 0 | 0 | 190.4212 | 190.4212 | 214527052.7481 | 1343573181.3067 | 134361948.554 | 0 | 1692.4622 | 59.1259 | 0 | 0 | 0 | 865.2909 | 211 | 608 | 922.3846 | 152 | 38 | 0.41526
327 | 669.5704 | 801.8 | 200 | 800 | 0 | 100% | 94.4406 | 173.2863 | 173.5587 | 173.5587 | 1 | 173.2863 | 96.7445 | 507.3864 | 481.9198 | 481.9198 | 481.9198 | 25.4665 | 507.3864 | 125.0333 | 112.7452 | 112.7452 | 112.7452 | 12.2882 | 125.0333 | 0 | 0 | 0 | 0 | 0 | 0 | 0 | 0 | 0 | 116.1637 | 93.5701 | 93.5701 | 93.5701 | 22.5936 | 116.1637 | 2908.3075 | 2908.3075 | 1108.6727 | 1108.6727 | 1609.2341 | 1609.2341 | 0 | 0 | 190.4007 | 190.4007 | 218202216.4037 | 1343546262.9423 | 133215290.2595 | 0 | 1694.9638 | 60.0328 | 0 | 0 | 0 | 937.3985 | 211 | 608 | 922.3846 | 152 | 38 | 0.41172
328 | 721.0758 | 801.8 | 200 | 800 | 0 | 100% | 94.6575 | 178.035 | 178.3282 | 178.3282 | 1 | 178.035 | 96.8606 | 537.9218 | 510.9201 | 510.9201 | 510.9201 | 27.0017 | 537.9218 | 125.0237 | 112.7354 | 112.7354 | 112.7354 | 12.2883 | 125.0237 | 0 | 0 | 0 | 0 | 0 | 0 | 0 | 0 | 0 | 117.196 | 94.3913 | 94.3913 | 94.3913 | 22.8047 | 117.196 | 2993.2862 | 2993.2862 | 1193.834 | 1193.834 | 1609.0708 | 1609.0708 | 0 | 0 | 190.3814 | 190.3814 | 221579670.3185 | 1343535032.9025 | 131882167.0697 | 0 | 1696.9969 | 60.9088 | 0 | 0 | 0 | 1009.5061 | 211 | 608 | 922.3846 | 152 | 38 | 0.40762
329 | 772.5812 | 801.8 | 200 | 800 | 0 | 100% | 94.9201 | 182.8013 | 183.0966 | 183.0966 | 1 | 182.8013 | 96.9628 | 568.3606 | 539.8284 | 539.8284 | 539.8284 | 28.5323 | 568.3606 | 125.0132 | 112.7248 | 112.7248 | 112.7248 | 12.2884 | 125.0132 | 0 | 0 | 0 | 0 | 0 | 0 | 0 | 0 | 0 | 118.2122 | 95.1984 | 95.1984 | 95.1984 | 23.0138 | 118.2122 | 3078.2651 | 3078.2651 | 1278.9853 | 1278.9853 | 1608.9166 | 1608.9166 | 0 | 0 | 190.3631 | 190.3631 | 224564458.6502 | 1343541326.3549 | 130681818.748 | 0 | 1698.7876 | 61.7506 | 0 | 0 | 0 | 1081.6137 | 211 | 608 | 922.3846 | 152 | 38 | 0.40392
330 | 824.0866 | 801.8 | 200 | 800 | 0 | 100% | 95.1027 | 187.5777 | 187.8707 | 187.8707 | 1 | 187.5777 | 97.0561 | 598.9064 | 568.8382 | 568.8382 | 568.8382 | 30.0683 | 598.9064 | 125.0019 | 112.7137 | 112.7137 | 112.7137 | 12.2883 | 125.0019 | 0 | 0 | 0 | 0 | 0 | 0 | 0 | 0 | 0 | 119.106 | 95.9069 | 95.9069 | 95.9069 | 23.1991 | 119.106 | 3163.2443 | 3163.2443 | 1364.1275 | 1364.1275 | 1608.7709 | 1608.7709 | 0 | 0 | 190.3459 | 190.3459 | 227193318.0397 | 1343554090.0261 | 129675220.9114 | 0 | 1700.4226 | 62.5585 | 0 | 0 | 0 | 1153.7213 | 211 | 608 | 922.3846 | 152 | 38 | 0.40082
331 | 875.592 | 801.8 | 200 | 800 | 0 | 100% | 95.2854 | 192.3649 | 192.6585 | 192.6585 | 1 | 192.3649 | 97.1376 | 629.5915 | 597.9801 | 597.9801 | 597.9801 | 31.6114 | 629.5915 | 124.991 | 112.7029 | 112.7029 | 112.7029 | 12.2881 | 124.991 | 0 | 0 | 0 | 0 | 0 | 0 | 0 | 0 | 0 | 119.8938 | 96.5322 | 96.5322 | 96.5322 | 23.3615 | 119.8938 | 3248.2238 | 3248.2238 | 1449.2612 | 1449.2612 | 1608.633 | 1608.633 | 0 | 0 | 190.3296 | 190.3296 | 229520905.2331 | 1343569758.3851 | 128760941.721 | 0 | 1701.8516 | 63.3359 | 0 | 0 | 0 | 1225.8288 | 211 | 608 | 922.3846 | 152 | 38 | 0.398
332 | 927.0974 | 801.8 | 200 | 800 | 0 | 100% | 95.4566 | 197.1624 | 197.4549 | 197.4549 | 1 | 197.1624 | 97.2132 | 660.326 | 627.1689 | 627.1689 | 627.1689 | 33.1571 | 660.326 | 124.9806 | 112.6926 | 112.6926 | 112.6926 | 12.288 | 124.9806 | 0 | 0 | 0 | 0 | 0 | 0 | 0 | 0 | 0 | 120.6209 | 97.1102 | 97.1102 | 97.1102 | 23.5107 | 120.6209 | 3333.2035 | 3333.2035 | 1534.3871 | 1534.3871 | 1608.5022 | 1608.5022 | 0 | 0 | 190.3141 | 190.3141 | 231615362.0009 | 1343582557.1777 | 127976478.1921 | 0 | 1703.1744 | 64.0825 | 0 | 0 | 0 | 1297.9364 | 211 | 608 | 922.3846 | 152 | 38 | 0.39558
333 | 978.6028 | 801.8 | 200 | 800 | 0 | 100% | 95.5936 | 201.9752 | 202.2786 | 202.2786 | 1 | 201.9752 | 97.2732 | 691.0384 | 656.3366 | 656.3366 | 656.3366 | 34.7018 | 691.0384 | 124.9707 | 112.6828 | 112.6828 | 112.6828 | 12.2879 | 124.9707 | 0 | 0 | 0 | 0 | 0 | 0 | 0 | 0 | 0 | 121.367 | 97.7045 | 97.7045 | 97.7045 | 23.6625 | 121.367 | 3418.1834 | 3418.1834 | 1619.5059 | 1619.5059 | 1608.3781 | 1608.3781 | 0 | 0 | 190.2994 | 190.2994 | 233555263.3672 | 1343597526.8462 | 127074458.9328 | 0 | 1704.2272 | 64.804 | 0 | 0 | 0 | 1370.044 | 211 | 608 | 922.3846 | 152 | 38 | 0.3928
334 | 1030.1083 | 801.8 | 200 | 800 | 0 | 100% | 95.7306 | 206.8022 | 207.1039 | 207.1039 | 1 | 206.8022 | 97.325 | 721.7375 | 685.4915 | 685.4915 | 685.4915 | 36.246 | 721.7375 | 124.9611 | 112.6733 | 112.6733 | 112.6733 | 12.2878 | 124.9611 | 0 | 0 | 0 | 0 | 0 | 0 | 0 | 0 | 0 | 122.1278 | 98.3082 | 98.3082 | 98.3082 | 23.8196 | 122.1278 | 3503.1635 | 3503.1635 | 1704.618 | 1704.618 | 1608.2601 | 1608.2601 | 0 | 0 | 190.2854 | 190.2854 | 235301020.8791 | 1343613924.8209 | 126218633.9588 | 0 | 1705.1336 | 65.4991 | 0 | 0 | 0 | 1442.1516 | 211 | 608 | 922.3846 | 152 | 38 | 0.39016
335 | 20.6022 | 851.2 | 200 | 800 | 0 | 100% | 82.1347 | 128.1294 | 128.082 | 128.082 | 1 | 128.1294 | 88.2123 | 181.4277 | 172.3372 | 172.3372 | 172.3372 | 9.0905 | 181.4277 | 131.5767 | 118.6666 | 118.6666 | 118.6666 | 12.9101 | 131.5767 | 0 | 0 | 0 | 0 | 0 | 0 | 0 | 0 | 0 | 93.8473 | 75.8804 | 75.8804 | 75.8804 | 17.9669 | 93.8473 | 1936.4045 | 1936.4045 | 34.1749 | 34.1749 | 1711.4832 | 1711.4832 | 0 | 0 | 190.7464 | 190.7464 | 19257765.972 | 1357624903.9926 | 168596967.981 | 0 | 1545.4796 | 51.0712 | 0 | 0 | 0 | 28.843 | 224 | 608 | 922.3846 | 152 | 38 | 0.52053
336 | 51.5054 | 851.2 | 200 | 800 | 0 | 100% | 83.5845 | 129.6001 | 129.5938 | 129.5938 | 1 | 129.6001 | 89.4665 | 186.9681 | 177.5987 | 177.5987 | 177.5987 | 9.3693 | 186.9681 | 131.5567 | 118.6469 | 118.6469 | 118.6469 | 12.9098 | 131.5567 | 0 | 0 | 0 | 0 | 0 | 0 | 0 | 0 | 0 | 96.8356 | 78.2871 | 78.2871 | 78.2871 | 18.5485 | 96.8356 | 1987.3876 | 1987.3876 | 85.4254 | 85.4254 | 1711.2426 | 1711.2426 | 0 | 0 | 190.7196 | 190.7196 | 46682040.2409 | 1357660512.7583 | 163110145.4941 | 0 | 1567.4527 | 51.3102 | 0 | 0 | 0 | 72.1076 | 224 | 608 | 922.3846 | 152 | 38 | 0.50371
337 | 154.5162 | 851.2 | 200 | 800 | 0 | 100% | 88.0023 | 135.2688 | 135.3823 | 135.3823 | 1 | 135.2688 | 92.8528 | 213.5559 | 202.85 | 202.85 | 202.85 | 10.7059 | 213.5559 | 131.4966 | 118.5879 | 118.5879 | 118.5879 | 12.9088 | 131.4966 | 0 | 0 | 0 | 0 | 0 | 0 | 0 | 0 | 0 | 106.4762 | 86.0115 | 86.0115 | 86.0115 | 20.4647 | 106.4762 | 2157.3335 | 2157.3335 | 256.1686 | 256.1686 | 1710.5253 | 1710.5253 | 0 | 0 | 190.6396 | 190.6396 | 121890090.9523 | 1357769507.7965 | 147122033.9293 | 0 | 1626.7816 | 52.4499 | 0 | 0 | 0 | 216.3227 | 224 | 608 | 922.3846 | 152 | 38 | 0.45465
338 | 206.0217 | 851.2 | 200 | 800 | 0 | 100% | 90.0913 | 138.8722 | 139.0065 | 139.0065 | 1 | 138.8722 | 93.8671 | 235.2406 | 223.4455 | 223.4455 | 223.4455 | 11.7951 | 235.2406 | 131.4709 | 118.5625 | 118.5625 | 118.5625 | 12.9084 | 131.4709 | 0 | 0 | 0 | 0 | 0 | 0 | 0 | 0 | 0 | 111.3665 | 89.9178 | 89.9178 | 89.9178 | 21.4487 | 111.3665 | 2242.3078 | 2242.3078 | 341.4949 | 341.4949 | 1710.2085 | 1710.2085 | 0 | 0 | 190.6043 | 190.6043 | 146579869.5909 | 1357813373.7932 | 140158607.0962 | 0 | 1644.5519 | 53.3065 | 0 | 0 | 0 | 288.4303 | 224 | 608 | 922.3846 | 152 | 38 | 0.43324
339 | 257.5271 | 851.2 | 200 | 800 | 0 | 100% | 91.0731 | 142.8802 | 143.017 | 143.017 | 1 | 142.8802 | 94.5925 | 265.8033 | 252.4735 | 252.4735 | 252.4735 | 13.3297 | 265.8033 | 131.4479 | 118.5398 | 118.5398 | 118.5398 | 12.9081 | 131.4479 | 0 | 0 | 0 | 0 | 0 | 0 | 0 | 0 | 0 | 113.2264 | 91.3795 | 91.3795 | 91.3795 | 21.8469 | 113.2264 | 2327.2828 | 2327.2828 | 426.7956 | 426.7956 | 1709.9156 | 1709.9156 | 0 | 0 | 190.5717 | 190.5717 | 161420812.333 | 1357835316.4531 | 138004547.9796 | 0 | 1657.2607 | 54.2481 | 0 | 0 | 0 | 360.5379 | 224 | 608 | 922.3846 | 152 | 38 | 0.42664
340 | 309.0325 | 851.2 | 200 | 800 | 0 | 100% | 91.9863 | 147.0606 | 147.2225 | 147.2225 | 1 | 147.0606 | 95.1634 | 297.4974 | 282.576 | 282.576 | 282.576 | 14.9214 | 297.4974 | 131.4297 | 118.5215 | 118.5215 | 118.5215 | 12.9082 | 131.4297 | 0 | 0 | 0 | 0 | 0 | 0 | 0 | 0 | 0 | 114.1525 | 92.0961 | 92.0961 | 92.0961 | 22.0564 | 114.1525 | 2412.2585 | 2412.2585 | 512.0733 | 512.0733 | 1709.6438 | 1709.6438 | 0 | 0 | 190.5414 | 190.5414 | 172772665.7555 | 1357827835.1415 | 136661741.2414 | 0 | 1667.2622 | 55.2104 | 0 | 0 | 0 | 432.6455 | 224 | 608 | 922.3846 | 152 | 38 | 0.42255
341 | 360.5379 | 851.2 | 200 | 800 | 0 | 100% | 92.7626 | 151.3967 | 151.5696 | 151.5696 | 1 | 151.3967 | 95.5925 | 329.6871 | 313.1489 | 313.1489 | 313.1489 | 16.5382 | 329.6871 | 131.4138 | 118.5055 | 118.5055 | 118.5055 | 12.9083 | 131.4138 | 0 | 0 | 0 | 0 | 0 | 0 | 0 | 0 | 0 | 114.8554 | 92.5851 | 92.5851 | 92.5851 | 22.2703 | 114.8554 | 2497.2347 | 2497.2347 | 597.3305 | 597.3305 | 1709.391 | 1709.391 | 0 | 0 | 190.5132 | 190.5132 | 181561100.9107 | 1357801778.4085 | 135417270.5911 | 0 | 1674.7801 | 56.1875 | 0 | 0 | 0 | 504.753 | 224 | 608 | 922.3846 | 152 | 38 | 0.41872
342 | 412.0433 | 851.2 | 200 | 800 | 0 | 100% | 93.3219 | 155.8671 | 156.0494 | 156.0494 | 1 | 155.8671 | 95.926 | 362.1309 | 343.9628 | 343.9628 | 343.9628 | 18.1681 | 362.1309 | 131.3983 | 118.4898 | 118.4898 | 118.4898 | 12.9084 | 131.3983 | 0 | 0 | 0 | 0 | 0 | 0 | 0 | 0 | 0 | 115.7816 | 93.3108 | 93.3108 | 93.3108 | 22.4708 | 115.7816 | 2582.2114 | 2582.2114 | 682.5692 | 682.5692 | 1709.1553 | 1709.1553 | 0 | 0 | 190.487 | 190.487 | 188637110.6445 | 1357805357.2745 | 134181460.5841 | 0 | 1680.6239 | 57.1577 | 0 | 0 | 0 | 576.8606 | 224 | 608 | 922.3846 | 152 | 38 | 0.41491
343 | 463.5487 | 851.2 | 200 | 800 | 0 | 100% | 93.6986 | 160.4152 | 160.6083 | 160.6083 | 1 | 160.4152 | 96.2004 | 394.9283 | 375.1123 | 375.1123 | 375.1123 | 19.816 | 394.9283 | 131.3809 | 118.4727 | 118.4727 | 118.4727 | 12.9082 | 131.3809 | 0 | 0 | 0 | 0 | 0 | 0 | 0 | 0 | 0 | 116.5577 | 93.9139 | 93.9139 | 93.9139 | 22.6438 | 116.5577 | 2667.1887 | 2667.1887 | 767.7914 | 767.7914 | 1708.9349 | 1708.9349 | 0 | 0 | 190.4624 | 190.4624 | 194405998.3025 | 1357828106.2142 | 133197584.207 | 0 | 1685.4317 | 58.1048 | 0 | 0 | 0 | 648.9682 | 224 | 608 | 922.3846 | 152 | 38 | 0.41188
344 | 515.0541 | 851.2 | 200 | 800 | 0 | 100% | 94.1553 | 164.9791 | 165.1859 | 165.1859 | 1 | 164.9791 | 96.4569 | 427.5192 | 406.0655 | 406.0655 | 406.0655 | 21.4537 | 427.5192 | 131.3648 | 118.4567 | 118.4567 | 118.4567 | 12.908 | 131.3648 | 0 | 0 | 0 | 0 | 0 | 0 | 0 | 0 | 0 | 117.0048 | 94.2509 | 94.2509 | 94.2509 | 22.7539 | 117.0048 | 2752.1663 | 2752.1663 | 852.9985 | 852.9985 | 1708.7284 | 1708.7284 | 0 | 0 | 190.4394 | 190.4394 | 199423352.7601 | 1357847376.5875 | 132654154.0403 | 0 | 1689.9249 | 59.0129 | 0 | 0 | 0 | 721.0758 | 224 | 608 | 922.3846 | 152 | 38 | 0.4102
345 | 566.5595 | 851.2 | 200 | 800 | 0 | 100% | 94.4292 | 169.5829 | 169.8071 | 169.8071 | 1 | 169.5829 | 96.6618 | 460.0404 | 436.9522 | 436.9522 | 436.9522 | 23.0882 | 460.0404 | 131.3498 | 118.4419 | 118.4419 | 118.4419 | 12.9079 | 131.3498 | 0 | 0 | 0 | 0 | 0 | 0 | 0 | 0 | 0 | 117.4179 | 94.5677 | 94.5677 | 94.5677 | 22.8502 | 117.4179 | 2837.1443 | 2837.1443 | 938.1919 | 938.1919 | 1708.5346 | 1708.5346 | 0 | 0 | 190.4178 | 190.4178 | 203735518.517 | 1357859204.5299 | 131920801.1201 | 0 | 1693.5155 | 59.8999 | 0 | 0 | 0 | 793.1834 | 224 | 608 | 922.3846 | 152 | 38 | 0.40795
346 | 618.065 | 851.2 | 200 | 800 | 0 | 100% | 94.6461 | 174.2634 | 174.5166 | 174.5166 | 1 | 174.2634 | 96.8127 | 492.2117 | 467.5064 | 467.5064 | 467.5064 | 24.7053 | 492.2117 | 131.3378 | 118.4298 | 118.4298 | 118.4298 | 12.9079 | 131.3378 | 0 | 0 | 0 | 0 | 0 | 0 | 0 | 0 | 0 | 118.2887 | 95.2561 | 95.2561 | 95.2561 | 23.0326 | 118.2887 | 2922.1227 | 2922.1227 | 1023.3729 | 1023.3729 | 1708.3523 | 1708.3523 | 0 | 0 | 190.3975 | 190.3975 | 207670593.9088 | 1357841327.9789 | 130646044.7616 | 0 | 1696.158 | 60.7683 | 0 | 0 | 0 | 865.2909 | 224 | 608 | 922.3846 | 152 | 38 | 0.40402
347 | 669.5704 | 851.2 | 200 | 800 | 0 | 100% | 94.8288 | 178.9911 | 179.2646 | 179.2646 | 1 | 178.9911 | 96.9393 | 524.0906 | 497.7827 | 497.7827 | 497.7827 | 26.3079 | 524.0906 | 131.3279 | 118.4198 | 118.4198 | 118.4198 | 12.9081 | 131.3279 | 0 | 0 | 0 | 0 | 0 | 0 | 0 | 0 | 0 | 119.3779 | 96.1214 | 96.1214 | 96.1214 | 23.2565 | 119.3779 | 3007.1014 | 3007.1014 | 1108.5425 | 1108.5425 | 1708.1806 | 1708.1806 | 0 | 0 | 190.3783 | 190.3783 | 211221868.905 | 1357822083.5752 | 129332808.4855 | 0 | 1698.3768 | 61.6071 | 0 | 0 | 0 | 937.3985 | 224 | 608 | 922.3846 | 152 | 38 | 0.39997
348 | 721.0758 | 851.2 | 200 | 800 | 0 | 100% | 95.0571 | 183.7351 | 184.0293 | 184.0293 | 1 | 183.7351 | 97.051 | 555.6658 | 527.7704 | 527.7704 | 527.7704 | 27.8954 | 555.6658 | 131.3172 | 118.409 | 118.409 | 118.409 | 12.9082 | 131.3172 | 0 | 0 | 0 | 0 | 0 | 0 | 0 | 0 | 0 | 120.4824 | 97.0007 | 97.0007 | 97.0007 | 23.4817 | 120.4824 | 3092.0804 | 3092.0804 | 1193.7017 | 1193.7017 | 1708.0185 | 1708.0185 | 0 | 0 | 190.3603 | 190.3603 | 214482309.4514 | 1357820958.3087 | 128029976.7739 | 0 | 1700.3332 | 62.4145 | 0 | 0 | 0 | 1009.5061 | 224 | 608 | 922.3846 | 152 | 38 | 0.39596
349 | 772.5812 | 851.2 | 200 | 800 | 0 | 100% | 95.2626 | 188.4925 | 188.7853 | 188.7853 | 1 | 188.4925 | 97.152 | 587.1445 | 557.6664 | 557.6664 | 557.6664 | 29.4782 | 587.1445 | 131.3065 | 118.3983 | 118.3983 | 118.3983 | 12.9082 | 131.3065 | 0 | 0 | 0 | 0 | 0 | 0 | 0 | 0 | 0 | 121.5201 | 97.8243 | 97.8243 | 97.8243 | 23.6958 | 121.5201 | 3177.0596 | 3177.0596 | 1278.8513 | 1278.8513 | 1707.8652 | 1707.8652 | 0 | 0 | 190.3432 | 190.3432 | 217351364.5474 | 1357829249.785 | 126922590.5966 | 0 | 1702.1032 | 63.1907 | 0 | 0 | 0 | 1081.6137 | 224 | 608 | 922.3846 | 152 | 38 | 0.39254
350 | 824.0866 | 851.2 | 200 | 800 | 0 | 100% | 95.468 | 193.2592 | 193.5493 | 193.5493 | 1 | 193.2592 | 97.2416 | 618.7355 | 587.6688 | 587.6688 | 587.6688 | 31.0667 | 618.7355 | 131.2953 | 118.3872 | 118.3872 | 118.3872 | 12.9081 | 131.2953 | 0 | 0 | 0 | 0 | 0 | 0 | 0 | 0 | 0 | 122.4196 | 98.5365 | 98.5365 | 98.5365 | 23.8831 | 122.4196 | 3262.0391 | 3262.0391 | 1363.9921 | 1363.9921 | 1707.72 | 1707.72 | 0 | 0 | 190.327 | 190.327 | 219879782.523 | 1357843649.0608 | 125948568.2702 | 0 | 1703.672 | 63.9382 | 0 | 0 | 0 | 1153.7213 | 224 | 608 | 922.3846 | 152 | 38 | 0.38954
351 | 875.592 | 851.2 | 200 | 800 | 0 | 100% | 95.5936 | 198.0432 | 198.3329 | 198.3329 | 1 | 198.0432 | 97.3143 | 650.502 | 617.8378 | 617.8378 | 617.8378 | 32.6642 | 650.502 | 131.2844 | 118.3765 | 118.3765 | 118.3765 | 12.9079 | 131.2844 | 0 | 0 | 0 | 0 | 0 | 0 | 0 | 0 | 0 | 123.2541 | 99.1986 | 99.1986 | 99.1986 | 24.0555 | 123.2541 | 3347.0189 | 3347.0189 | 1449.1248 | 1449.1248 | 1707.5824 | 1707.5824 | 0 | 0 | 190.3117 | 190.3117 | 222099049.3816 | 1357860797.7545 | 124986908.6979 | 0 | 1704.9468 | 64.6607 | 0 | 0 | 0 | 1225.8288 | 224 | 608 | 922.3846 | 152 | 38 | 0.38658
352 | 927.0974 | 851.2 | 200 | 800 | 0 | 100% | 95.7534 | 202.8506 | 203.1496 | 203.1496 | 1 | 202.8506 | 97.3754 | 682.3307 | 648.0658 | 648.0658 | 648.0658 | 34.265 | 682.3307 | 131.2737 | 118.3659 | 118.3659 | 118.3659 | 12.9078 | 131.2737 | 0 | 0 | 0 | 0 | 0 | 0 | 0 | 0 | 0 | 124.1347 | 99.8992 | 99.8992 | 99.8992 | 24.2355 | 124.1347 | 3431.9988 | 3431.9988 | 1534.25 | 1534.25 | 1707.4517 | 1707.4517 | 0 | 0 | 190.2971 | 190.2971 | 224127137.4206 | 1357877611.6249 | 124012297.8569 | 0 | 1706.017 | 65.358 | 0 | 0 | 0 | 1297.9364 | 224 | 608 | 922.3846 | 152 | 38 | 0.38358
353 | 978.6028 | 851.2 | 200 | 800 | 0 | 100% | 95.8447 | 207.6787 | 207.9899 | 207.9899 | 1 | 207.6787 | 97.4257 | 714.0542 | 678.1937 | 678.1937 | 678.1937 | 35.8605 | 714.0542 | 131.2636 | 118.3559 | 118.3559 | 118.3559 | 12.9076 | 131.2636 | 0 | 0 | 0 | 0 | 0 | 0 | 0 | 0 | 0 | 125.1029 | 100.6708 | 100.6708 | 100.6708 | 24.4321 | 125.1029 | 3516.979 | 3516.979 | 1619.3683 | 1619.3683 | 1707.3274 | 1707.3274 | 0 | 0 | 190.2832 | 190.2832 | 226019023.4103 | 1357892518.2088 | 122986397.0673 | 0 | 1706.8979 | 66.0312 | 0 | 0 | 0 | 1370.044 | 224 | 608 | 922.3846 | 152 | 38 | 0.38042
354 | 1030.1083 | 851.2 | 200 | 800 | 0 | 100% | 95.9361 | 212.5165 | 212.8183 | 212.8183 | 1 | 212.5165 | 97.4709 | 745.7602 | 708.3049 | 708.3049 | 708.3049 | 37.4553 | 745.7602 | 131.2542 | 118.3467 | 118.3467 | 118.3467 | 12.9075 | 131.2542 | 0 | 0 | 0 | 0 | 0 | 0 | 0 | 0 | 0 | 126.0414 | 101.4172 | 101.4172 | 101.4172 | 24.6243 | 126.0414 | 3601.9593 | 3601.9593 | 1704.4801 | 1704.4801 | 1707.2091 | 1707.2091 | 0 | 0 | 190.2701 | 190.2701 | 227699272.0561 | 1357901410.2328 | 122089341.8782 | 0 | 1707.69 | 66.6798 | 0 | 0 | 0 | 1442.1516 | 224 | 608 | 922.3846 | 152 | 38 | 0.37765
355 | 20.6022 | 900.6 | 200 | 800 | 0 | 100% | 83.2648 | 133.8341 | 133.7796 | 133.7796 | 1 | 133.8341 | 88.8464 | 186.8683 | 177.5029 | 177.5029 | 177.5029 | 9.3654 | 186.8683 | 137.8702 | 124.3393 | 124.3393 | 124.3393 | 13.5308 | 137.8702 | 0 | 0 | 0 | 0 | 0 | 0 | 0 | 0 | 0 | 94.3551 | 76.2693 | 76.2693 | 76.2693 | 18.0858 | 94.3551 | 2035.1907 | 2035.1907 | 34.1659 | 34.1659 | 1810.3291 | 1810.3291 | 0 | 0 | 190.6957 | 190.6957 | 18695049.8613 | 1370518015.5591 | 167375193.166 | 0 | 1556.5883 | 53.4106 | 0 | 0 | 0 | 28.843 | 237 | 608 | 922.3846 | 152 | 38 | 0.51702
356 | 51.5054 | 900.6 | 200 | 800 | 0 | 100% | 84.6119 | 135.2701 | 135.2546 | 135.2546 | 1 | 135.2701 | 90.0671 | 192.0321 | 182.4067 | 182.4067 | 182.4067 | 9.6254 | 192.0321 | 137.8494 | 124.3191 | 124.3191 | 124.3191 | 13.5304 | 137.8494 | 0 | 0 | 0 | 0 | 0 | 0 | 0 | 0 | 0 | 97.3706 | 78.6979 | 78.6979 | 78.6979 | 18.6727 | 97.3706 | 2086.1744 | 2086.1744 | 85.4038 | 85.4038 | 1810.0991 | 1810.0991 | 0 | 0 | 190.6715 | 190.6715 | 45434836.8537 | 1370569273.7352 | 161971142.9944 | 0 | 1577.9753 | 53.6124 | 0 | 0 | 0 | 72.1076 | 237 | 608 | 922.3846 | 152 | 38 | 0.50046
357 | 154.5162 | 900.6 | 200 | 800 | 0 | 100% | 88.71 | 140.999 | 141.1065 | 141.1065 | 1 | 140.999 | 93.2469 | 220.1578 | 209.1186 | 209.1186 | 209.1186 | 11.0392 | 220.1578 | 137.7929 | 124.2634 | 124.2634 | 124.2634 | 13.5294 | 137.7929 | 0 | 0 | 0 | 0 | 0 | 0 | 0 | 0 | 0 | 107.9514 | 87.1767 | 87.1767 | 87.1767 | 20.7747 | 107.9514 | 2256.1224 | 2256.1224 | 256.1138 | 256.1138 | 1809.4097 | 1809.4097 | 0 | 0 | 190.5989 | 190.5989 | 118197843.8267 | 1370661056.8769 | 144826333.7605 | 0 | 1633.6852 | 54.6676 | 0 | 0 | 0 | 216.3227 | 237 | 608 | 922.3846 | 152 | 38 | 0.4478
358 | 206.0217 | 900.6 | 200 | 800 | 0 | 100% | 90.5251 | 144.6133 | 144.7434 | 144.7434 | 1 | 144.6133 | 94.2024 | 242.736 | 230.5628 | 230.5628 | 230.5628 | 12.1732 | 242.736 | 137.7694 | 124.2402 | 124.2402 | 124.2402 | 13.5292 | 137.7694 | 0 | 0 | 0 | 0 | 0 | 0 | 0 | 0 | 0 | 113.0994 | 91.2866 | 91.2866 | 91.2866 | 21.8129 | 113.0994 | 2341.0975 | 2341.0975 | 341.4273 | 341.4273 | 1809.1035 | 1809.1035 | 0 | 0 | 190.5666 | 190.5666 | 142021218.3843 | 1370684702.7685 | 137719682.3631 | 0 | 1650.4256 | 55.4497 | 0 | 0 | 0 | 288.4303 | 237 | 608 | 922.3846 | 152 | 38 | 0.42595
359 | 257.5271 | 900.6 | 200 | 800 | 0 | 100% | 91.5753 | 148.5848 | 148.7187 | 148.7187 | 1 | 148.5848 | 94.9042 | 274.2004 | 260.4472 | 260.4472 | 260.4472 | 13.7532 | 274.2004 | 137.7488 | 124.2197 | 124.2197 | 124.2197 | 13.5291 | 137.7488 | 0 | 0 | 0 | 0 | 0 | 0 | 0 | 0 | 0 | 114.8056 | 92.5797 | 92.5797 | 92.5797 | 22.226 | 114.8056 | 2426.0733 | 2426.0733 | 426.7171 | 426.7171 | 1808.8194 | 1808.8194 | 0 | 0 | 190.5367 | 190.5367 | 156465946.381 | 1370693210.041 | 135561872.8041 | 0 | 1662.721 | 56.3004 | 0 | 0 | 0 | 360.5379 | 237 | 608 | 922.3846 | 152 | 38 | 0.41935
360 | 309.0325 | 900.6 | 200 | 800 | 0 | 100% | 92.4429 | 152.7733 | 152.9325 | 152.9325 | 1 | 152.7733 | 95.4405 | 306.8067 | 291.4159 | 291.4159 | 291.4159 | 15.3908 | 306.8067 | 137.7329 | 124.2036 | 124.2036 | 124.2036 | 13.5293 | 137.7329 | 0 | 0 | 0 | 0 | 0 | 0 | 0 | 0 | 0 | 116.0257 | 93.529 | 93.529 | 93.529 | 22.4967 | 116.0257 | 2511.0496 | 2511.0496 | 511.9857 | 511.9857 | 1808.555 | 1808.555 | 0 | 0 | 190.5088 | 190.5088 | 167517661.1656 | 1370664180.3755 | 133935691.8085 | 0 | 1672.1175 | 57.1811 | 0 | 0 | 0 | 432.6455 | 237 | 608 | 922.3846 | 152 | 38 | 0.41436
361 | 360.5379 | 900.6 | 200 | 800 | 0 | 100% | 93.0936 | 157.1318 | 157.3026 | 157.3026 | 1 | 157.1318 | 95.843 | 339.9574 | 322.9014 | 322.9014 | 322.9014 | 17.056 | 339.9574 | 137.7173 | 124.1878 | 124.1878 | 124.1878 | 13.5295 | 137.7173 | 0 | 0 | 0 | 0 | 0 | 0 | 0 | 0 | 0 | 117.1996 | 94.4478 | 94.4478 | 94.4478 | 22.7518 | 117.1996 | 2596.0264 | 2596.0264 | 597.2352 | 597.2352 | 1808.3083 | 1808.3083 | 0 | 0 | 190.4828 | 190.4828 | 176052632.2692 | 1370655708.9742 | 132461235.3341 | 0 | 1679.1696 | 58.0764 | 0 | 0 | 0 | 504.753 | 237 | 608 | 922.3846 | 152 | 38 | 0.40982
362 | 412.0433 | 900.6 | 200 | 800 | 0 | 100% | 93.653 | 161.5996 | 161.7785 | 161.7785 | 1 | 161.5996 | 96.1603 | 373.417 | 354.68 | 354.68 | 354.68 | 18.737 | 373.417 | 137.7017 | 124.1722 | 124.1722 | 124.1722 | 13.5295 | 137.7017 | 0 | 0 | 0 | 0 | 0 | 0 | 0 | 0 | 0 | 118.2555 | 95.275 | 95.275 | 95.275 | 22.9806 | 118.2555 | 2681.0037 | 2681.0037 | 682.4675 | 682.4675 | 1808.0777 | 1808.0777 | 0 | 0 | 190.4586 | 190.4586 | 182905169.4977 | 1370660483.6976 | 131163672.9905 | 0 | 1684.7293 | 58.9641 | 0 | 0 | 0 | 576.8606 | 237 | 608 | 922.3846 | 152 | 38 | 0.40582
363 | 463.5487 | 900.6 | 200 | 800 | 0 | 100% | 94.1324 | 166.1358 | 166.3264 | 166.3264 | 1 | 166.1358 | 96.4301 | 407.2069 | 386.7722 | 386.7722 | 386.7722 | 20.4348 | 407.2069 | 137.6848 | 124.1555 | 124.1555 | 124.1555 | 13.5293 | 137.6848 | 0 | 0 | 0 | 0 | 0 | 0 | 0 | 0 | 0 | 119.0685 | 95.9061 | 95.9061 | 95.9061 | 23.1624 | 119.0685 | 2765.9814 | 2765.9814 | 767.6841 | 767.6841 | 1807.8615 | 1807.8615 | 0 | 0 | 190.4358 | 190.4358 | 188531125.9113 | 1370682013.1086 | 130242666.7433 | 0 | 1689.4558 | 59.8288 | 0 | 0 | 0 | 648.9682 | 237 | 608 | 922.3846 | 152 | 38 | 0.40299
364 | 515.0541 | 900.6 | 200 | 800 | 0 | 100% | 94.5434 | 170.691 | 170.8959 | 170.8959 | 1 | 170.691 | 96.6716 | 440.7961 | 418.6734 | 418.6734 | 418.6734 | 22.1227 | 440.7961 | 137.6691 | 124.14 | 124.14 | 124.14 | 13.5291 | 137.6691 | 0 | 0 | 0 | 0 | 0 | 0 | 0 | 0 | 0 | 119.567 | 96.2873 | 96.2873 | 96.2873 | 23.2797 | 119.567 | 2850.9595 | 2850.9595 | 852.8866 | 852.8866 | 1807.6585 | 1807.6585 | 0 | 0 | 190.4144 | 190.4144 | 193390110.1406 | 1370696775.6699 | 129600193.7262 | 0 | 1693.6871 | 60.6647 | 0 | 0 | 0 | 721.0758 | 237 | 608 | 922.3846 | 152 | 38 | 0.40101
365 | 566.5595 | 900.6 | 200 | 800 | 0 | 100% | 94.7032 | 175.3178 | 175.5413 | 175.5413 | 1 | 175.3178 | 96.8535 | 474.3399 | 450.5313 | 450.5313 | 450.5313 | 23.8086 | 474.3399 | 137.6558 | 124.1267 | 124.1267 | 124.1267 | 13.5291 | 137.6558 | 0 | 0 | 0 | 0 | 0 | 0 | 0 | 0 | 0 | 120.2858 | 96.8506 | 96.8506 | 96.8506 | 23.4352 | 120.2858 | 2935.9379 | 2935.9379 | 938.0761 | 938.0761 | 1807.4675 | 1807.4675 | 0 | 0 | 190.3943 | 190.3943 | 197576340.0808 | 1370690831.558 | 128606046.4771 | 0 | 1696.8732 | 61.4869 | 0 | 0 | 0 | 793.1834 | 237 | 608 | 922.3846 | 152 | 38 | 0.39794
366 | 618.065 | 900.6 | 200 | 800 | 0 | 100% | 94.9087 | 180.0036 | 180.2547 | 180.2547 | 1 | 180.0036 | 96.9917 | 507.5073 | 482.0315 | 482.0315 | 482.0315 | 25.4758 | 507.5073 | 137.6449 | 124.1156 | 124.1156 | 124.1156 | 13.5292 | 137.6449 | 0 | 0 | 0 | 0 | 0 | 0 | 0 | 0 | 0 | 121.3122 | 97.6655 | 97.6655 | 97.6655 | 23.6467 | 121.3122 | 3020.9166 | 3020.9166 | 1023.2538 | 1023.2538 | 1807.2875 | 1807.2875 | 0 | 0 | 190.3753 | 190.3753 | 201384778.9737 | 1370672746.234 | 127236196.6083 | 0 | 1699.2937 | 62.2899 | 0 | 0 | 0 | 865.2909 | 237 | 608 | 922.3846 | 152 | 38 | 0.39372
367 | 669.5704 | 900.6 | 200 | 800 | 0 | 100% | 95.1484 | 184.7226 | 184.9959 | 184.9959 | 1 | 184.7226 | 97.114 | 540.4145 | 513.2844 | 513.2844 | 513.2844 | 27.1301 | 540.4145 | 137.634 | 124.1047 | 124.1047 | 124.1047 | 13.5293 | 137.634 | 0 | 0 | 0 | 0 | 0 | 0 | 0 | 0 | 0 | 122.4267 | 98.5498 | 98.5498 | 98.5498 | 23.8769 | 122.4267 | 3105.8957 | 3105.8957 | 1108.4207 | 1108.4207 | 1807.1175 | 1807.1175 | 0 | 0 | 190.3574 | 190.3574 | 204823002.7176 | 1370666711.9923 | 125948392.8885 | 0 | 1701.4381 | 63.0639 | 0 | 0 | 0 | 937.3985 | 237 | 608 | 922.3846 | 152 | 38 | 0.38975
368 | 721.0758 | 900.6 | 200 | 800 | 0 | 100% | 95.3539 | 189.4639 | 189.7569 | 189.7569 | 1 | 189.4639 | 97.2189 | 572.9625 | 544.196 | 544.196 | 544.196 | 28.7665 | 572.9625 | 137.6228 | 124.0935 | 124.0935 | 124.0935 | 13.5293 | 137.6228 | 0 | 0 | 0 | 0 | 0 | 0 | 0 | 0 | 0 | 123.6212 | 99.5009 | 99.5009 | 99.5009 | 24.1203 | 123.6212 | 3190.875 | 3190.875 | 1193.5777 | 1193.5777 | 1806.9568 | 1806.9568 | 0 | 0 | 190.3405 | 190.3405 | 207983450.4006 | 1370674989.5373 | 124616270.0851 | 0 | 1703.2747 | 63.8115 | 0 | 0 | 0 | 1009.5061 | 237 | 608 | 922.3846 | 152 | 38 | 0.38565
369 | 772.5812 | 900.6 | 200 | 800 | 0 | 100% | 95.5708 | 194.2157 | 194.5076 | 194.5076 | 1 | 194.2157 | 97.3138 | 605.4773 | 575.0759 | 575.0759 | 575.0759 | 30.4014 | 605.4773 | 137.6114 | 124.0822 | 124.0822 | 124.0822 | 13.5292 | 137.6114 | 0 | 0 | 0 | 0 | 0 | 0 | 0 | 0 | 0 | 124.6977 | 100.3553 | 100.3553 | 100.3553 | 24.3424 | 124.6977 | 3275.8545 | 3275.8545 | 1278.7255 | 1278.7255 | 1806.8046 | 1806.8046 | 0 | 0 | 190.3244 | 190.3244 | 210742749.482 | 1370691409.6564 | 123503492.7852 | 0 | 1704.9377 | 64.5313 | 0 | 0 | 0 | 1081.6137 | 237 | 608 | 922.3846 | 152 | 38 | 0.38222
370 | 824.0866 | 900.6 | 200 | 800 | 0 | 100% | 95.6735 | 198.9873 | 199.2774 | 199.2774 | 1 | 198.9873 | 97.3892 | 638.1213 | 606.0784 | 606.0784 | 606.0784 | 32.0429 | 638.1213 | 137.5997 | 124.0707 | 124.0707 | 124.0707 | 13.529 | 137.5997 | 0 | 0 | 0 | 0 | 0 | 0 | 0 | 0 | 0 | 125.7199 | 101.1678 | 101.1678 | 101.1678 | 24.5521 | 125.7199 | 3360.8343 | 3360.8343 | 1363.8649 | 1363.8649 | 1806.6602 | 1806.6602 | 0 | 0 | 190.3092 | 190.3092 | 213161781.2837 | 1370713766.1056 | 122383866.5507 | 0 | 1706.2594 | 65.2287 | 0 | 0 | 0 | 1153.7213 | 237 | 608 | 922.3846 | 152 | 38 | 0.37877
371 | 875.592 | 900.6 | 200 | 800 | 0 | 100% | 95.8219 | 203.7852 | 204.0797 | 204.0797 | 1 | 203.7852 | 97.4525 | 670.9501 | 637.2563 | 637.2563 | 637.2563 | 33.6938 | 670.9501 | 137.5884 | 124.0595 | 124.0595 | 124.0595 | 13.5288 | 137.5884 | 0 | 0 | 0 | 0 | 0 | 0 | 0 | 0 | 0 | 126.7477 | 101.9857 | 101.9857 | 101.9857 | 24.762 | 126.7477 | 3445.8143 | 3445.8143 | 1448.9964 | 1448.9964 | 1806.5231 | 1806.5231 | 0 | 0 | 190.2948 | 190.2948 | 215314252.8691 | 1370728571.5778 | 121324696.9058 | 0 | 1707.3675 | 65.9024 | 0 | 0 | 0 | 1225.8288 | 237 | 608 | 922.3846 | 152 | 38 | 0.37551
372 | 927.0974 | 900.6 | 200 | 800 | 0 | 100% | 95.9703 | 208.5992 | 208.9061 | 208.9061 | 1 | 208.5992 | 97.5102 | 703.7176 | 668.3758 | 668.3758 | 668.3758 | 35.3418 | 703.7176 | 137.5783 | 124.0495 | 124.0495 | 124.0495 | 13.5287 | 137.5783 | 0 | 0 | 0 | 0 | 0 | 0 | 0 | 0 | 0 | 127.7883 | 102.8158 | 102.8158 | 102.8158 | 24.9725 | 127.7883 | 3530.7944 | 3530.7944 | 1534.1207 | 1534.1207 | 1806.3926 | 1806.3926 | 0 | 0 | 190.2811 | 190.2811 | 217319085.2294 | 1370737597.5973 | 120322196.4594 | 0 | 1708.3789 | 66.5516 | 0 | 0 | 0 | 1297.9364 | 237 | 608 | 922.3846 | 152 | 38 | 0.37242
373 | 978.6028 | 900.6 | 200 | 800 | 0 | 100% | 96.0845 | 213.4236 | 213.7369 | 213.7369 | 1 | 213.4236 | 97.5578 | 736.3576 | 699.3741 | 699.3741 | 699.3741 | 36.9834 | 736.3576 | 137.5689 | 124.0402 | 124.0402 | 124.0402 | 13.5286 | 137.5689 | 0 | 0 | 0 | 0 | 0 | 0 | 0 | 0 | 0 | 128.8257 | 103.6414 | 103.6414 | 103.6414 | 25.1843 | 128.8257 | 3615.7748 | 3615.7748 | 1619.2384 | 1619.2384 | 1806.2685 | 1806.2685 | 0 | 0 | 190.268 | 190.268 | 219160056.8255 | 1370746587.4567 | 119306770.9161 | 0 | 1709.2134 | 67.1791 | 0 | 0 | 0 | 1370.044 | 237 | 608 | 922.3846 | 152 | 38 | 0.36929
374 | 1030.1083 | 900.6 | 200 | 800 | 0 | 100% | 96.21 | 218.2538 | 218.5552 | 218.5552 | 1 | 218.2538 | 97.6005 | 769.0683 | 730.4396 | 730.4396 | 730.4396 | 38.6287 | 769.0683 | 137.5599 | 124.0313 | 124.0313 | 124.0313 | 13.5286 | 137.5599 | 0 | 0 | 0 | 0 | 0 | 0 | 0 | 0 | 0 | 129.7737 | 104.3947 | 104.3947 | 104.3947 | 25.3791 | 129.7737 | 3700.7553 | 3700.7553 | 1704.3497 | 1704.3497 | 1806.1501 | 1806.1501 | 0 | 0 | 190.2555 | 190.2555 | 220774420.1402 | 1370755315.9173 | 118431329.8971 | 0 | 1709.9611 | 67.7845 | 0 | 0 | 0 | 1442.1516 | 237 | 608 | 922.3846 | 152 | 38 | 0.36659
375 | 20.6022 | 950 | 200 | 800 | 0 | 100% | 84.1438 | 139.562 | 139.4974 | 139.4974 | 1 | 139.562 | 89.4223 | 191.7665 | 182.1534 | 182.1534 | 182.1534 | 9.6131 | 191.7665 | 144.1559 | 130.0051 | 130.0051 | 130.0051 | 14.1508 | 144.1559 | 0 | 0 | 0 | 0 | 0 | 0 | 0 | 0 | 0 | 94.998 | 76.7712 | 76.7712 | 76.7712 | 18.2268 | 94.998 | 2133.9781 | 2133.9781 | 34.1576 | 34.1576 | 1909.1706 | 1909.1706 | 0 | 0 | 190.6499 | 190.6499 | 18213646.5229 | 1382356624.2532 | 166108006.8791 | 0 | 1566.6783 | 55.5371 | 0 | 0 | 0 | 28.843 | 250 | 608 | 922.3846 | 152 | 38 | 0.51337
376 | 51.5054 | 950 | 200 | 800 | 0 | 100% | 85.5137 | 140.9851 | 140.9595 | 140.9595 | 1 | 140.9851 | 90.594 | 197.0876 | 187.2067 | 187.2067 | 187.2067 | 9.8809 | 197.0876 | 144.1359 | 129.9856 | 129.9856 | 129.9856 | 14.1503 | 144.1359 | 0 | 0 | 0 | 0 | 0 | 0 | 0 | 0 | 0 | 98.1409 | 79.3026 | 79.3026 | 79.3026 | 18.8383 | 98.1409 | 2184.9625 | 2184.9625 | 85.3843 | 85.3843 | 1908.9503 | 1908.9503 | 0 | 0 | 190.6279 | 190.6279 | 44247269.3588 | 1382406495.4858 | 160552768.8228 | 0 | 1587.2065 | 55.7167 | 0 | 0 | 0 | 72.1076 | 250 | 608 | 922.3846 | 152 | 38 | 0.49634
377 | 154.5162 | 950 | 200 | 800 | 0 | 100% | 89.2808 | 146.7643 | 146.8638 | 146.8638 | 1 | 146.7643 | 93.5939 | 226.8561 | 215.479 | 215.479 | 215.479 | 11.3771 | 226.8561 | 144.0847 | 129.935 | 129.935 | 129.935 | 14.1497 | 144.0847 | 0 | 0 | 0 | 0 | 0 | 0 | 0 | 0 | 0 | 109.4927 | 88.3961 | 88.3961 | 88.3961 | 21.0966 | 109.4927 | 2354.9122 | 2354.9122 | 256.0638 | 256.0638 | 1908.2868 | 1908.2868 | 0 | 0 | 190.5616 | 190.5616 | 114667622.7319 | 1382459795.6201 | 142637365.2845 | 0 | 1639.7648 | 56.6932 | 0 | 0 | 0 | 216.3227 | 250 | 608 | 922.3846 | 152 | 38 | 0.44129
378 | 206.0217 | 950 | 200 | 800 | 0 | 100% | 91.0845 | 150.3637 | 150.488 | 150.488 | 1 | 150.3637 | 94.5041 | 250.239 | 237.6873 | 237.6873 | 237.6873 | 12.5517 | 250.239 | 144.0631 | 129.9135 | 129.9135 | 129.9135 | 14.1496 | 144.0631 | 0 | 0 | 0 | 0 | 0 | 0 | 0 | 0 | 0 | 114.6307 | 92.4519 | 92.4519 | 92.4519 | 22.1788 | 114.6307 | 2439.888 | 2439.888 | 341.3654 | 341.3654 | 1907.9907 | 1907.9907 | 0 | 0 | 190.532 | 190.532 | 137748459.8658 | 1382474634.0761 | 135489536.7056 | 0 | 1655.7126 | 57.4065 | 0 | 0 | 0 | 288.4303 | 250 | 608 | 922.3846 | 152 | 38 | 0.41931
379 | 257.5271 | 950 | 200 | 800 | 0 | 100% | 92.0548 | 154.34 | 154.4684 | 154.4684 | 1 | 154.34 | 95.1782 | 282.5154 | 268.3429 | 268.3429 | 268.3429 | 14.1726 | 282.5154 | 144.0454 | 129.8957 | 129.8957 | 129.8957 | 14.1497 | 144.0454 | 0 | 0 | 0 | 0 | 0 | 0 | 0 | 0 | 0 | 116.6889 | 94.0706 | 94.0706 | 94.0706 | 22.6183 | 116.6889 | 2524.8644 | 2524.8644 | 426.645 | 426.645 | 1907.7149 | 1907.7149 | 0 | 0 | 190.5045 | 190.5045 | 151837875.4569 | 1382462416.4598 | 133221114.7921 | 0 | 1667.5214 | 58.1814 | 0 | 0 | 0 | 360.5379 | 250 | 608 | 922.3846 | 152 | 38 | 0.41237
380 | 309.0325 | 950 | 200 | 800 | 0 | 100% | 92.7511 | 158.5393 | 158.6931 | 158.6931 | 1 | 158.5393 | 95.6833 | 316.068 | 300.2102 | 300.2102 | 300.2102 | 15.8578 | 316.068 | 144.0302 | 129.8803 | 129.8803 | 129.8803 | 14.1499 | 144.0302 | 0 | 0 | 0 | 0 | 0 | 0 | 0 | 0 | 0 | 118.2159 | 95.27 | 95.27 | 95.27 | 22.9458 | 118.2159 | 2609.8413 | 2609.8413 | 511.905 | 511.905 | 1907.4576 | 1907.4576 | 0 | 0 | 190.4788 | 190.4788 | 162586749.9237 | 1382440541.3293 | 131343319.7536 | 0 | 1676.3706 | 58.9904 | 0 | 0 | 0 | 432.6455 | 250 | 608 | 922.3846 | 152 | 38 | 0.40659
381 | 360.5379 | 950 | 200 | 800 | 0 | 100% | 93.4703 | 162.8961 | 163.0623 | 163.0623 | 1 | 162.8961 | 96.0654 | 350.1392 | 332.5699 | 332.5699 | 332.5699 | 17.5693 | 350.1392 | 144.0146 | 129.8646 | 129.8646 | 129.8646 | 14.15 | 144.0146 | 0 | 0 | 0 | 0 | 0 | 0 | 0 | 0 | 0 | 119.5708 | 96.332 | 96.332 | 96.332 | 23.2389 | 119.5708 | 2694.8187 | 2694.8187 | 597.1471 | 597.1471 | 1907.2168 | 1907.2168 | 0 | 0 | 190.4547 | 190.4547 | 170913499.4827 | 1382433793.261 | 129718505.3559 | 0 | 1683.0658 | 59.812 | 0 | 0 | 0 | 504.753 | 250 | 608 | 922.3846 | 152 | 38 | 0.40158
382 | 412.0433 | 950 | 200 | 800 | 0 | 100% | 94.0525 | 167.3517 | 167.5251 | 167.5251 | 1 | 167.3517 | 96.3731 | 384.6218 | 365.3201 | 365.3201 | 365.3201 | 19.3017 | 384.6218 | 143.9984 | 129.8485 | 129.8485 | 129.8485 | 14.1499 | 143.9984 | 0 | 0 | 0 | 0 | 0 | 0 | 0 | 0 | 0 | 120.652 | 97.1782 | 97.1782 | 97.1782 | 23.4738 | 120.652 | 2779.7965 | 2779.7965 | 682.3731 | 682.3731 | 1906.9912 | 1906.9912 | 0 | 0 | 190.4322 | 190.4322 | 177550544.6263 | 1382449962.2765 | 128456093.7098 | 0 | 1688.4566 | 60.6252 | 0 | 0 | 0 | 576.8606 | 250 | 608 | 922.3846 | 152 | 38 | 0.39769
383 | 463.5487 | 950 | 200 | 800 | 0 | 100% | 94.4178 | 171.8805 | 172.0663 | 172.0663 | 1 | 171.8805 | 96.6298 | 419.4087 | 398.359 | 398.359 | 398.359 | 21.0497 | 419.4087 | 143.9817 | 129.832 | 129.832 | 129.832 | 14.1497 | 143.9817 | 0 | 0 | 0 | 0 | 0 | 0 | 0 | 0 | 0 | 121.5299 | 97.8617 | 97.8617 | 97.8617 | 23.6682 | 121.5299 | 2864.7746 | 2864.7746 | 767.5844 | 767.5844 | 1906.7792 | 1906.7792 | 0 | 0 | 190.411 | 190.411 | 183016546.0063 | 1382471325.9111 | 127466979.5069 | 0 | 1692.9549 | 61.4214 | 0 | 0 | 0 | 648.9682 | 250 | 608 | 922.3846 | 152 | 38 | 0.39464
384 | 515.0541 | 950 | 200 | 800 | 0 | 100% | 94.8174 | 176.4515 | 176.653 | 176.653 | 1 | 176.4515 | 96.8478 | 454.0696 | 431.2781 | 431.2781 | 431.2781 | 22.7916 | 454.0696 | 143.9666 | 129.8171 | 129.8171 | 129.8171 | 14.1495 | 143.9666 | 0 | 0 | 0 | 0 | 0 | 0 | 0 | 0 | 0 | 122.264 | 98.4347 | 98.4347 | 98.4347 | 23.8293 | 122.264 | 2949.7531 | 2949.7531 | 852.7823 | 852.7823 | 1906.5797 | 1906.5797 | 0 | 0 | 190.3911 | 190.3911 | 187707639.3728 | 1382480652.5052 | 126585858.6903 | 0 | 1696.7742 | 62.1973 | 0 | 0 | 0 | 721.0758 | 250 | 608 | 922.3846 | 152 | 38 | 0.39193
385 | 566.5595 | 950 | 200 | 800 | 0 | 100% | 95.1027 | 181.0767 | 181.2995 | 181.2995 | 1 | 181.0767 | 97.0201 | 488.634 | 464.1052 | 464.1052 | 464.1052 | 24.5288 | 488.634 | 143.9536 | 129.8041 | 129.8041 | 129.8041 | 14.1495 | 143.9536 | 0 | 0 | 0 | 0 | 0 | 0 | 0 | 0 | 0 | 123.0686 | 99.0674 | 99.0674 | 99.0674 | 24.0011 | 123.0686 | 3034.7319 | 3034.7319 | 937.968 | 937.968 | 1906.3916 | 1906.3916 | 0 | 0 | 190.3723 | 190.3723 | 191777397.6756 | 1382483448.1378 | 125531334.2009 | 0 | 1699.7922 | 62.9569 | 0 | 0 | 0 | 793.1834 | 250 | 608 | 922.3846 | 152 | 38 | 0.38868
386 | 618.065 | 950 | 200 | 800 | 0 | 100% | 95.3196 | 185.7602 | 186.0104 | 186.0104 | 1 | 185.7602 | 97.1519 | 522.7959 | 496.5499 | 496.5499 | 496.5499 | 26.246 | 522.7959 | 143.9417 | 129.7922 | 129.7922 | 129.7922 | 14.1495 | 143.9417 | 0 | 0 | 0 | 0 | 0 | 0 | 0 | 0 | 0 | 124.1867 | 99.955 | 99.955 | 99.955 | 24.2317 | 124.1867 | 3119.711 | 3119.711 | 1023.1424 | 1023.1424 | 1906.2139 | 1906.2139 | 0 | 0 | 190.3546 | 190.3546 | 195478258.751 | 1382475480.1428 | 124148373.0348 | 0 | 1702.1021 | 63.6995 | 0 | 0 | 0 | 865.2909 | 250 | 608 | 922.3846 | 152 | 38 | 0.38442
387 | 669.5704 | 950 | 200 | 800 | 0 | 100% | 95.4566 | 190.4775 | 190.753 | 190.753 | 1 | 190.4775 | 97.2659 | 556.6443 | 528.6967 | 528.6967 | 528.6967 | 27.9476 | 556.6443 | 143.9308 | 129.7812 | 129.7812 | 129.7812 | 14.1496 | 143.9308 | 0 | 0 | 0 | 0 | 0 | 0 | 0 | 0 | 0 | 125.4108 | 100.9303 | 100.9303 | 100.9303 | 24.4804 | 125.4108 | 3204.6903 | 3204.6903 | 1108.3066 | 1108.3066 | 1906.0459 | 1906.0459 | 0 | 0 | 190.3378 | 190.3378 | 198839163.9873 | 1382471863.2192 | 122787018.267 | 0 | 1704.098 | 64.4178 | 0 | 0 | 0 | 937.3985 | 250 | 608 | 922.3846 | 152 | 38 | 0.38022
388 | 721.0758 | 950 | 200 | 800 | 0 | 100% | 95.6507 | 195.2185 | 195.5125 | 195.5125 | 1 | 195.2185 | 97.3594 | 590.1433 | 560.5115 | 560.5115 | 560.5115 | 29.6319 | 590.1433 | 143.92 | 129.7704 | 129.7704 | 129.7704 | 14.1496 | 143.92 | 0 | 0 | 0 | 0 | 0 | 0 | 0 | 0 | 0 | 126.7041 | 101.9598 | 101.9598 | 101.9598 | 24.7443 | 126.7041 | 3289.6699 | 3289.6699 | 1193.4613 | 1193.4613 | 1905.8867 | 1905.8867 | 0 | 0 | 190.3219 | 190.3219 | 201900080.3298 | 1382479153.1833 | 121357264.5233 | 0 | 1705.7365 | 65.1138 | 0 | 0 | 0 | 1009.5061 | 250 | 608 | 922.3846 | 152 | 38 | 0.37582
389 | 772.5812 | 950 | 200 | 800 | 0 | 100% | 95.7877 | 199.978 | 200.272 | 200.272 | 1 | 199.978 | 97.4425 | 623.6809 | 592.3628 | 592.3628 | 592.3628 | 31.3182 | 623.6809 | 143.9086 | 129.7591 | 129.7591 | 129.7591 | 14.1495 | 143.9086 | 0 | 0 | 0 | 0 | 0 | 0 | 0 | 0 | 0 | 127.9265 | 102.9313 | 102.9313 | 102.9313 | 24.9952 | 127.9265 | 3374.6497 | 3374.6497 | 1278.6072 | 1278.6072 | 1905.7357 | 1905.7357 | 0 | 0 | 190.3068 | 190.3068 | 204562424.786 | 1382490098.6478 | 120140839.493 | 0 | 1707.1934 | 65.7853 | 0 | 0 | 0 | 1081.6137 | 250 | 608 | 922.3846 | 152 | 38 | 0.37207
390 | 824.0866 | 950 | 200 | 800 | 0 | 100% | 95.9589 | 204.7556 | 205.0526 | 205.0526 | 1 | 204.7556 | 97.5134 | 657.3389 | 624.3282 | 624.3282 | 624.3282 | 33.0107 | 657.3389 | 143.8978 | 129.7485 | 129.7485 | 129.7485 | 14.1494 | 143.8978 | 0 | 0 | 0 | 0 | 0 | 0 | 0 | 0 | 0 | 129.071 | 103.8422 | 103.8422 | 103.8422 | 25.2287 | 129.071 | 3459.6297 | 3459.6297 | 1363.745 | 1363.745 | 1905.5922 | 1905.5922 | 0 | 0 | 190.2925 | 190.2925 | 206924398.0057 | 1382499138.402 | 119010891.1135 | 0 | 1708.4344 | 66.4346 | 0 | 0 | 0 | 1153.7213 | 250 | 608 | 922.3846 | 152 | 38 | 0.36859
391 | 875.592 | 950 | 200 | 800 | 0 | 100% | 96.016 | 209.5539 | 209.8564 | 209.8564 | 1 | 209.5539 | 97.5714 | 691.1005 | 656.392 | 656.392 | 656.392 | 34.7085 | 691.1005 | 143.8877 | 129.7384 | 129.7384 | 129.7384 | 14.1493 | 143.8877 | 0 | 0 | 0 | 0 | 0 | 0 | 0 | 0 | 0 | 130.1922 | 104.7345 | 104.7345 | 104.7345 | 25.4577 | 130.1922 | 3544.6099 | 3544.6099 | 1448.8753 | 1448.8753 | 1905.4557 | 1905.4557 | 0 | 0 | 190.2789 | 190.2789 | 209032369.9316 | 1382508024.2224 | 117910483.1274 | 0 | 1709.4509 | 67.063 | 0 | 0 | 0 | 1225.8288 | 250 | 608 | 922.3846 | 152 | 38 | 0.3652
392 | 927.0974 | 950 | 200 | 800 | 0 | 100% | 96.1986 | 214.3632 | 214.6769 | 214.6769 | 1 | 214.3632 | 97.6265 | 724.7883 | 688.3856 | 688.3856 | 688.3856 | 36.4027 | 724.7883 | 143.8779 | 129.7287 | 129.7287 | 129.7287 | 14.1492 | 143.8779 | 0 | 0 | 0 | 0 | 0 | 0 | 0 | 0 | 0 | 131.289 | 105.6087 | 105.6087 | 105.6087 | 25.6803 | 131.289 | 3629.5903 | 3629.5903 | 1533.9986 | 1533.9986 | 1905.3258 | 1905.3258 | 0 | 0 | 190.2659 | 190.2659 | 210991819.3676 | 1382516910.0429 | 116906721.8529 | 0 | 1710.4155 | 67.6686 | 0 | 0 | 0 | 1297.9364 | 250 | 608 | 922.3846 | 152 | 38 | 0.36211
393 | 978.6028 | 950 | 200 | 800 | 0 | 100% | 96.3128 | 219.1829 | 219.4993 | 219.4993 | 1 | 219.1829 | 97.6712 | 758.4135 | 720.3195 | 720.3195 | 720.3195 | 38.0939 | 758.4135 | 143.8686 | 129.7195 | 129.7195 | 129.7195 | 14.1491 | 143.8686 | 0 | 0 | 0 | 0 | 0 | 0 | 0 | 0 | 0 | 132.3622 | 106.4629 | 106.4629 | 106.4629 | 25.8993 | 132.3622 | 3714.5708 | 3714.5708 | 1619.1155 | 1619.1155 | 1905.2019 | 1905.2019 | 0 | 0 | 190.2535 | 190.2535 | 212764055.4194 | 1382525722.3454 | 115910219.9933 | 0 | 1711.2 | 68.2551 | 0 | 0 | 0 | 1370.044 | 250 | 608 | 922.3846 | 152 | 38 | 0.35903
394 | 1030.1083 | 950 | 200 | 800 | 0 | 100% | 96.4155 | 224.0099 | 224.3198 | 224.3198 | 1 | 224.0099 | 97.7102 | 792.1269 | 752.3372 | 752.3372 | 752.3372 | 39.7896 | 792.1269 | 143.8596 | 129.7106 | 129.7106 | 129.7106 | 14.149 | 143.8596 | 0 | 0 | 0 | 0 | 0 | 0 | 0 | 0 | 0 | 133.3531 | 107.2512 | 107.2512 | 107.2512 | 26.1018 | 133.3531 | 3799.5516 | 3799.5516 | 1704.2262 | 1704.2262 | 1905.0836 | 1905.0836 | 0 | 0 | 190.2417 | 190.2417 | 214335712.3303 | 1382534505.8064 | 115013289.8103 | 0 | 1711.8835 | 68.8219 | 0 | 0 | 0 | 1442.1516 | 250 | 608 | 922.3846 | 152 | 38 | 0.35627
395 | 20.6022 | 1003.2 | 200 | 800 | 0 | 100% | 84.9429 | 145.7519 | 145.6761 | 145.6761 | 1 | 145.7519 | 89.9797 | 196.4108 | 186.5626 | 186.5626 | 186.5626 | 9.8481 | 196.4108 | 150.9188 | 136.101 | 136.101 | 136.101 | 14.8178 | 150.9188 | 0 | 0 | 0 | 0 | 0 | 0 | 0 | 0 | 0 | 95.796 | 77.3978 | 77.3978 | 77.3978 | 18.3982 | 95.796 | 2240.3659 | 2240.3659 | 34.1496 | 34.1496 | 2015.6111 | 2015.6111 | 0 | 0 | 190.6051 | 190.6051 | 17778139.4447 | 1394059243.3622 | 164607620.9174 | 0 | 1576.445 | 57.6239 | 0 | 0 | 0 | 28.843 | 264 | 608 | 922.3846 | 152 | 38 | 0.50895
396 | 51.5054 | 1003.2 | 200 | 800 | 0 | 100% | 86.1073 | 147.1944 | 147.1577 | 147.1577 | 1 | 147.1944 | 91.0843 | 202.7603 | 192.5928 | 192.5928 | 192.5928 | 10.1675 | 202.7603 | 150.9018 | 136.0843 | 136.0843 | 136.0843 | 14.8175 | 150.9018 | 0 | 0 | 0 | 0 | 0 | 0 | 0 | 0 | 0 | 99.2097 | 80.1471 | 80.1471 | 80.1471 | 19.0626 | 99.2097 | 2291.3508 | 2291.3508 | 85.3652 | 85.3652 | 2015.4004 | 2015.4004 | 0 | 0 | 190.5852 | 190.5852 | 42993610.7576 | 1394085423.903 | 158717042.4463 | 0 | 1595.7961 | 57.7924 | 0 | 0 | 0 | 72.1076 | 264 | 608 | 922.3846 | 152 | 38 | 0.49089
397 | 154.5162 | 1003.2 | 200 | 800 | 0 | 100% | 89.8516 | 152.9922 | 153.084 | 153.084 | 1 | 152.9922 | 93.9273 | 234.1333 | 222.389 | 222.389 | 222.389 | 11.7442 | 234.1333 | 150.8566 | 136.0393 | 136.0393 | 136.0393 | 14.8173 | 150.8566 | 0 | 0 | 0 | 0 | 0 | 0 | 0 | 0 | 0 | 111.0873 | 89.6561 | 89.6561 | 89.6561 | 21.4312 | 111.0873 | 2461.3022 | 2461.3022 | 256.0145 | 256.0145 | 2014.7628 | 2014.7628 | 0 | 0 | 190.5249 | 190.5249 | 111075122.0498 | 1394106981.8947 | 140424906.4717 | 0 | 1645.607 | 58.6848 | 0 | 0 | 0 | 216.3227 | 264 | 608 | 922.3846 | 152 | 38 | 0.43465
398 | 206.0217 | 1003.2 | 200 | 800 | 0 | 100% | 91.5639 | 156.5981 | 156.7162 | 156.7162 | 1 | 156.5981 | 94.7919 | 258.2209 | 245.2666 | 245.2666 | 245.2666 | 12.9542 | 258.2209 | 150.8356 | 136.0184 | 136.0184 | 136.0184 | 14.8172 | 150.8356 | 0 | 0 | 0 | 0 | 0 | 0 | 0 | 0 | 0 | 116.5382 | 93.9629 | 93.9629 | 93.9629 | 22.5753 | 116.5382 | 2546.2787 | 2546.2787 | 341.3041 | 341.3041 | 2014.4767 | 2014.4767 | 0 | 0 | 190.4978 | 190.4978 | 133474967.0156 | 1394118888.765 | 133159737.1675 | 0 | 1660.7536 | 59.3344 | 0 | 0 | 0 | 288.4303 | 264 | 608 | 922.3846 | 152 | 38 | 0.41231
399 | 257.5271 | 1003.2 | 200 | 800 | 0 | 100% | 92.4201 | 160.5701 | 160.6932 | 160.6932 | 1 | 160.5701 | 95.4333 | 291.4644 | 276.8405 | 276.8405 | 276.8405 | 14.6238 | 291.4644 | 150.8184 | 136.0012 | 136.0012 | 136.0012 | 14.8172 | 150.8184 | 0 | 0 | 0 | 0 | 0 | 0 | 0 | 0 | 0 | 118.7892 | 95.7364 | 95.7364 | 95.7364 | 23.0528 | 118.7892 | 2631.2557 | 2631.2557 | 426.5736 | 426.5736 | 2014.2096 | 2014.2096 | 0 | 0 | 190.4726 | 190.4726 | 147160017.8347 | 1394112064.6146 | 130719571.3482 | 0 | 1671.9917 | 60.0405 | 0 | 0 | 0 | 360.5379 | 264 | 608 | 922.3846 | 152 | 38 | 0.40482
400 | 309.0325 | 1003.2 | 200 | 800 | 0 | 100% | 93.1279 | 164.7716 | 164.923 | 164.923 | 1 | 164.7716 | 95.9079 | 325.9879 | 309.63 | 309.63 | 309.63 | 16.3579 | 325.9879 | 150.8023 | 135.985 | 135.985 | 135.985 | 14.8173 | 150.8023 | 0 | 0 | 0 | 0 | 0 | 0 | 0 | 0 | 0 | 120.5684 | 97.1369 | 97.1369 | 97.1369 | 23.4315 | 120.5684 | 2716.2332 | 2716.2332 | 511.8247 | 511.8247 | 2013.9595 | 2013.9595 | 0 | 0 | 190.4489 | 190.4489 | 157629256.0829 | 1394102967.3646 | 128574479.0865 | 0 | 1680.3067 | 60.7815 | 0 | 0 | 0 | 432.6455 | 264 | 608 | 922.3846 | 152 | 38 | 0.39821
401 | 360.5379 | 1003.2 | 200 | 800 | 0 | 100% | 93.79 | 169.1257 | 169.2874 | 169.2874 | 1 | 169.1257 | 96.2724 | 361.0624 | 342.9424 | 342.9424 | 342.9424 | 18.1199 | 361.0624 | 150.7872 | 135.9698 | 135.9698 | 135.9698 | 14.8174 | 150.7872 | 0 | 0 | 0 | 0 | 0 | 0 | 0 | 0 | 0 | 122.0822 | 98.3244 | 98.3244 | 98.3244 | 23.7578 | 122.0822 | 2801.211 | 2801.211 | 597.0593 | 597.0593 | 2013.725 | 2013.725 | 0 | 0 | 190.4268 | 190.4268 | 165716986.2868 | 1394098492.5944 | 126876941.299 | 0 | 1686.6924 | 61.5325 | 0 | 0 | 0 | 504.753 | 264 | 608 | 922.3846 | 152 | 38 | 0.39298
402 | 412.0433 | 1003.2 | 200 | 800 | 0 | 100% | 94.3721 | 173.5771 | 173.7474 | 173.7474 | 1 | 173.5771 | 96.5659 | 396.7001 | 376.7896 | 376.7896 | 376.7896 | 19.9105 | 396.7001 | 150.7703 | 135.9531 | 135.9531 | 135.9531 | 14.8172 | 150.7703 | 0 | 0 | 0 | 0 | 0 | 0 | 0 | 0 | 0 | 123.2435 | 99.2379 | 99.2379 | 99.2379 | 24.0056 | 123.2435 | 2886.1893 | 2886.1893 | 682.2788 | 682.2788 | 2013.5045 | 2013.5045 | 0 | 0 | 190.4059 | 190.4059 | 172123917.9273 | 1394122149.2645 | 125588081.6879 | 0 | 1691.8341 | 62.2772 | 0 | 0 | 0 | 576.8606 | 264 | 608 | 922.3846 | 152 | 38 | 0.38901
403 | 463.5487 | 1003.2 | 200 | 800 | 0 | 100% | 94.7032 | 178.1068 | 178.2915 | 178.2915 | 1 | 178.1068 | 96.8062 | 432.5552 | 410.843 | 410.843 | 410.843 | 21.7122 | 432.5552 | 150.7545 | 135.9375 | 135.9375 | 135.9375 | 14.817 | 150.7545 | 0 | 0 | 0 | 0 | 0 | 0 | 0 | 0 | 0 | 124.2606 | 100.0345 | 100.0345 | 100.0345 | 24.2261 | 124.2606 | 2971.1678 | 2971.1678 | 767.4846 | 767.4846 | 2013.297 | 2013.297 | 0 | 0 | 190.3863 | 190.3863 | 177436760.0145 | 1394134317.4474 | 124473135.1189 | 0 | 1696.0442 | 63.0096 | 0 | 0 | 0 | 648.9682 | 264 | 608 | 922.3846 | 152 | 38 | 0.38558
404 | 515.0541 | 1003.2 | 200 | 800 | 0 | 100% | 95.0114 | 182.6724 | 182.876 | 182.876 | 1 | 182.6724 | 97.0123 | 468.2591 | 444.7526 | 444.7526 | 444.7526 | 23.5065 | 468.2591 | 150.741 | 135.924 | 135.924 | 135.924 | 14.817 | 150.741 | 0 | 0 | 0 | 0 | 0 | 0 | 0 | 0 | 0 | 125.0592 | 100.6594 | 100.6594 | 100.6594 | 24.3998 | 125.0592 | 3056.1467 | 3056.1467 | 852.6777 | 852.6777 | 2013.1012 | 2013.1012 | 0 | 0 | 190.3678 | 190.3678 | 182007000.0379 | 1394134688.031 | 123513748.1626 | 0 | 1699.6554 | 63.7235 | 0 | 0 | 0 | 721.0758 | 264 | 608 | 922.3846 | 152 | 38 | 0.38262
405 | 566.5595 | 1003.2 | 200 | 800 | 0 | 100% | 95.2854 | 187.2973 | 187.5269 | 187.5269 | 1 | 187.2973 | 97.1705 | 503.8316 | 478.5371 | 478.5371 | 478.5371 | 25.2945 | 503.8316 | 150.7277 | 135.9108 | 135.9108 | 135.9108 | 14.8169 | 150.7277 | 0 | 0 | 0 | 0 | 0 | 0 | 0 | 0 | 0 | 125.9989 | 101.4019 | 101.4019 | 101.4019 | 24.597 | 125.9989 | 3141.1259 | 3141.1259 | 937.8593 | 937.8593 | 2012.9163 | 2012.9163 | 0 | 0 | 190.3503 | 190.3503 | 185985097.4574 | 1394145616.7492 | 122296502.9335 | 0 | 1702.4272 | 64.4253 | 0 | 0 | 0 | 793.1834 | 264 | 608 | 922.3846 | 152 | 38 | 0.37887
406 | 618.065 | 1003.2 | 200 | 800 | 0 | 100% | 95.4795 | 191.9853 | 192.2397 | 192.2397 | 1 | 191.9853 | 97.2953 | 538.9649 | 511.9044 | 511.9044 | 511.9044 | 27.0605 | 538.9649 | 150.7157 | 135.8988 | 135.8988 | 135.8988 | 14.8169 | 150.7157 | 0 | 0 | 0 | 0 | 0 | 0 | 0 | 0 | 0 | 127.2996 | 102.4366 | 102.4366 | 102.4366 | 24.863 | 127.2996 | 3226.1053 | 3226.1053 | 1023.0303 | 1023.0303 | 2012.7412 | 2012.7412 | 0 | 0 | 190.3337 | 190.3337 | 189601615.4721 | 1394143146.2426 | 120869590.5213 | 0 | 1704.6144 | 65.1104 | 0 | 0 | 0 | 865.2909 | 264 | 608 | 922.3846 | 152 | 38 | 0.37447
407 | 669.5704 | 1003.2 | 200 | 800 | 0 | 100% | 95.6621 | 196.7049 | 196.9839 | 196.9839 | 1 | 196.7049 | 97.3996 | 573.8127 | 545.0003 | 545.0003 | 545.0003 | 28.8124 | 573.8127 | 150.7053 | 135.8883 | 135.8883 | 135.8883 | 14.817 | 150.7053 | 0 | 0 | 0 | 0 | 0 | 0 | 0 | 0 | 0 | 128.6568 | 103.5168 | 103.5168 | 103.5168 | 25.1399 | 128.6568 | 3311.0849 | 3311.0849 | 1108.1915 | 1108.1915 | 2012.5754 | 2012.5754 | 0 | 0 | 190.318 | 190.318 | 192870770.5806 | 1394133971.833 | 119435947.7773 | 0 | 1706.4407 | 65.7753 | 0 | 0 | 0 | 937.3985 | 264 | 608 | 922.3846 | 152 | 38 | 0.37006
408 | 721.0758 | 1003.2 | 200 | 800 | 0 | 100% | 95.8562 | 201.4518 | 201.7441 | 201.7441 | 1 | 201.4518 | 97.4854 | 608.3983 | 577.8469 | 577.8469 | 577.8469 | 30.5513 | 608.3983 | 150.6945 | 135.8775 | 135.8775 | 135.8775 | 14.8169 | 150.6945 | 0 | 0 | 0 | 0 | 0 | 0 | 0 | 0 | 0 | 130.0873 | 104.6559 | 104.6559 | 104.6559 | 25.4315 | 130.0873 | 3396.0648 | 3396.0648 | 1193.3436 | 1193.3436 | 2012.418 | 2012.418 | 0 | 0 | 190.3032 | 190.3032 | 195806515.3877 | 1394143479.5868 | 117993955.8578 | 0 | 1707.944 | 66.4203 | 0 | 0 | 0 | 1009.5061 | 264 | 608 | 922.3846 | 152 | 38 | 0.36561
409 | 772.5812 | 1003.2 | 200 | 800 | 0 | 100% | 95.9932 | 206.2123 | 206.5073 | 206.5073 | 1 | 206.2123 | 97.5639 | 643.0688 | 610.7742 | 610.7742 | 610.7742 | 32.2946 | 643.0688 | 150.6834 | 135.8666 | 135.8666 | 135.8666 | 14.8169 | 150.6834 | 0 | 0 | 0 | 0 | 0 | 0 | 0 | 0 | 0 | 131.3759 | 105.6796 | 105.6796 | 105.6796 | 25.6962 | 131.3759 | 3481.0448 | 3481.0448 | 1278.4874 | 1278.4874 | 2012.2684 | 2012.2684 | 0 | 0 | 190.289 | 190.289 | 198372924.9054 | 1394152732.1117 | 116793930.5815 | 0 | 1709.3196 | 67.0426 | 0 | 0 | 0 | 1081.6137 | 264 | 608 | 922.3846 | 152 | 38 | 0.36191
410 | 824.0866 | 1003.2 | 200 | 800 | 0 | 100% | 96.0959 | 210.9901 | 211.2939 | 211.2939 | 1 | 210.9901 | 97.6278 | 677.7566 | 643.7177 | 643.7177 | 643.7177 | 34.0389 | 677.7566 | 150.6729 | 135.8561 | 135.8561 | 135.8561 | 14.8168 | 150.6729 | 0 | 0 | 0 | 0 | 0 | 0 | 0 | 0 | 0 | 132.6135 | 106.6649 | 106.6649 | 106.6649 | 25.9486 | 132.6135 | 3566.0251 | 3566.0251 | 1363.6235 | 1363.6235 | 2012.1261 | 2012.1261 | 0 | 0 | 190.2756 | 190.2756 | 200681875.7316 | 1394161753.0968 | 115594600.6406 | 0 | 1710.4382 | 67.6462 | 0 | 0 | 0 | 1153.7213 | 264 | 608 | 922.3846 | 152 | 38 | 0.35822
411 | 875.592 | 1003.2 | 200 | 800 | 0 | 100% | 96.1644 | 215.7868 | 216.0957 | 216.0957 | 1 | 215.7868 | 97.6834 | 712.5213 | 676.7341 | 676.7341 | 676.7341 | 35.7872 | 712.5213 | 150.6628 | 135.8461 | 135.8461 | 135.8461 | 14.8167 | 150.6628 | 0 | 0 | 0 | 0 | 0 | 0 | 0 | 0 | 0 | 133.8212 | 107.6266 | 107.6266 | 107.6266 | 26.1946 | 133.8212 | 3651.0055 | 3651.0055 | 1448.7523 | 1448.7523 | 2011.9905 | 2011.9905 | 0 | 0 | 190.2627 | 190.2627 | 202739911.7409 | 1394170583.1285 | 114502515.9955 | 0 | 1711.413 | 68.23 | 0 | 0 | 0 | 1225.8288 | 264 | 608 | 922.3846 | 152 | 38 | 0.35485
412 | 927.0974 | 1003.2 | 200 | 800 | 0 | 100% | 96.3128 | 220.5926 | 220.9087 | 220.9087 | 1 | 220.5926 | 97.7353 | 747.2421 | 709.7087 | 709.7087 | 709.7087 | 37.5334 | 747.2421 | 150.6531 | 135.8365 | 135.8365 | 135.8365 | 14.8166 | 150.6531 | 0 | 0 | 0 | 0 | 0 | 0 | 0 | 0 | 0 | 134.9685 | 108.5397 | 108.5397 | 108.5397 | 26.4288 | 134.9685 | 3735.9861 | 3735.9861 | 1533.8744 | 1533.8744 | 2011.8612 | 2011.8612 | 0 | 0 | 190.2505 | 190.2505 | 204631085.4003 | 1394179299.3658 | 113512409.4905 | 0 | 1712.3228 | 68.7935 | 0 | 0 | 0 | 1297.9364 | 264 | 608 | 922.3846 | 152 | 38 | 0.3518
413 | 978.6028 | 1003.2 | 200 | 800 | 0 | 100% | 96.4384 | 225.4086 | 225.729 | 225.729 | 1 | 225.4086 | 97.7775 | 781.9342 | 742.656 | 742.656 | 742.656 | 39.2782 | 781.9342 | 150.6439 | 135.8274 | 135.8274 | 135.8274 | 14.8165 | 150.6439 | 0 | 0 | 0 | 0 | 0 | 0 | 0 | 0 | 0 | 136.0805 | 109.4249 | 109.4249 | 109.4249 | 26.6556 | 136.0805 | 3820.9668 | 3820.9668 | 1618.9903 | 1618.9903 | 2011.7377 | 2011.7377 | 0 | 0 | 190.2388 | 190.2388 | 206346009.7344 | 1394188015.6031 | 112527353.7782 | 0 | 1713.0614 | 69.34 | 0 | 0 | 0 | 1370.044 | 264 | 608 | 922.3846 | 152 | 38 | 0.34877
414 | 1030.1083 | 1003.2 | 200 | 800 | 0 | 100% | 96.4954 | 230.2323 | 230.5512 | 230.5512 | 1 | 230.2323 | 97.814 | 816.6824 | 775.6565 | 775.6565 | 775.6565 | 41.026 | 816.6824 | 150.635 | 135.8186 | 135.8186 | 135.8186 | 14.8164 | 150.635 | 0 | 0 | 0 | 0 | 0 | 0 | 0 | 0 | 0 | 137.1239 | 110.2563 | 110.2563 | 110.2563 | 26.8676 | 137.1239 | 3905.9477 | 3905.9477 | 1704.1004 | 1704.1004 | 2011.6197 | 2011.6197 | 0 | 0 | 190.2277 | 190.2277 | 207883886.9948 | 1394196659.6322 | 111620170.5011 | 0 | 1713.7007 | 69.8689 | 0 | 0 | 0 | 1442.1516 | 264 | 608 | 922.3846 | 152 | 38 | 0.34597
415 | 206.0217 | 22.8 | 400 | 1600 | 0 | 100% | 6.9292 | 150.6017 | 191.8699 | 191.8699 | 1 | 150.6017 | 27.1365 | 91.4546 | 86.9142 | 86.9142 | 86.9142 | 4.5404 | 91.4546 | 57.3172 | 51.7423 | 51.7423 | 51.7423 | 5.5749 | 57.3172 | 0 | 0 | 0 | 0 | 0 | 0 | 0 | 0 | 0 | 7547.599 | 6078.9798 | 6078.9798 | 6078.9798 | 1468.6192 | 7547.599 | 775.1353 | 775.1353 | 345.0768 | 345.0768 | 46.2896 | 46.2896 | 0 | 0 | 383.7688 | 383.7688 | 384430313.9915 | 84212608.3755 | 6788414.6923 | 0 | 475.4313 | 0.74157 | 0 | 0 | 0 | 288.4303 | 6 | 1216 | 1844.7693 | 304 | 76 | 0.010458
416 | 257.5271 | 22.8 | 400 | 1600 | 0 | 100% | 15.7192 | 141.0398 | 150.3544 | 150.3544 | 1 | 141.0398 | 32.5632 | 98.2701 | 93.3835 | 93.3835 | 93.3835 | 4.8866 | 98.2701 | 57.2275 | 51.6528 | 51.6528 | 51.6528 | 5.5747 | 57.2275 | 0 | 0 | 0 | 0 | 0 | 0 | 0 | 0 | 0 | 857.2537 | 690.9811 | 690.9811 | 690.9811 | 166.2727 | 857.2537 | 859.9429 | 859.9429 | 430.6141 | 430.6141 | 46.2111 | 46.2111 | 0 | 0 | 383.1176 | 383.1176 | 442587055.6385 | 84215037.1991 | 43704306.2413 | 0 | 570.5064 | 0.53319 | 0 | 0 | 0 | 360.5379 | 6 | 1216 | 1844.7693 | 304 | 76 | 0.067332
417 | 309.0325 | 22.8 | 400 | 1600 | 0 | 100% | 22.8881 | 134.4209 | 138.3069 | 138.3069 | 1 | 134.4209 | 37.9246 | 107.1653 | 101.8295 | 101.8295 | 101.8295 | 5.3358 | 107.1653 | 57.1569 | 51.5823 | 51.5823 | 51.5823 | 5.5747 | 57.1569 | 0 | 0 | 0 | 0 | 0 | 0 | 0 | 0 | 0 | 367.6676 | 296.5464 | 296.5464 | 296.5464 | 71.1212 | 367.6676 | 944.7865 | 944.7865 | 516.0383 | 516.0383 | 46.1486 | 46.1486 | 0 | 0 | 382.5996 | 382.5996 | 484626411.3872 | 84215986.0495 | 95596900.9335 | 0 | 664.4393 | 0.38713 | 0 | 0 | 0 | 432.6455 | 6 | 1216 | 1844.7693 | 304 | 76 | 0.14728
418 | 360.5379 | 22.8 | 400 | 1600 | 0 | 100% | 29.3493 | 129.7241 | 131.4815 | 131.4815 | 1 | 129.7241 | 43.2161 | 117.0743 | 111.239 | 111.239 | 111.239 | 5.8353 | 117.0743 | 57.0997 | 51.525 | 51.525 | 51.525 | 5.5746 | 57.0997 | 0 | 0 | 0 | 0 | 0 | 0 | 0 | 0 | 0 | 218.4173 | 176.39 | 176.39 | 176.39 | 42.0273 | 218.4173 | 1029.6562 | 1029.6562 | 601.3808 | 601.3808 | 46.0977 | 46.0977 | 0 | 0 | 382.1777 | 382.1777 | 515452009.3858 | 84216491.519 | 157477151.784 | 0 | 757.1457 | 0.35225 | 0 | 0 | 0 | 504.753 | 6 | 1216 | 1844.7693 | 304 | 76 | 0.24261
419 | 412.0433 | 22.8 | 400 | 1600 | 0 | 100% | 35.0228 | 127.6102 | 128.2411 | 128.2411 | 1 | 127.6102 | 47.9221 | 127.4399 | 121.0825 | 121.0825 | 121.0825 | 6.3574 | 127.4399 | 57.0522 | 51.4776 | 51.4776 | 51.4776 | 5.5746 | 57.0522 | 0 | 0 | 0 | 0 | 0 | 0 | 0 | 0 | 0 | 158.0722 | 128.0371 | 128.0371 | 128.0371 | 30.0351 | 158.0722 | 1114.5453 | 1114.5453 | 686.6624 | 686.6624 | 46.0555 | 46.0555 | 0 | 0 | 381.8274 | 381.8274 | 539905128.575 | 84216749.8759 | 215473168.7581 | 0 | 839.595 | 1.5963 | 0 | 0 | 0 | 576.8606 | 6 | 1216 | 1844.7693 | 304 | 76 | 0.33196
420 | 463.5487 | 22.8 | 400 | 1600 | 0 | 100% | 39.1781 | 127.5322 | 127.616 | 127.616 | 1 | 127.5322 | 51.7948 | 137.8692 | 130.9864 | 130.9864 | 130.9864 | 6.8828 | 137.8692 | 57.0124 | 51.4378 | 51.4378 | 51.4378 | 5.5746 | 57.0124 | 0 | 0 | 0 | 0 | 0 | 0 | 0 | 0 | 0 | 128.3682 | 104.1001 | 104.1001 | 104.1001 | 24.2681 | 128.3682 | 1199.4492 | 1199.4492 | 771.8974 | 771.8974 | 46.0198 | 46.0198 | 0 | 0 | 381.532 | 381.532 | 560651728.4825 | 84216790.7488 | 262577185.4617 | 0 | 907.4457 | 4.2569 | 0 | 0 | 0 | 648.9682 | 6 | 1216 | 1844.7693 | 304 | 76 | 0.40453
421 | 515.0541 | 22.8 | 400 | 1600 | 0 | 100% | 42.8425 | 129.0927 | 128.8903 | 128.8903 | 1 | 129.0927 | 54.9659 | 148.182 | 140.7797 | 140.7797 | 140.7797 | 7.4023 | 148.182 | 56.9783 | 51.4037 | 51.4037 | 51.4037 | 5.5746 | 56.9783 | 0 | 0 | 0 | 0 | 0 | 0 | 0 | 0 | 0 | 111.8453 | 90.7642 | 90.7642 | 90.7642 | 21.0811 | 111.8453 | 1284.3647 | 1284.3647 | 857.096 | 857.096 | 45.9894 | 45.9894 | 0 | 0 | 381.2794 | 381.2794 | 578892794.4116 | 84216790.7488 | 299892823.7043 | 0 | 963.0024 | 7.7098 | 0 | 0 | 0 | 721.0758 | 6 | 1216 | 1844.7693 | 304 | 76 | 0.46202
422 | 566.5595 | 22.8 | 400 | 1600 | 0 | 100% | 45.8105 | 131.5703 | 131.1741 | 131.1741 | 1 | 131.5703 | 57.6407 | 158.4358 | 150.517 | 150.517 | 150.517 | 7.9188 | 158.4358 | 56.9488 | 51.3742 | 51.3742 | 51.3742 | 5.5746 | 56.9488 | 0 | 0 | 0 | 0 | 0 | 0 | 0 | 0 | 0 | 101.0315 | 82.0034 | 82.0034 | 82.0034 | 19.0281 | 101.0315 | 1369.2895 | 1369.2895 | 942.2655 | 942.2655 | 45.963 | 45.963 | 0 | 0 | 381.061 | 381.061 | 594946277.4506 | 84216790.7488 | 330702513.8374 | 0 | 1009.8656 | 11.4008 | 0 | 0 | 0 | 793.1834 | 6 | 1216 | 1844.7693 | 304 | 76 | 0.50949
423 | 618.065 | 22.8 | 400 | 1600 | 0 | 100% | 48.5046 | 134.448 | 133.8888 | 133.8888 | 1 | 134.448 | 60.0626 | 168.5922 | 160.1617 | 160.1617 | 160.1617 | 8.4304 | 168.5922 | 56.9231 | 51.3485 | 51.3485 | 51.3485 | 5.5746 | 56.9231 | 0 | 0 | 0 | 0 | 0 | 0 | 0 | 0 | 0 | 93.001 | 75.5012 | 75.5012 | 75.5012 | 17.4998 | 93.001 | 1454.2218 | 1454.2218 | 1027.4115 | 1027.4115 | 45.94 | 45.94 | 0 | 0 | 380.8702 | 380.8702 | 609390537.3724 | 84216790.7488 | 358689631.325 | 0 | 1052.297 | 14.9008 | 0 | 0 | 0 | 865.2909 | 6 | 1216 | 1844.7693 | 304 | 76 | 0.55261
424 | 669.5704 | 22.8 | 400 | 1600 | 0 | 100% | 50.9018 | 137.5892 | 136.8944 | 136.8944 | 1 | 137.5892 | 62.2579 | 178.6668 | 169.7288 | 169.7288 | 169.7288 | 8.938 | 178.6668 | 56.9005 | 51.3259 | 51.3259 | 51.3259 | 5.5746 | 56.9005 | 0 | 0 | 0 | 0 | 0 | 0 | 0 | 0 | 0 | 86.7251 | 70.4144 | 70.4144 | 70.4144 | 16.3107 | 86.7251 | 1539.1602 | 1539.1602 | 1112.5382 | 1112.5382 | 45.9198 | 45.9198 | 0 | 0 | 380.7022 | 380.7022 | 622506739.0806 | 84216790.7488 | 384035305.6471 | 0 | 1090.7588 | 18.2029 | 0 | 0 | 0 | 937.3985 | 6 | 1216 | 1844.7693 | 304 | 76 | 0.59165
425 | 721.0758 | 22.8 | 400 | 1600 | 0 | 100% | 52.9566 | 140.883 | 140.0747 | 140.0747 | 1 | 140.883 | 64.2655 | 188.6647 | 179.2231 | 179.2231 | 179.2231 | 9.4416 | 188.6647 | 56.8804 | 51.3058 | 51.3058 | 51.3058 | 5.5746 | 56.8804 | 0 | 0 | 0 | 0 | 0 | 0 | 0 | 0 | 0 | 81.5976 | 66.2523 | 66.2523 | 66.2523 | 15.3453 | 81.5976 | 1624.1038 | 1624.1038 | 1197.6489 | 1197.6489 | 45.9018 | 45.9018 | 0 | 0 | 380.5531 | 380.5531 | 634395199.8865 | 84216790.7488 | 407319290.5521 | 0 | 1125.9313 | 21.2956 | 0 | 0 | 0 | 1009.5061 | 6 | 1216 | 1844.7693 | 304 | 76 | 0.62753
426 | 772.5812 | 22.8 | 400 | 1600 | 0 | 100% | 55.2626 | 144.5141 | 143.6019 | 143.6019 | 1 | 144.5141 | 66.0154 | 198.6415 | 188.6972 | 188.6972 | 188.6972 | 9.9442 | 198.6415 | 56.8624 | 51.2878 | 51.2878 | 51.2878 | 5.5746 | 56.8624 | 0 | 0 | 0 | 0 | 0 | 0 | 0 | 0 | 0 | 77.6173 | 63.0164 | 63.0164 | 63.0164 | 14.6009 | 77.6173 | 1709.0516 | 1709.0516 | 1282.746 | 1282.746 | 45.8857 | 45.8857 | 0 | 0 | 380.4199 | 380.4199 | 645036816.2512 | 84216790.7488 | 427336553.5466 | 0 | 1156.5902 | 24.3079 | 0 | 0 | 0 | 1081.6137 | 6 | 1216 | 1844.7693 | 304 | 76 | 0.65836
427 | 824.0866 | 22.8 | 400 | 1600 | 0 | 100% | 57.0205 | 148.5103 | 147.5186 | 147.5186 | 1 | 148.5103 | 67.5081 | 208.6293 | 198.182 | 198.182 | 198.182 | 10.4474 | 208.6293 | 56.8463 | 51.2717 | 51.2717 | 51.2717 | 5.5746 | 56.8463 | 0 | 0 | 0 | 0 | 0 | 0 | 0 | 0 | 0 | 74.5861 | 60.5544 | 60.5544 | 60.5544 | 14.0317 | 74.5861 | 1794.0032 | 1794.0032 | 1367.8317 | 1367.8317 | 45.8713 | 45.8713 | 0 | 0 | 380.3002 | 380.3002 | 654671866.3243 | 84216790.7488 | 443852541.7142 | 0 | 1182.7412 | 27.2553 | 0 | 0 | 0 | 1153.7213 | 6 | 1216 | 1844.7693 | 304 | 76 | 0.68403
428 | 875.592 | 22.8 | 400 | 1600 | 0 | 100% | 58.4817 | 152.7895 | 151.7228 | 151.7228 | 1 | 152.7895 | 68.8185 | 218.5962 | 207.6468 | 207.6468 | 207.6468 | 10.9494 | 218.5962 | 56.8317 | 51.2571 | 51.2571 | 51.2571 | 5.5746 | 56.8317 | 0 | 0 | 0 | 0 | 0 | 0 | 0 | 0 | 0 | 72.2823 | 58.701 | 58.701 | 58.701 | 13.5812 | 72.2823 | 1878.9578 | 1878.9578 | 1452.9076 | 1452.9076 | 45.8582 | 45.8582 | 0 | 0 | 380.192 | 380.192 | 663523821.4467 | 84216790.7488 | 457960262.2797 | 0 | 1205.7009 | 30.0715 | 0 | 0 | 0 | 1225.8288 | 6 | 1216 | 1844.7693 | 304 | 76 | 0.70578
429 | 927.0974 | 22.8 | 400 | 1600 | 0 | 100% | 60.0685 | 157.269 | 156.1429 | 156.1429 | 1 | 157.269 | 69.9455 | 228.5455 | 217.0949 | 217.0949 | 217.0949 | 11.4506 | 228.5455 | 56.8184 | 51.2438 | 51.2438 | 51.2438 | 5.5746 | 56.8184 | 0 | 0 | 0 | 0 | 0 | 0 | 0 | 0 | 0 | 70.4096 | 57.1856 | 57.1856 | 57.1856 | 13.224 | 70.4096 | 1963.9151 | 1963.9151 | 1537.9751 | 1537.9751 | 45.8464 | 45.8464 | 0 | 0 | 380.0937 | 380.0937 | 671613324.2679 | 84216790.7488 | 469615914.5514 | 0 | 1225.446 | 32.7745 | 0 | 0 | 0 | 1297.9364 | 6 | 1216 | 1844.7693 | 304 | 76 | 0.72375
430 | 978.6028 | 22.8 | 400 | 1600 | 0 | 100% | 61.4155 | 161.9141 | 160.7142 | 160.7142 | 1 | 161.9141 | 70.9488 | 238.4965 | 226.5447 | 226.5447 | 226.5447 | 11.9518 | 238.4965 | 56.8063 | 51.2318 | 51.2318 | 51.2318 | 5.5746 | 56.8063 | 0 | 0 | 0 | 0 | 0 | 0 | 0 | 0 | 0 | 68.8695 | 55.9361 | 55.9361 | 55.9361 | 12.9334 | 68.8695 | 2048.8747 | 2048.8747 | 1623.0352 | 1623.0352 | 45.8355 | 45.8355 | 0 | 0 | 380.004 | 380.004 | 679025252.1544 | 84216790.7488 | 479781270.6328 | 0 | 1243.0233 | 35.3166 | 0 | 0 | 0 | 1370.044 | 6 | 1216 | 1844.7693 | 304 | 76 | 0.7394
431 | 1030.1083 | 22.8 | 400 | 1600 | 0 | 100% | 62.6826 | 166.6589 | 165.3797 | 165.3797 | 1 | 166.6589 | 71.8592 | 248.439 | 235.9864 | 235.9864 | 235.9864 | 12.4526 | 248.439 | 56.7953 | 51.2207 | 51.2207 | 51.2207 | 5.5746 | 56.7953 | 0 | 0 | 0 | 0 | 0 | 0 | 0 | 0 | 0 | 67.5571 | 54.8705 | 54.8705 | 54.8705 | 12.6866 | 67.5571 | 2133.8364 | 2133.8364 | 1708.0889 | 1708.0889 | 45.8256 | 45.8256 | 0 | 0 | 379.9219 | 379.9219 | 685875476.6472 | 84216790.7488 | 488881215.303 | 0 | 1258.9735 | 37.6949 | 0 | 0 | 0 | 1442.1516 | 6 | 1216 | 1844.7693 | 304 | 76 | 0.75341
432 | 154.5162 | 53.2 | 400 | 1600 | 0 | 100% | 0.31963 | 140.5945 | 77.1055 | 77.1055 | 1 | 140.5945 | 27.9922 | 90.383 | 85.8982 | 85.8982 | 85.8982 | 4.4847 | 90.383 | 57.389 | 51.81 | 51.81 | 51.81 | 5.5791 | 57.389 | 0 | 0 | 0 | 0 | 0 | 0 | 0 | 0 | 0 | 0 | 0 | 0 | 0 | 0 | 0 | 751.0101 | 751.0101 | 258.954 | 258.954 | 108.0703 | 108.0703 | 0 | 0 | 383.9859 | 383.9859 | 293748175.0093 | 196284014.1691 | 391941.976 | 0 | 490.4241 | 0.53933 | 0 | 0 | 0 | 216.3227 | 14 | 1216 | 1844.7693 | 304 | 76 | 0.00060383
433 | 206.0217 | 53.2 | 400 | 1600 | 0 | 100% | 9.5548 | 132.3085 | 152.9006 | 152.9006 | 1 | 132.3085 | 33.5303 | 92.5449 | 87.9449 | 87.9449 | 87.9449 | 4.6 | 92.5449 | 57.2777 | 51.7003 | 51.7003 | 51.7003 | 5.5774 | 57.2777 | 0 | 0 | 0 | 0 | 0 | 0 | 0 | 0 | 0 | 3478.6972 | 2801.7354 | 2801.7354 | 2801.7354 | 676.9617 | 3478.6972 | 835.8049 | 835.8049 | 344.6439 | 344.6439 | 107.8737 | 107.8737 | 0 | 0 | 383.2873 | 383.2873 | 378568715.4793 | 196366509.3655 | 12516065.6358 | 0 | 587.4513 | 0.48497 | 0 | 0 | 0 | 288.4303 | 14 | 1216 | 1844.7693 | 304 | 76 | 0.019283
434 | 257.5271 | 53.2 | 400 | 1600 | 0 | 100% | 18.0594 | 126.9967 | 133.6921 | 133.6921 | 1 | 126.9967 | 38.9383 | 100.5459 | 95.5414 | 95.5414 | 95.5414 | 5.0045 | 100.5459 | 57.193 | 51.6166 | 51.6166 | 51.6166 | 5.5764 | 57.193 | 0 | 0 | 0 | 0 | 0 | 0 | 0 | 0 | 0 | 674.5214 | 543.8422 | 543.8422 | 543.8422 | 130.6792 | 674.5214 | 920.6395 | 920.6395 | 430.1851 | 430.1851 | 107.7185 | 107.7185 | 0 | 0 | 382.7359 | 382.7359 | 431540410.0163 | 196425749.8954 | 54232128.5613 | 0 | 682.1983 | 0.34547 | 0 | 0 | 0 | 360.5379 | 14 | 1216 | 1844.7693 | 304 | 76 | 0.083551
435 | 309.0325 | 53.2 | 400 | 1600 | 0 | 100% | 25.5251 | 123.1321 | 126.1895 | 126.1895 | 1 | 123.1321 | 44.2836 | 110.4618 | 104.9576 | 104.9576 | 104.9576 | 5.5041 | 110.4618 | 57.1262 | 51.5504 | 51.5504 | 51.5504 | 5.5757 | 57.1262 | 0 | 0 | 0 | 0 | 0 | 0 | 0 | 0 | 0 | 316.3416 | 255.2961 | 255.2961 | 255.2961 | 61.0455 | 316.3416 | 1005.5026 | 1005.5026 | 515.6201 | 515.6201 | 107.5929 | 107.5929 | 0 | 0 | 382.2896 | 382.2896 | 469211912.7437 | 196469121.3072 | 110166790.8077 | 0 | 775.8478 | 0.25279 | 0 | 0 | 0 | 432.6455 | 14 | 1216 | 1844.7693 | 304 | 76 | 0.16973
436 | 360.5379 | 53.2 | 400 | 1600 | 0 | 100% | 32.1119 | 120.7268 | 122.1885 | 122.1885 | 1 | 120.7268 | 49.505 | 121.1709 | 115.1276 | 115.1276 | 115.1276 | 6.0433 | 121.1709 | 57.0727 | 51.4973 | 51.4973 | 51.4973 | 5.5754 | 57.0727 | 0 | 0 | 0 | 0 | 0 | 0 | 0 | 0 | 0 | 198.8772 | 161.0466 | 161.0466 | 161.0466 | 37.8306 | 198.8772 | 1090.3867 | 1090.3867 | 600.9767 | 600.9767 | 107.4891 | 107.4891 | 0 | 0 | 381.9209 | 381.9209 | 497415958.7997 | 196481167.2291 | 173431252.4463 | 0 | 867.3284 | 0.37681 | 0 | 0 | 0 | 504.753 | 14 | 1216 | 1844.7693 | 304 | 76 | 0.26719
437 | 412.0433 | 53.2 | 400 | 1600 | 0 | 100% | 37.7854 | 119.7225 | 120.302 | 120.302 | 1 | 119.7225 | 54.0346 | 132.15 | 125.5541 | 125.5541 | 125.5541 | 6.596 | 132.15 | 57.0284 | 51.4533 | 51.4533 | 51.4533 | 5.5751 | 57.0284 | 0 | 0 | 0 | 0 | 0 | 0 | 0 | 0 | 0 | 147.5613 | 119.6093 | 119.6093 | 119.6093 | 27.952 | 147.5613 | 1175.2867 | 1175.2867 | 686.2736 | 686.2736 | 107.4019 | 107.4019 | 0 | 0 | 381.6112 | 381.6112 | 520223566.5622 | 196489297.2521 | 229973813.3722 | 0 | 946.6867 | 1.8101 | 0 | 0 | 0 | 576.8606 | 14 | 1216 | 1844.7693 | 304 | 76 | 0.3543
438 | 463.5487 | 53.2 | 400 | 1600 | 0 | 100% | 42.2032 | 120.5624 | 120.7153 | 120.7153 | 1 | 120.5624 | 57.7162 | 143.1012 | 135.954 | 135.954 | 135.954 | 7.1473 | 143.1012 | 56.9911 | 51.4162 | 51.4162 | 51.4162 | 5.575 | 56.9911 | 0 | 0 | 0 | 0 | 0 | 0 | 0 | 0 | 0 | 122.3123 | 99.2526 | 99.2526 | 99.2526 | 23.0598 | 122.3123 | 1260.1992 | 1260.1992 | 771.5241 | 771.5241 | 107.3277 | 107.3277 | 0 | 0 | 381.3474 | 381.3474 | 539729485.761 | 196494882.4442 | 274963788.8858 | 0 | 1011.1882 | 4.5057 | 0 | 0 | 0 | 648.9682 | 14 | 1216 | 1844.7693 | 304 | 76 | 0.42362
439 | 515.0541 | 53.2 | 400 | 1600 | 0 | 100% | 45.9132 | 122.6664 | 122.5866 | 122.5866 | 1 | 122.6664 | 60.7176 | 153.9691 | 146.2746 | 146.2746 | 146.2746 | 7.6944 | 153.9691 | 56.9593 | 51.3844 | 51.3844 | 51.3844 | 5.5748 | 56.9593 | 0 | 0 | 0 | 0 | 0 | 0 | 0 | 0 | 0 | 107.8502 | 87.5751 | 87.5751 | 87.5751 | 20.2751 | 107.8502 | 1345.1216 | 1345.1216 | 856.7378 | 856.7378 | 107.2637 | 107.2637 | 0 | 0 | 381.12 | 381.12 | 556738285.2379 | 196498507.9384 | 310535025.075 | 0 | 1063.7718 | 7.876 | 0 | 0 | 0 | 721.0758 | 14 | 1216 | 1844.7693 | 304 | 76 | 0.47842
440 | 566.5595 | 53.2 | 400 | 1600 | 0 | 100% | 48.9384 | 125.3732 | 125.1194 | 125.1194 | 1 | 125.3732 | 63.3223 | 164.7474 | 156.5102 | 156.5102 | 156.5102 | 8.2371 | 164.7474 | 56.9318 | 51.3571 | 51.3571 | 51.3571 | 5.5748 | 56.9318 | 0 | 0 | 0 | 0 | 0 | 0 | 0 | 0 | 0 | 97.9765 | 79.5768 | 79.5768 | 79.5768 | 18.3997 | 97.9765 | 1430.0519 | 1430.0519 | 941.9219 | 941.9219 | 107.208 | 107.208 | 0 | 0 | 380.922 | 380.922 | 571772647.9105 | 196500734.6195 | 341132798.305 | 0 | 1109.4062 | 11.3303 | 0 | 0 | 0 | 793.1834 | 14 | 1216 | 1844.7693 | 304 | 76 | 0.52556
441 | 618.065 | 53.2 | 400 | 1600 | 0 | 100% | 51.7237 | 128.3981 | 128.0101 | 128.0101 | 1 | 128.3981 | 65.6379 | 175.4515 | 166.6753 | 166.6753 | 166.6753 | 8.7761 | 175.4515 | 56.9079 | 51.3332 | 51.3332 | 51.3332 | 5.5747 | 56.9079 | 0 | 0 | 0 | 0 | 0 | 0 | 0 | 0 | 0 | 90.5609 | 73.5684 | 73.5684 | 73.5684 | 16.9925 | 90.5609 | 1514.9887 | 1514.9887 | 1027.0817 | 1027.0817 | 107.159 | 107.159 | 0 | 0 | 380.748 | 380.748 | 585207749.1299 | 196502166.7938 | 368266505.3227 | 0 | 1149.9764 | 14.689 | 0 | 0 | 0 | 865.2909 | 14 | 1216 | 1844.7693 | 304 | 76 | 0.56736
442 | 669.5704 | 53.2 | 400 | 1600 | 0 | 100% | 54.3379 | 131.6147 | 131.1002 | 131.1002 | 1 | 131.6147 | 67.7653 | 186.0912 | 176.7793 | 176.7793 | 176.7793 | 9.3119 | 186.0912 | 56.8868 | 51.3121 | 51.3121 | 51.3121 | 5.5747 | 56.8868 | 0 | 0 | 0 | 0 | 0 | 0 | 0 | 0 | 0 | 84.686 | 68.8057 | 68.8057 | 68.8057 | 15.8803 | 84.686 | 1599.9309 | 1599.9309 | 1112.2214 | 1112.2214 | 107.1156 | 107.1156 | 0 | 0 | 380.5938 | 380.5938 | 597284934.8011 | 196503203.2941 | 393460770.2325 | 0 | 1187.2489 | 17.8336 | 0 | 0 | 0 | 937.3985 | 14 | 1216 | 1844.7693 | 304 | 76 | 0.60617
443 | 721.0758 | 53.2 | 400 | 1600 | 0 | 100% | 56.5525 | 135.0429 | 134.4217 | 134.4217 | 1 | 135.0429 | 69.6581 | 196.6679 | 186.8233 | 186.8233 | 186.8233 | 9.8445 | 196.6679 | 56.868 | 51.2933 | 51.2933 | 51.2933 | 5.5747 | 56.868 | 0 | 0 | 0 | 0 | 0 | 0 | 0 | 0 | 0 | 80.0145 | 65.01 | 65.01 | 65.01 | 15.0045 | 80.0145 | 1684.8776 | 1684.8776 | 1197.3443 | 1197.3443 | 107.0769 | 107.0769 | 0 | 0 | 380.4564 | 380.4564 | 608190409.146 | 196504092.3562 | 415714917.1377 | 0 | 1220.4094 | 20.8619 | 0 | 0 | 0 | 1009.5061 | 14 | 1216 | 1844.7693 | 304 | 76 | 0.64046
444 | 772.5812 | 53.2 | 400 | 1600 | 0 | 100% | 58.5959 | 138.7953 | 138.0961 | 138.0961 | 1 | 138.7953 | 71.2603 | 207.2316 | 196.8551 | 196.8551 | 196.8551 | 10.3765 | 207.2316 | 56.8511 | 51.2765 | 51.2765 | 51.2765 | 5.5746 | 56.8511 | 0 | 0 | 0 | 0 | 0 | 0 | 0 | 0 | 0 | 76.4433 | 62.1036 | 62.1036 | 62.1036 | 14.3397 | 76.4433 | 1769.8281 | 1769.8281 | 1282.4529 | 1282.4529 | 107.0422 | 107.0422 | 0 | 0 | 380.333 | 380.333 | 617962737.3486 | 196504669.8295 | 434013275.9178 | 0 | 1248.4807 | 23.8598 | 0 | 0 | 0 | 1081.6137 | 14 | 1216 | 1844.7693 | 304 | 76 | 0.66876
445 | 824.0866 | 53.2 | 400 | 1600 | 0 | 100% | 60.4909 | 142.8483 | 142.073 | 142.073 | 1 | 142.8483 | 72.6597 | 217.7797 | 206.872 | 206.872 | 206.872 | 10.9077 | 217.7797 | 56.836 | 51.2614 | 51.2614 | 51.2614 | 5.5746 | 56.836 | 0 | 0 | 0 | 0 | 0 | 0 | 0 | 0 | 0 | 73.7728 | 59.9497 | 59.9497 | 59.9497 | 13.8231 | 73.7728 | 1854.7819 | 1854.7819 | 1367.5494 | 1367.5494 | 107.0109 | 107.0109 | 0 | 0 | 380.2217 | 380.2217 | 626873977.9971 | 196505094.8895 | 449618563.8682 | 0 | 1272.9976 | 26.7423 | 0 | 0 | 0 | 1153.7213 | 14 | 1216 | 1844.7693 | 304 | 76 | 0.69296
446 | 875.592 | 53.2 | 400 | 1600 | 0 | 100% | 62.2717 | 147.062 | 146.2169 | 146.2169 | 1 | 147.062 | 73.8855 | 228.3161 | 216.8778 | 216.8778 | 216.8778 | 11.4383 | 228.3161 | 56.8223 | 51.2476 | 51.2476 | 51.2476 | 5.5746 | 56.8223 | 0 | 0 | 0 | 0 | 0 | 0 | 0 | 0 | 0 | 71.5688 | 58.1626 | 58.1626 | 58.1626 | 13.4063 | 71.5688 | 1939.7385 | 1939.7385 | 1452.6353 | 1452.6353 | 106.9824 | 106.9824 | 0 | 0 | 380.1207 | 380.1207 | 634957072.3342 | 196505425.1595 | 463011549.9047 | 0 | 1294.474 | 29.4995 | 0 | 0 | 0 | 1225.8288 | 14 | 1216 | 1844.7693 | 304 | 76 | 0.7136
447 | 927.0974 | 53.2 | 400 | 1600 | 0 | 100% | 63.6644 | 151.4482 | 150.5494 | 150.5494 | 1 | 151.4482 | 74.9476 | 238.8395 | 226.8712 | 226.8712 | 226.8712 | 11.9683 | 238.8395 | 56.8098 | 51.2352 | 51.2352 | 51.2352 | 5.5746 | 56.8098 | 0 | 0 | 0 | 0 | 0 | 0 | 0 | 0 | 0 | 69.7872 | 56.715 | 56.715 | 56.715 | 13.0722 | 69.7872 | 2024.6975 | 2024.6975 | 1537.7122 | 1537.7122 | 106.9565 | 106.9565 | 0 | 0 | 380.0287 | 380.0287 | 642390319.0594 | 196505655.2673 | 474186149.336 | 0 | 1313.0821 | 32.1335 | 0 | 0 | 0 | 1297.9364 | 14 | 1216 | 1844.7693 | 304 | 76 | 0.73081
448 | 978.6028 | 53.2 | 400 | 1600 | 0 | 100% | 64.9658 | 155.9898 | 155.0189 | 155.0189 | 1 | 155.9898 | 75.8924 | 249.3498 | 236.8522 | 236.8522 | 236.8522 | 12.4976 | 249.3498 | 56.7984 | 51.2238 | 51.2238 | 51.2238 | 5.5746 | 56.7984 | 0 | 0 | 0 | 0 | 0 | 0 | 0 | 0 | 0 | 68.347 | 55.5437 | 55.5437 | 55.5437 | 12.8033 | 68.347 | 2109.6586 | 2109.6586 | 1622.7812 | 1622.7812 | 106.9329 | 106.9329 | 0 | 0 | 379.9446 | 379.9446 | 649223465.6296 | 196505782.7523 | 483904974.7028 | 0 | 1329.6342 | 34.618 | 0 | 0 | 0 | 1370.044 | 14 | 1216 | 1844.7693 | 304 | 76 | 0.74579
449 | 1030.1083 | 53.2 | 400 | 1600 | 0 | 100% | 66.153 | 160.5993 | 159.5636 | 159.5636 | 1 | 160.5993 | 76.7456 | 259.8462 | 246.8201 | 246.8201 | 246.8201 | 13.0262 | 259.8462 | 56.7879 | 51.2133 | 51.2133 | 51.2133 | 5.5746 | 56.7879 | 0 | 0 | 0 | 0 | 0 | 0 | 0 | 0 | 0 | 67.1021 | 54.5313 | 54.5313 | 54.5313 | 12.5707 | 67.1021 | 2194.6216 | 2194.6216 | 1707.8433 | 1707.8433 | 106.9111 | 106.9111 | 0 | 0 | 379.8673 | 379.8673 | 655526484.2589 | 196505845.0805 | 492550150.1203 | 0 | 1344.5825 | 36.9513 | 0 | 0 | 0 | 1442.1516 | 14 | 1216 | 1844.7693 | 304 | 76 | 0.75911
450 | 103.0108 | 102.6 | 400 | 1600 | 0 | 100% | 0.057078 | 122.2694 | 68.609 | 68.609 | 1 | 122.2694 | 32.787 | 90.1389 | 85.6648 | 85.6648 | 85.6648 | 4.474 | 90.1389 | 57.4872 | 51.897 | 51.897 | 51.897 | 5.5903 | 57.4872 | 0 | 0 | 0 | 0 | 0 | 0 | 0 | 0 | 0 | 0 | 0 | 0 | 0 | 0 | 0 | 764.7921 | 764.7921 | 172.5794 | 172.5794 | 208.3528 | 208.3528 | 0 | 0 | 383.8599 | 383.8599 | 196332973.333 | 377714601.6884 | 381058.0766 | 0 | 574.4286 | 0.16553 | 0 | 0 | 0 | 144.2152 | 27 | 1216 | 1844.7693 | 304 | 76 | 0.00058707
451 | 154.5162 | 102.6 | 400 | 1600 | 0 | 100% | 3.5388 | 117.5189 | 134.951 | 134.951 | 1 | 117.5189 | 38.3788 | 91.2028 | 86.6684 | 86.6684 | 86.6684 | 4.5344 | 91.2028 | 57.3407 | 51.7559 | 51.7559 | 51.7559 | 5.5848 | 57.3407 | 0 | 0 | 0 | 0 | 0 | 0 | 0 | 0 | 0 | 9312.9312 | 7498.7279 | 7498.7279 | 7498.7279 | 1814.2034 | 9312.9312 | 849.5943 | 849.5943 | 258.4166 | 258.4166 | 207.9887 | 207.9887 | 0 | 0 | 383.189 | 383.189 | 289719417.8297 | 378099050.2391 | 4578252.4027 | 0 | 672.3967 | 0.29042 | 0 | 0 | 0 | 216.3227 | 27 | 1216 | 1844.7693 | 304 | 76 | 0.0070534
452 | 206.0217 | 102.6 | 400 | 1600 | 0 | 100% | 14.0639 | 114.3545 | 123.0766 | 123.0766 | 1 | 114.3545 | 43.8795 | 96.0268 | 91.2463 | 91.2463 | 91.2463 | 4.7805 | 96.0268 | 57.239 | 51.6571 | 51.6571 | 51.6571 | 5.5819 | 57.239 | 0 | 0 | 0 | 0 | 0 | 0 | 0 | 0 | 0 | 1388.5658 | 1119.0433 | 1119.0433 | 1119.0433 | 269.5225 | 1388.5658 | 934.4342 | 934.4342 | 344.0772 | 344.0772 | 207.7 | 207.7 | 0 | 0 | 382.6571 | 382.6571 | 363012071.0167 | 378315540.5247 | 27441407.6425 | 0 | 768.769 | 0.24099 | 0 | 0 | 0 | 288.4303 | 27 | 1216 | 1844.7693 | 304 | 76 | 0.042277
453 | 257.5271 | 102.6 | 400 | 1600 | 0 | 100% | 22.9566 | 112.2055 | 116.158 | 116.158 | 1 | 112.2055 | 49.2605 | 106.0701 | 100.784 | 100.784 | 100.784 | 5.2862 | 106.0701 | 57.1619 | 51.5818 | 51.5818 | 51.5818 | 5.5801 | 57.1619 | 0 | 0 | 0 | 0 | 0 | 0 | 0 | 0 | 0 | 460.7029 | 371.7369 | 371.7369 | 371.7369 | 88.966 | 460.7029 | 1019.3011 | 1019.3011 | 429.6108 | 429.6108 | 207.4654 | 207.4654 | 0 | 0 | 382.2249 | 382.2249 | 407837399.9228 | 378461585.6086 | 76744595.3585 | 0 | 863.0436 | 0.16994 | 0 | 0 | 0 | 360.5379 | 27 | 1216 | 1844.7693 | 304 | 76 | 0.11823
454 | 309.0325 | 102.6 | 400 | 1600 | 0 | 100% | 30.5479 | 110.6781 | 112.6936 | 112.6936 | 1 | 110.6781 | 54.537 | 117.4761 | 111.6163 | 111.6163 | 111.6163 | 5.8598 | 117.4761 | 57.1006 | 51.5218 | 51.5218 | 51.5218 | 5.5788 | 57.1006 | 0 | 0 | 0 | 0 | 0 | 0 | 0 | 0 | 0 | 251.3093 | 203.0555 | 203.0555 | 203.0555 | 48.2538 | 251.3093 | 1104.1881 | 1104.1881 | 515.0501 | 515.0501 | 207.2711 | 207.2711 | 0 | 0 | 381.8669 | 381.8669 | 440279017.0449 | 378570139.5534 | 136638329.1575 | 0 | 955.4875 | 0.22427 | 0 | 0 | 0 | 432.6455 | 27 | 1216 | 1844.7693 | 304 | 76 | 0.21051
455 | 360.5379 | 102.6 | 400 | 1600 | 0 | 100% | 37.4772 | 110.2481 | 111.2922 | 111.2922 | 1 | 110.2481 | 59.4606 | 129.3753 | 122.9171 | 122.9171 | 122.9171 | 6.4582 | 129.3753 | 57.0507 | 51.4728 | 51.4728 | 51.4728 | 5.5779 | 57.0507 | 0 | 0 | 0 | 0 | 0 | 0 | 0 | 0 | 0 | 172.5706 | 139.9184 | 139.9184 | 139.9184 | 32.6522 | 172.5706 | 1189.0904 | 1189.0904 | 600.4174 | 600.4174 | 207.1075 | 207.1075 | 0 | 0 | 381.5655 | 381.5655 | 465201339.0866 | 378654593.3466 | 197893148.4938 | 0 | 1041.7491 | 0.85291 | 0 | 0 | 0 | 504.753 | 27 | 1216 | 1844.7693 | 304 | 76 | 0.30488
456 | 412.0433 | 102.6 | 400 | 1600 | 0 | 100% | 43.5274 | 110.8144 | 111.301 | 111.301 | 1 | 110.8144 | 63.5557 | 141.4007 | 134.3377 | 134.3377 | 134.3377 | 7.063 | 141.4007 | 57.0088 | 51.4316 | 51.4316 | 51.4316 | 5.5772 | 57.0088 | 0 | 0 | 0 | 0 | 0 | 0 | 0 | 0 | 0 | 135.1617 | 109.685 | 109.685 | 109.685 | 25.4767 | 135.1617 | 1274.0047 | 1274.0047 | 685.7286 | 685.7286 | 206.9678 | 206.9678 | 0 | 0 | 381.3082 | 381.3082 | 485604672.9978 | 378726280.2556 | 249165012.1696 | 0 | 1113.496 | 2.7339 | 0 | 0 | 0 | 576.8606 | 27 | 1216 | 1844.7693 | 304 | 76 | 0.38387
457 | 463.5487 | 102.6 | 400 | 1600 | 0 | 100% | 48.2192 | 112.7323 | 112.9493 | 112.9493 | 1 | 112.7323 | 66.857 | 153.3738 | 145.7085 | 145.7085 | 145.7085 | 7.6653 | 153.3738 | 56.9733 | 51.3967 | 51.3967 | 51.3967 | 5.5767 | 56.9733 | 0 | 0 | 0 | 0 | 0 | 0 | 0 | 0 | 0 | 115.9486 | 94.2226 | 94.2226 | 94.2226 | 21.726 | 115.9486 | 1358.9284 | 1358.9284 | 770.9952 | 770.9952 | 206.8472 | 206.8472 | 0 | 0 | 381.086 | 381.086 | 503027054.4076 | 378786571.0102 | 289521754.1371 | 0 | 1171.3354 | 5.5456 | 0 | 0 | 0 | 648.9682 | 27 | 1216 | 1844.7693 | 304 | 76 | 0.44604
458 | 515.0541 | 102.6 | 400 | 1600 | 0 | 100% | 52.226 | 115.2529 | 115.296 | 115.296 | 1 | 115.2529 | 69.6197 | 165.2892 | 157.0244 | 157.0244 | 157.0244 | 8.2648 | 165.2892 | 56.9429 | 51.3666 | 51.3666 | 51.3666 | 5.5762 | 56.9429 | 0 | 0 | 0 | 0 | 0 | 0 | 0 | 0 | 0 | 103.5567 | 84.1833 | 84.1833 | 84.1833 | 19.3734 | 103.5567 | 1443.8599 | 1443.8599 | 856.2256 | 856.2256 | 206.742 | 206.742 | 0 | 0 | 380.8922 | 380.8922 | 518009256.2579 | 378839304.4703 | 322889414.8062 | 0 | 1219.738 | 8.7156 | 0 | 0 | 0 | 721.0758 | 27 | 1216 | 1844.7693 | 304 | 76 | 0.49745
459 | 566.5595 | 102.6 | 400 | 1600 | 0 | 100% | 55.6164 | 118.1696 | 118.0817 | 118.0817 | 1 | 118.1696 | 72.0421 | 177.1792 | 168.3161 | 168.3161 | 168.3161 | 8.8631 | 177.1792 | 56.9164 | 51.3405 | 51.3405 | 51.3405 | 5.5759 | 56.9164 | 0 | 0 | 0 | 0 | 0 | 0 | 0 | 0 | 0 | 94.7717 | 77.0648 | 77.0648 | 77.0648 | 17.7069 | 94.7717 | 1528.7976 | 1528.7976 | 941.4265 | 941.4265 | 206.6495 | 206.6495 | 0 | 0 | 380.7217 | 380.7217 | 531069212.0396 | 378883586.1591 | 352223972.596 | 0 | 1262.1768 | 11.9083 | 0 | 0 | 0 | 793.1834 | 27 | 1216 | 1844.7693 | 304 | 76 | 0.54264
460 | 618.065 | 102.6 | 400 | 1600 | 0 | 100% | 58.7215 | 121.3386 | 121.1435 | 121.1435 | 1 | 121.3386 | 74.1944 | 188.9913 | 179.5337 | 179.5337 | 179.5337 | 9.4576 | 188.9913 | 56.8933 | 51.3177 | 51.3177 | 51.3177 | 5.5756 | 56.8933 | 0 | 0 | 0 | 0 | 0 | 0 | 0 | 0 | 0 | 88.1587 | 71.7059 | 71.7059 | 71.7059 | 16.4528 | 88.1587 | 1613.7406 | 1613.7406 | 1026.6028 | 1026.6028 | 206.5674 | 206.5674 | 0 | 0 | 380.5704 | 380.5704 | 542713786.8062 | 378910828.0204 | 378261214.4243 | 0 | 1299.8858 | 15.0277 | 0 | 0 | 0 | 865.2909 | 27 | 1216 | 1844.7693 | 304 | 76 | 0.58276
461 | 669.5704 | 102.6 | 400 | 1600 | 0 | 100% | 61.621 | 124.7177 | 124.4371 | 124.4371 | 1 | 124.7177 | 76.0908 | 200.7304 | 190.682 | 190.682 | 190.682 | 10.0484 | 200.7304 | 56.8732 | 51.2977 | 51.2977 | 51.2977 | 5.5754 | 56.8732 | 0 | 0 | 0 | 0 | 0 | 0 | 0 | 0 | 0 | 83.0309 | 67.5425 | 67.5425 | 67.5425 | 15.4884 | 83.0309 | 1698.688 | 1698.688 | 1111.7585 | 1111.7585 | 206.4941 | 206.4941 | 0 | 0 | 380.4354 | 380.4354 | 553195211.1924 | 378923119.8174 | 400993194.9464 | 0 | 1333.1115 | 18.0612 | 0 | 0 | 0 | 937.3985 | 27 | 1216 | 1844.7693 | 304 | 76 | 0.61778
462 | 721.0758 | 102.6 | 400 | 1600 | 0 | 100% | 63.8356 | 128.3662 | 128.0138 | 128.0138 | 1 | 128.3662 | 77.6959 | 212.4227 | 201.7858 | 201.7858 | 201.7858 | 10.6369 | 212.4227 | 56.8553 | 51.28 | 51.28 | 51.28 | 5.5753 | 56.8553 | 0 | 0 | 0 | 0 | 0 | 0 | 0 | 0 | 0 | 79.1345 | 64.3698 | 64.3698 | 64.3698 | 14.7646 | 79.1345 | 1783.6391 | 1783.6391 | 1196.8967 | 1196.8967 | 206.4283 | 206.4283 | 0 | 0 | 380.3141 | 380.3141 | 562529081.3267 | 378932863.6086 | 419770722.4362 | 0 | 1361.2327 | 21.0653 | 0 | 0 | 0 | 1009.5061 | 27 | 1216 | 1844.7693 | 304 | 76 | 0.64678
463 | 772.5812 | 102.6 | 400 | 1600 | 0 | 100% | 66.0274 | 132.2478 | 131.852 | 131.852 | 1 | 132.2478 | 79.0508 | 224.1063 | 212.8812 | 212.8812 | 212.8812 | 11.2251 | 224.1063 | 56.8392 | 51.264 | 51.264 | 51.264 | 5.5752 | 56.8392 | 0 | 0 | 0 | 0 | 0 | 0 | 0 | 0 | 0 | 76.1189 | 61.9098 | 61.9098 | 61.9098 | 14.2091 | 76.1189 | 1868.5933 | 1868.5933 | 1282.0199 | 1282.0199 | 206.3688 | 206.3688 | 0 | 0 | 380.2046 | 380.2046 | 570957334.1985 | 378940773.2034 | 435071277.1106 | 0 | 1384.9694 | 24.0005 | 0 | 0 | 0 | 1081.6137 | 27 | 1216 | 1844.7693 | 304 | 76 | 0.67058
464 | 824.0866 | 102.6 | 400 | 1600 | 0 | 100% | 67.7854 | 136.3208 | 135.8809 | 135.8809 | 1 | 136.3208 | 80.2491 | 235.7485 | 223.9374 | 223.9374 | 223.9374 | 11.8111 | 235.7485 | 56.8248 | 51.2497 | 51.2497 | 51.2497 | 5.5751 | 56.8248 | 0 | 0 | 0 | 0 | 0 | 0 | 0 | 0 | 0 | 73.8081 | 60.0426 | 60.0426 | 60.0426 | 13.7655 | 73.8081 | 1953.5503 | 1953.5503 | 1367.1303 | 1367.1303 | 206.3148 | 206.3148 | 0 | 0 | 380.1052 | 380.1052 | 578657081.3338 | 378947208.4135 | 448359736.4123 | 0 | 1405.964 | 26.7962 | 0 | 0 | 0 | 1153.7213 | 27 | 1216 | 1844.7693 | 304 | 76 | 0.69114
465 | 875.592 | 102.6 | 400 | 1600 | 0 | 100% | 69.4178 | 140.5107 | 140.0126 | 140.0126 | 1 | 140.5107 | 81.3136 | 247.3774 | 234.9808 | 234.9808 | 234.9808 | 12.3965 | 247.3774 | 56.8117 | 51.2367 | 51.2367 | 51.2367 | 5.575 | 56.8117 | 0 | 0 | 0 | 0 | 0 | 0 | 0 | 0 | 0 | 71.883 | 58.4773 | 58.4773 | 58.4773 | 13.4057 | 71.883 | 2038.5097 | 2038.5097 | 1452.2296 | 1452.2296 | 206.2656 | 206.2656 | 0 | 0 | 380.0145 | 380.0145 | 585600766.8275 | 378952793.5657 | 460059898.6614 | 0 | 1424.6135 | 29.4455 | 0 | 0 | 0 | 1225.8288 | 27 | 1216 | 1844.7693 | 304 | 76 | 0.70916
466 | 927.0974 | 102.6 | 400 | 1600 | 0 | 100% | 70.8447 | 144.8422 | 144.2968 | 144.2968 | 1 | 144.8422 | 82.2298 | 259.012 | 246.0298 | 246.0298 | 246.0298 | 12.9823 | 259.012 | 56.7997 | 51.2248 | 51.2248 | 51.2248 | 5.5749 | 56.7997 | 0 | 0 | 0 | 0 | 0 | 0 | 0 | 0 | 0 | 70.3303 | 57.2124 | 57.2124 | 57.2124 | 13.1179 | 70.3303 | 2123.4712 | 2123.4712 | 1537.319 | 1537.319 | 206.2206 | 206.2206 | 0 | 0 | 379.9315 | 379.9315 | 591941391.1837 | 378957183.5156 | 469768235.3237 | 0 | 1440.6668 | 31.9801 | 0 | 0 | 0 | 1297.9364 | 27 | 1216 | 1844.7693 | 304 | 76 | 0.72412
467 | 978.6028 | 102.6 | 400 | 1600 | 0 | 100% | 72.1804 | 149.2674 | 148.6785 | 148.6785 | 1 | 149.2674 | 83.0369 | 270.6313 | 257.064 | 257.064 | 257.064 | 13.5672 | 270.6313 | 56.7889 | 51.214 | 51.214 | 51.214 | 5.5749 | 56.7889 | 0 | 0 | 0 | 0 | 0 | 0 | 0 | 0 | 0 | 69.0381 | 56.1589 | 56.1589 | 56.1589 | 12.8792 | 69.0381 | 2208.4345 | 2208.4345 | 1622.4 | 1622.4 | 206.1792 | 206.1792 | 0 | 0 | 379.8553 | 379.8553 | 597755093.8208 | 378960573.6029 | 478090528.6981 | 0 | 1454.8062 | 34.3786 | 0 | 0 | 0 | 1370.044 | 27 | 1216 | 1844.7693 | 304 | 76 | 0.73694
468 | 1030.1083 | 102.6 | 400 | 1600 | 0 | 100% | 73.3562 | 153.744 | 153.1156 | 153.1156 | 1 | 153.744 | 83.7607 | 282.2451 | 268.0931 | 268.0931 | 268.0931 | 14.152 | 282.2451 | 56.7789 | 51.2041 | 51.2041 | 51.2041 | 5.5748 | 56.7789 | 0 | 0 | 0 | 0 | 0 | 0 | 0 | 0 | 0 | 67.9101 | 55.2383 | 55.2383 | 55.2383 | 12.6718 | 67.9101 | 2293.3994 | 2293.3994 | 1707.4733 | 1707.4733 | 206.141 | 206.141 | 0 | 0 | 379.785 | 379.785 | 603057224.2704 | 378963217.8182 | 485466579.5507 | 0 | 1467.487 | 36.6387 | 0 | 0 | 0 | 1442.1516 | 27 | 1216 | 1844.7693 | 304 | 76 | 0.74831
469 | 51.5054 | 152 | 400 | 1600 | 0 | 100% | 0.034247 | 109.0828 | 62.4203 | 62.4203 | 1 | 109.0828 | 37.4864 | 89.8454 | 85.3846 | 85.3846 | 85.3846 | 4.4608 | 89.8454 | 57.638 | 52.0315 | 52.0315 | 52.0315 | 5.6065 | 57.638 | 0 | 0 | 0 | 0 | 0 | 0 | 0 | 0 | 0 | 0 | 0 | 0 | 0 | 0 | 0 | 778.5754 | 778.5754 | 86.2625 | 86.2625 | 308.5738 | 308.5738 | 0 | 0 | 383.7391 | 383.7391 | 98383505.4074 | 557895156.1716 | 482882.5351 | 0 | 656.7615 | 0.12281 | 0 | 0 | 0 | 72.1076 | 40 | 1216 | 1844.7693 | 304 | 76 | 0.00074394
470 | 154.5162 | 152 | 400 | 1600 | 0 | 100% | 9.0868 | 104.6013 | 110.4099 | 110.4099 | 1 | 104.6013 | 48.7099 | 95.0549 | 90.3219 | 90.3219 | 90.3219 | 4.733 | 95.0549 | 57.3123 | 51.7223 | 51.7223 | 51.7223 | 5.5901 | 57.3123 | 0 | 0 | 0 | 0 | 0 | 0 | 0 | 0 | 0 | 2105.5075 | 1695.6956 | 1695.6956 | 1695.6956 | 409.8119 | 2105.5075 | 948.2296 | 948.2296 | 258.0065 | 258.0065 | 307.6423 | 307.6423 | 0 | 0 | 382.5808 | 382.5808 | 276777812.8609 | 559597122.2518 | 17023317.7006 | 0 | 853.3983 | 0.16561 | 0 | 0 | 0 | 216.3227 | 40 | 1216 | 1844.7693 | 304 | 76 | 0.026226
471 | 206.0217 | 152 | 400 | 1600 | 0 | 100% | 20.0799 | 103.5008 | 107.7161 | 107.7161 | 1 | 103.5008 | 54.179 | 102.3159 | 97.2161 | 97.2161 | 97.2161 | 5.0999 | 102.3159 | 57.215 | 51.6289 | 51.6289 | 51.6289 | 5.5861 | 57.215 | 0 | 0 | 0 | 0 | 0 | 0 | 0 | 0 | 0 | 715.6859 | 577.3683 | 577.3683 | 577.3683 | 138.3176 | 715.6859 | 1033.1002 | 1033.1002 | 343.6322 | 343.6322 | 307.3057 | 307.3057 | 0 | 0 | 382.1622 | 382.1622 | 339669451.8443 | 560012407.4165 | 49534587.1645 | 0 | 949.2164 | 0.13462 | 0 | 0 | 0 | 288.4303 | 40 | 1216 | 1844.7693 | 304 | 76 | 0.076314
472 | 257.5271 | 152 | 400 | 1600 | 0 | 100% | 29.4635 | 102.9005 | 105.3176 | 105.3176 | 1 | 102.9005 | 59.4419 | 114.1075 | 108.415 | 108.415 | 108.415 | 5.6925 | 114.1075 | 57.1419 | 51.5583 | 51.5583 | 51.5583 | 5.5835 | 57.1419 | 0 | 0 | 0 | 0 | 0 | 0 | 0 | 0 | 0 | 335.5417 | 271.0978 | 271.0978 | 271.0978 | 64.444 | 335.5417 | 1117.99 | 1117.99 | 429.1494 | 429.1494 | 307.0261 | 307.0261 | 0 | 0 | 381.8145 | 381.8145 | 378337850.2989 | 560286373.4518 | 102798549.1469 | 0 | 1041.4228 | 0.27534 | 0 | 0 | 0 | 360.5379 | 40 | 1216 | 1844.7693 | 304 | 76 | 0.15837
473 | 309.0325 | 152 | 400 | 1600 | 0 | 100% | 37.6941 | 102.8112 | 104.1707 | 104.1707 | 1 | 102.8112 | 64.4199 | 126.9864 | 120.6467 | 120.6467 | 120.6467 | 6.3397 | 126.9864 | 57.0845 | 51.5027 | 51.5027 | 51.5027 | 5.5818 | 57.0845 | 0 | 0 | 0 | 0 | 0 | 0 | 0 | 0 | 0 | 210.1728 | 170.0919 | 170.0919 | 170.0919 | 40.0808 | 210.1728 | 1202.8944 | 1202.8944 | 514.5834 | 514.5834 | 306.7901 | 306.7901 | 0 | 0 | 381.5209 | 381.5209 | 406735551.2427 | 560480458.9746 | 161420904.8159 | 0 | 1128.6369 | 0.79666 | 0 | 0 | 0 | 432.6455 | 40 | 1216 | 1844.7693 | 304 | 76 | 0.24869
474 | 360.5379 | 152 | 400 | 1600 | 0 | 100% | 45.4909 | 103.7385 | 104.523 | 104.523 | 1 | 103.7385 | 68.7783 | 140.2002 | 133.1965 | 133.1965 | 133.1965 | 7.0037 | 140.2002 | 57.0374 | 51.4569 | 51.4569 | 51.4569 | 5.5805 | 57.0374 | 0 | 0 | 0 | 0 | 0 | 0 | 0 | 0 | 0 | 157.0524 | 127.5039 | 127.5039 | 127.5039 | 29.5485 | 157.0524 | 1287.8104 | 1287.8104 | 599.9523 | 599.9523 | 306.5882 | 306.5882 | 0 | 0 | 381.2699 | 381.2699 | 428796334.2773 | 560631251.8834 | 215567836.2116 | 0 | 1204.9954 | 2.1553 | 0 | 0 | 0 | 504.753 | 40 | 1216 | 1844.7693 | 304 | 76 | 0.33211
475 | 412.0433 | 152 | 400 | 1600 | 0 | 100% | 51.6096 | 105.4355 | 105.8767 | 105.8767 | 1 | 105.4355 | 72.3156 | 153.5936 | 145.9167 | 145.9167 | 145.9167 | 7.6769 | 153.5936 | 56.998 | 51.4185 | 51.4185 | 51.4185 | 5.5795 | 56.998 | 0 | 0 | 0 | 0 | 0 | 0 | 0 | 0 | 0 | 129.3673 | 105.164 | 105.164 | 105.164 | 24.2033 | 129.3673 | 1372.7355 | 1372.7355 | 685.2692 | 685.2692 | 306.4136 | 306.4136 | 0 | 0 | 381.0527 | 381.0527 | 446600711.9401 | 560753912.836 | 259614767.8099 | 0 | 1266.9694 | 4.4849 | 0 | 0 | 0 | 576.8606 | 40 | 1216 | 1844.7693 | 304 | 76 | 0.39997
476 | 463.5487 | 152 | 400 | 1600 | 0 | 100% | 56.5525 | 107.8966 | 108.1549 | 108.1549 | 1 | 107.8966 | 75.2064 | 166.9575 | 158.6086 | 158.6086 | 158.6086 | 8.3488 | 166.9575 | 56.9644 | 51.3856 | 51.3856 | 51.3856 | 5.5787 | 56.9644 | 0 | 0 | 0 | 0 | 0 | 0 | 0 | 0 | 0 | 113.4636 | 92.3126 | 92.3126 | 92.3126 | 21.151 | 113.4636 | 1457.668 | 1457.668 | 770.544 | 770.544 | 306.261 | 306.261 | 0 | 0 | 380.863 | 380.863 | 461604856.9297 | 560855114.8009 | 295155787.5131 | 0 | 1317.6158 | 7.3605 | 0 | 0 | 0 | 648.9682 | 40 | 1216 | 1844.7693 | 304 | 76 | 0.45472
477 | 515.0541 | 152 | 400 | 1600 | 0 | 100% | 60.5708 | 110.8515 | 110.9905 | 110.9905 | 1 | 110.8515 | 77.5629 | 180.3052 | 171.2852 | 171.2852 | 171.2852 | 9.0201 | 180.3052 | 56.9354 | 51.3573 | 51.3573 | 51.3573 | 5.5781 | 56.9354 | 0 | 0 | 0 | 0 | 0 | 0 | 0 | 0 | 0 | 103.07 | 83.8832 | 83.8832 | 83.8832 | 19.1867 | 103.07 | 1542.6067 | 1542.6067 | 855.7843 | 855.7843 | 306.1266 | 306.1266 | 0 | 0 | 380.6959 | 380.6959 | 474419975.5198 | 560941084.4382 | 323541132.1502 | 0 | 1358.9022 | 10.5384 | 0 | 0 | 0 | 721.0758 | 40 | 1216 | 1844.7693 | 304 | 76 | 0.49845
478 | 566.5595 | 152 | 400 | 1600 | 0 | 100% | 63.9384 | 114.153 | 114.2041 | 114.2041 | 1 | 114.153 | 79.5748 | 193.6283 | 183.9382 | 183.9382 | 183.9382 | 9.6902 | 193.6283 | 56.9101 | 51.3326 | 51.3326 | 51.3326 | 5.5776 | 56.9101 | 0 | 0 | 0 | 0 | 0 | 0 | 0 | 0 | 0 | 95.7432 | 77.9385 | 77.9385 | 77.9385 | 17.8047 | 95.7432 | 1627.5505 | 1627.5505 | 940.9957 | 940.9957 | 306.0073 | 306.0073 | 0 | 0 | 380.5475 | 380.5475 | 485500828.3808 | 561016874.3179 | 347633345.1957 | 0 | 1394.151 | 13.7374 | 0 | 0 | 0 | 793.1834 | 40 | 1216 | 1844.7693 | 304 | 76 | 0.53557
479 | 618.065 | 152 | 400 | 1600 | 0 | 100% | 66.5525 | 117.7164 | 117.7084 | 117.7084 | 1 | 117.7164 | 81.2659 | 206.8756 | 196.5191 | 196.5191 | 196.5191 | 10.3566 | 206.8756 | 56.8877 | 51.3106 | 51.3106 | 51.3106 | 5.5771 | 56.8877 | 0 | 0 | 0 | 0 | 0 | 0 | 0 | 0 | 0 | 90.3607 | 73.5651 | 73.5651 | 73.5651 | 16.7956 | 90.3607 | 1712.4985 | 1712.4985 | 1026.183 | 1026.183 | 305.9006 | 305.9006 | 0 | 0 | 380.4148 | 380.4148 | 495372653.6536 | 561085662.9245 | 367319938.5784 | 0 | 1423.7783 | 16.9223 | 0 | 0 | 0 | 865.2909 | 40 | 1216 | 1844.7693 | 304 | 76 | 0.5659
480 | 669.5704 | 152 | 400 | 1600 | 0 | 100% | 69.2352 | 121.445 | 121.3849 | 121.3849 | 1 | 121.445 | 82.756 | 220.0361 | 209.0174 | 209.0174 | 209.0174 | 11.0187 | 220.0361 | 56.8678 | 51.2911 | 51.2911 | 51.2911 | 5.5768 | 56.8678 | 0 | 0 | 0 | 0 | 0 | 0 | 0 | 0 | 0 | 86.1677 | 70.1518 | 70.1518 | 70.1518 | 16.0159 | 86.1677 | 1797.4501 | 1797.4501 | 1111.3498 | 1111.3498 | 305.8047 | 305.8047 | 0 | 0 | 380.2956 | 380.2956 | 504244422.2794 | 561146345.0883 | 384494729.5666 | 0 | 1449.8855 | 19.9675 | 0 | 0 | 0 | 937.3985 | 40 | 1216 | 1844.7693 | 304 | 76 | 0.5924
481 | 721.0758 | 152 | 400 | 1600 | 0 | 100% | 71.3813 | 125.303 | 125.2036 | 125.2036 | 1 | 125.303 | 84.0471 | 233.1417 | 221.4636 | 221.4636 | 221.4636 | 11.6781 | 233.1417 | 56.8501 | 51.2737 | 51.2737 | 51.2737 | 5.5765 | 56.8501 | 0 | 0 | 0 | 0 | 0 | 0 | 0 | 0 | 0 | 82.8004 | 67.406 | 67.406 | 67.406 | 15.3945 | 82.8004 | 1882.4049 | 1882.4049 | 1196.499 | 1196.499 | 305.718 | 305.718 | 0 | 0 | 380.1878 | 380.1878 | 512182612.9494 | 561201798.178 | 399120519.7273 | 0 | 1472.5049 | 22.8873 | 0 | 0 | 0 | 1009.5061 | 40 | 1216 | 1844.7693 | 304 | 76 | 0.61516
482 | 772.5812 | 152 | 400 | 1600 | 0 | 100% | 73.2306 | 129.2872 | 129.1631 | 129.1631 | 1 | 129.2872 | 85.1742 | 246.1782 | 233.8441 | 233.8441 | 233.8441 | 12.3341 | 246.1782 | 56.8342 | 51.258 | 51.258 | 51.258 | 5.5762 | 56.8342 | 0 | 0 | 0 | 0 | 0 | 0 | 0 | 0 | 0 | 80.0993 | 65.2001 | 65.2001 | 65.2001 | 14.8992 | 80.0993 | 1967.3623 | 1967.3623 | 1281.6331 | 1281.6331 | 305.6393 | 305.6393 | 0 | 0 | 380.0899 | 380.0899 | 519471021.1214 | 561252115.3692 | 411529485.1602 | 0 | 1492.2526 | 25.6755 | 0 | 0 | 0 | 1081.6137 | 40 | 1216 | 1844.7693 | 304 | 76 | 0.63451
483 | 824.0866 | 152 | 400 | 1600 | 0 | 100% | 75.0114 | 133.4066 | 133.2581 | 133.2581 | 1 | 133.4066 | 86.1481 | 259.1551 | 246.1679 | 246.1679 | 246.1679 | 12.9872 | 259.1551 | 56.8198 | 51.2438 | 51.2438 | 51.2438 | 5.576 | 56.8198 | 0 | 0 | 0 | 0 | 0 | 0 | 0 | 0 | 0 | 77.967 | 63.4589 | 63.4589 | 63.4589 | 14.508 | 77.967 | 2052.322 | 2052.322 | 1366.754 | 1366.754 | 305.5675 | 305.5675 | 0 | 0 | 380.0005 | 380.0005 | 526091762.5963 | 561296556.6312 | 421925804.7988 | 0 | 1509.3141 | 28.3485 | 0 | 0 | 0 | 1153.7213 | 40 | 1216 | 1844.7693 | 304 | 76 | 0.65053
484 | 875.592 | 152 | 400 | 1600 | 0 | 100% | 76.4269 | 137.6524 | 137.4765 | 137.4765 | 1 | 137.6524 | 86.9853 | 272.1433 | 258.5024 | 258.5024 | 258.5024 | 13.6409 | 272.1433 | 56.8067 | 51.2309 | 51.2309 | 51.2309 | 5.5758 | 56.8067 | 0 | 0 | 0 | 0 | 0 | 0 | 0 | 0 | 0 | 76.2679 | 62.0722 | 62.0722 | 62.0722 | 14.1957 | 76.2679 | 2137.2838 | 2137.2838 | 1451.8634 | 1451.8634 | 305.5017 | 305.5017 | 0 | 0 | 379.9187 | 379.9187 | 531997098.3529 | 561336528.9799 | 430648981.901 | 0 | 1523.9826 | 30.8973 | 0 | 0 | 0 | 1225.8288 | 40 | 1216 | 1844.7693 | 304 | 76 | 0.66397
485 | 927.0974 | 152 | 400 | 1600 | 0 | 100% | 77.6142 | 142.0423 | 141.8488 | 141.8488 | 1 | 142.0423 | 87.695 | 285.1422 | 270.8471 | 270.8471 | 270.8471 | 14.2951 | 285.1422 | 56.795 | 51.2194 | 51.2194 | 51.2194 | 5.5756 | 56.795 | 0 | 0 | 0 | 0 | 0 | 0 | 0 | 0 | 0 | 75.008 | 61.0586 | 61.0586 | 61.0586 | 13.9494 | 75.008 | 2222.2473 | 2222.2473 | 1536.9627 | 1536.9627 | 305.4412 | 305.4412 | 0 | 0 | 379.8435 | 379.8435 | 537367002.2084 | 561352378.7348 | 437696143.2541 | 0 | 1536.4155 | 33.3291 | 0 | 0 | 0 | 1297.9364 | 40 | 1216 | 1844.7693 | 304 | 76 | 0.67482
486 | 978.6028 | 152 | 400 | 1600 | 0 | 100% | 78.9041 | 146.5022 | 146.2776 | 146.2776 | 1 | 146.5022 | 88.32 | 298.1438 | 283.1943 | 283.1943 | 283.1943 | 14.9495 | 298.1438 | 56.7843 | 51.2088 | 51.2088 | 51.2088 | 5.5755 | 56.7843 | 0 | 0 | 0 | 0 | 0 | 0 | 0 | 0 | 0 | 73.9201 | 60.1678 | 60.1678 | 60.1678 | 13.7523 | 73.9201 | 2307.2125 | 2307.2125 | 1622.053 | 1622.053 | 305.3854 | 305.3854 | 0 | 0 | 379.7741 | 379.7741 | 542239679.5625 | 561364714.1809 | 443761943.5607 | 0 | 1547.3663 | 35.6257 | 0 | 0 | 0 | 1370.044 | 40 | 1216 | 1844.7693 | 304 | 76 | 0.68417
487 | 1030.1083 | 152 | 400 | 1600 | 0 | 100% | 79.9429 | 151.0173 | 150.7623 | 150.7623 | 1 | 151.0173 | 88.8813 | 311.1532 | 295.5489 | 295.5489 | 295.5489 | 15.6044 | 311.1532 | 56.7745 | 51.1992 | 51.1992 | 51.1992 | 5.5754 | 56.7745 | 0 | 0 | 0 | 0 | 0 | 0 | 0 | 0 | 0 | 73.0072 | 59.4244 | 59.4244 | 59.4244 | 13.5828 | 73.0072 | 2392.179 | 2392.179 | 1707.1355 | 1707.1355 | 305.3337 | 305.3337 | 0 | 0 | 379.7098 | 379.7098 | 546693627.6261 | 561375186.7676 | 449131763.3339 | 0 | 1557.2006 | 37.7877 | 0 | 0 | 0 | 1442.1516 | 40 | 1216 | 1844.7693 | 304 | 76 | 0.69244
488 | 20.6022 | 201.4 | 400 | 1600 | 0 | 100% | 0.18265 | 98.4977 | 59.2646 | 59.2646 | 1 | 98.4977 | 44.3921 | 89.7128 | 85.2544 | 85.2544 | 85.2544 | 4.4584 | 89.7128 | 57.69 | 52.0734 | 52.0734 | 52.0734 | 5.6166 | 57.69 | 0 | 0 | 0 | 0 | 0 | 0 | 0 | 0 | 0 | 0 | 0 | 0 | 0 | 0 | 0 | 826.2817 | 826.2817 | 34.4707 | 34.4707 | 408.4536 | 408.4536 | 0 | 0 | 383.3574 | 383.3574 | 39325608.5866 | 737822310.0941 | 601480.3621 | 0 | 777.7494 | 0.22405 | 0 | 0 | 0 | 28.843 | 53 | 1216 | 1844.7693 | 304 | 76 | 0.00092665
489 | 51.5054 | 201.4 | 400 | 1600 | 0 | 100% | 3.6187 | 97.8161 | 111.1551 | 111.1551 | 1 | 97.8161 | 47.8056 | 91.9058 | 87.3344 | 87.3344 | 87.3344 | 4.5714 | 91.9058 | 57.5712 | 51.9615 | 51.9615 | 51.9615 | 5.6097 | 57.5712 | 0 | 0 | 0 | 0 | 0 | 0 | 0 | 0 | 0 | 13792.3154 | 11103.7805 | 11103.7805 | 11103.7805 | 2688.535 | 13792.3154 | 877.1761 | 877.1761 | 86.0971 | 86.0971 | 408.076 | 408.076 | 0 | 0 | 383.0031 | 383.0031 | 95757503.8093 | 738768948.3173 | 3028205.5604 | 0 | 837.5547 | 0.18703 | 0 | 0 | 0 | 72.1076 | 53 | 1216 | 1844.7693 | 304 | 76 | 0.0046653
490 | 154.5162 | 201.4 | 400 | 1600 | 0 | 100% | 18.2763 | 96.5858 | 99.2772 | 99.2772 | 1 | 96.5858 | 58.9391 | 103.3135 | 98.1631 | 98.1631 | 98.1631 | 5.1504 | 103.3135 | 57.2922 | 51.6978 | 51.6978 | 51.6978 | 5.5944 | 57.2922 | 0 | 0 | 0 | 0 | 0 | 0 | 0 | 0 | 0 | 897.4501 | 723.9948 | 723.9948 | 723.9948 | 173.4553 | 897.4501 | 1046.8998 | 1046.8998 | 257.6831 | 257.6831 | 407.1153 | 407.1153 | 0 | 0 | 382.1014 | 382.1014 | 254060907.687 | 740866645.4958 | 37685851.9042 | 0 | 1032.6134 | 0.2108 | 0 | 0 | 0 | 216.3227 | 53 | 1216 | 1844.7693 | 304 | 76 | 0.05806
491 | 206.0217 | 201.4 | 400 | 1600 | 0 | 100% | 30.468 | 96.5359 | 98.9075 | 98.9075 | 1 | 96.5359 | 64.2601 | 112.4959 | 106.8831 | 106.8831 | 106.8831 | 5.6128 | 112.4959 | 57.2009 | 51.6109 | 51.6109 | 51.6109 | 5.59 | 57.2009 | 0 | 0 | 0 | 0 | 0 | 0 | 0 | 0 | 0 | 450.747 | 364.2388 | 364.2388 | 364.2388 | 86.5082 | 450.747 | 1131.7922 | 1131.7922 | 343.2736 | 343.2736 | 406.7552 | 406.7552 | 0 | 0 | 381.7634 | 381.7634 | 308374303.4534 | 741479184.5839 | 75984334.4795 | 0 | 1125.8378 | 0.37854 | 0 | 0 | 0 | 288.4303 | 53 | 1216 | 1844.7693 | 304 | 76 | 0.11706
492 | 257.5271 | 201.4 | 400 | 1600 | 0 | 100% | 40.8333 | 96.9406 | 98.498 | 98.498 | 1 | 96.9406 | 69.2209 | 126.1562 | 119.8573 | 119.8573 | 119.8573 | 6.2989 | 126.1562 | 57.13 | 51.5432 | 51.5432 | 51.5432 | 5.5868 | 57.13 | 0 | 0 | 0 | 0 | 0 | 0 | 0 | 0 | 0 | 263.0738 | 212.9414 | 212.9414 | 212.9414 | 50.1323 | 263.0738 | 1216.6987 | 1216.6987 | 428.7707 | 428.7707 | 406.4505 | 406.4505 | 0 | 0 | 381.4775 | 381.4775 | 341788756.5664 | 741913416.6697 | 129048254.9196 | 0 | 1212.7504 | 0.9257 | 0 | 0 | 0 | 360.5379 | 53 | 1216 | 1844.7693 | 304 | 76 | 0.19881
493 | 309.0325 | 201.4 | 400 | 1600 | 0 | 100% | 49.8973 | 98.1661 | 99.1633 | 99.1633 | 1 | 98.1661 | 73.6193 | 140.8587 | 133.8214 | 133.8214 | 133.8214 | 7.0373 | 140.8587 | 57.0742 | 51.4896 | 51.4896 | 51.4896 | 5.5846 | 57.0742 | 0 | 0 | 0 | 0 | 0 | 0 | 0 | 0 | 0 | 187.2427 | 152.0879 | 152.0879 | 152.0879 | 35.1548 | 187.2427 | 1301.6163 | 1301.6163 | 514.1943 | 514.1943 | 406.1895 | 406.1895 | 0 | 0 | 381.2325 | 381.2325 | 366319911.3127 | 742224991.521 | 181264500.852 | 0 | 1289.8094 | 2.1522 | 0 | 0 | 0 | 432.6455 | 53 | 1216 | 1844.7693 | 304 | 76 | 0.27926
494 | 360.5379 | 201.4 | 400 | 1600 | 0 | 100% | 56.7237 | 99.9296 | 100.5213 | 100.5213 | 1 | 99.9296 | 77.1551 | 155.9229 | 148.1289 | 148.1289 | 148.1289 | 7.794 | 155.9229 | 57.0289 | 51.446 | 51.446 | 51.446 | 5.583 | 57.0289 | 0 | 0 | 0 | 0 | 0 | 0 | 0 | 0 | 0 | 149.3868 | 121.4557 | 121.4557 | 121.4557 | 27.9311 | 149.3868 | 1386.5427 | 1386.5427 | 599.5593 | 599.5593 | 405.9633 | 405.9633 | 0 | 0 | 381.0202 | 381.0202 | 385191989.7037 | 742459461.9033 | 224106572.5308 | 0 | 1351.758 | 4.3522 | 0 | 0 | 0 | 504.753 | 53 | 1216 | 1844.7693 | 304 | 76 | 0.34526
495 | 412.0433 | 201.4 | 400 | 1600 | 0 | 100% | 61.7352 | 102.6097 | 103.0244 | 103.0244 | 1 | 102.6097 | 79.8549 | 171.141 | 162.5824 | 162.5824 | 162.5824 | 8.5587 | 171.141 | 56.9913 | 51.4095 | 51.4095 | 51.4095 | 5.5817 | 56.9913 | 0 | 0 | 0 | 0 | 0 | 0 | 0 | 0 | 0 | 130.0091 | 105.7488 | 105.7488 | 105.7488 | 24.2603 | 130.0091 | 1471.4764 | 1471.4764 | 684.8766 | 684.8766 | 405.7654 | 405.7654 | 0 | 0 | 380.8344 | 380.8344 | 400495376.5599 | 742645368.151 | 255917787.1655 | 0 | 1399.0585 | 7.3173 | 0 | 0 | 0 | 576.8606 | 53 | 1216 | 1844.7693 | 304 | 76 | 0.39427
496 | 463.5487 | 201.4 | 400 | 1600 | 0 | 100% | 65.6393 | 105.8592 | 106.1715 | 106.1715 | 1 | 105.8592 | 82.0385 | 186.3675 | 177.0436 | 177.0436 | 177.0436 | 9.3239 | 186.3675 | 56.959 | 51.3782 | 51.3782 | 51.3782 | 5.5807 | 56.959 | 0 | 0 | 0 | 0 | 0 | 0 | 0 | 0 | 0 | 118.314 | 96.3353 | 96.3353 | 96.3353 | 21.9786 | 118.314 | 1556.4159 | 1556.4159 | 770.1546 | 770.1546 | 405.5908 | 405.5908 | 0 | 0 | 380.6705 | 380.6705 | 413231661.8967 | 742798571.5353 | 281284063.2831 | 0 | 1437.3143 | 10.5331 | 0 | 0 | 0 | 648.9682 | 53 | 1216 | 1844.7693 | 304 | 76 | 0.43335
497 | 515.0541 | 201.4 | 400 | 1600 | 0 | 100% | 69.3836 | 109.266 | 109.5014 | 109.5014 | 1 | 109.266 | 83.9319 | 201.5799 | 191.4912 | 191.4912 | 191.4912 | 10.0887 | 201.5799 | 56.931 | 51.3511 | 51.3511 | 51.3511 | 5.5799 | 56.931 | 0 | 0 | 0 | 0 | 0 | 0 | 0 | 0 | 0 | 109.5339 | 89.2012 | 89.2012 | 89.2012 | 20.3326 | 109.5339 | 1641.3604 | 1641.3604 | 855.3999 | 855.3999 | 405.4356 | 405.4356 | 0 | 0 | 380.5249 | 380.5249 | 424052811.7543 | 742929063.1692 | 303504265.1788 | 0 | 1470.4861 | 13.6994 | 0 | 0 | 0 | 721.0758 | 53 | 1216 | 1844.7693 | 304 | 76 | 0.46759
498 | 566.5595 | 201.4 | 400 | 1600 | 0 | 100% | 72.4087 | 112.8535 | 113.0296 | 113.0296 | 1 | 112.8535 | 85.5497 | 216.7714 | 205.9189 | 205.9189 | 205.9189 | 10.8525 | 216.7714 | 56.9065 | 51.3273 | 51.3273 | 51.3273 | 5.5793 | 56.9065 | 0 | 0 | 0 | 0 | 0 | 0 | 0 | 0 | 0 | 102.9106 | 83.8195 | 83.8195 | 83.8195 | 19.0912 | 102.9106 | 1726.3091 | 1726.3091 | 940.6177 | 940.6177 | 405.2967 | 405.2967 | 0 | 0 | 380.3946 | 380.3946 | 433420798.4257 | 743042098.3938 | 322367204.1447 | 0 | 1498.8301 | 16.8089 | 0 | 0 | 0 | 793.1834 | 53 | 1216 | 1844.7693 | 304 | 76 | 0.49665
499 | 618.065 | 201.4 | 400 | 1600 | 0 | 100% | 74.6233 | 116.7262 | 116.8721 | 116.8721 | 1 | 116.7262 | 86.8171 | 231.8274 | 220.2177 | 220.2177 | 220.2177 | 11.6097 | 231.8274 | 56.8849 | 51.3062 | 51.3062 | 51.3062 | 5.5787 | 56.8849 | 0 | 0 | 0 | 0 | 0 | 0 | 0 | 0 | 0 | 98.3673 | 80.122 | 80.122 | 80.122 | 18.2453 | 98.3673 | 1811.2612 | 1811.2612 | 1025.8121 | 1025.8121 | 405.1718 | 405.1718 | 0 | 0 | 380.2773 | 380.2773 | 441882687.5218 | 743139975.2214 | 336013093.4186 | 0 | 1521.0358 | 19.9466 | 0 | 0 | 0 | 865.2909 | 53 | 1216 | 1844.7693 | 304 | 76 | 0.51767
500 | 669.5704 | 201.4 | 400 | 1600 | 0 | 100% | 76.758 | 120.726 | 120.8378 | 120.8378 | 1 | 120.726 | 87.9364 | 246.7623 | 234.4014 | 234.4014 | 234.4014 | 12.3609 | 246.7623 | 56.8657 | 51.2875 | 51.2875 | 51.2875 | 5.5782 | 56.8657 | 0 | 0 | 0 | 0 | 0 | 0 | 0 | 0 | 0 | 94.8309 | 77.238 | 77.238 | 77.238 | 17.5929 | 94.8309 | 1896.2164 | 1896.2164 | 1110.9864 | 1110.9864 | 405.0588 | 405.0588 | 0 | 0 | 380.1712 | 380.1712 | 449440783.087 | 743226945.4407 | 347977793.5967 | 0 | 1540.6455 | 22.9036 | 0 | 0 | 0 | 937.3985 | 53 | 1216 | 1844.7693 | 304 | 76 | 0.53633
501 | 721.0758 | 201.4 | 400 | 1600 | 0 | 100% | 78.516 | 124.8269 | 124.9186 | 124.9186 | 1 | 124.8269 | 88.8954 | 261.6324 | 248.5235 | 248.5235 | 248.5235 | 13.1089 | 261.6324 | 56.8486 | 51.2708 | 51.2708 | 51.2708 | 5.5778 | 56.8486 | 0 | 0 | 0 | 0 | 0 | 0 | 0 | 0 | 0 | 91.9905 | 74.9156 | 74.9156 | 74.9156 | 17.0749 | 91.9905 | 1981.1743 | 1981.1743 | 1196.1434 | 1196.1434 | 404.956 | 404.956 | 0 | 0 | 380.0748 | 380.0748 | 456284911.4022 | 743304645.5517 | 357858502.1153 | 0 | 1557.4481 | 25.7232 | 0 | 0 | 0 | 1009.5061 | 53 | 1216 | 1844.7693 | 304 | 76 | 0.55186
502 | 772.5812 | 201.4 | 400 | 1600 | 0 | 100% | 79.9087 | 129.0042 | 129.0799 | 129.0799 | 1 | 129.0042 | 89.7497 | 276.4 | 262.5481 | 262.5481 | 262.5481 | 13.8519 | 276.4 | 56.833 | 51.2555 | 51.2555 | 51.2555 | 5.5774 | 56.833 | 0 | 0 | 0 | 0 | 0 | 0 | 0 | 0 | 0 | 89.6736 | 73.0204 | 73.0204 | 73.0204 | 16.6532 | 89.6736 | 2066.1343 | 2066.1343 | 1281.2854 | 1281.2854 | 404.8622 | 404.8622 | 0 | 0 | 379.9868 | 379.9868 | 462580870.2354 | 743378121.1925 | 366455740.4573 | 0 | 1572.4147 | 28.3854 | 0 | 0 | 0 | 1081.6137 | 53 | 1216 | 1844.7693 | 304 | 76 | 0.56518
503 | 824.0866 | 201.4 | 400 | 1600 | 0 | 100% | 81.5639 | 133.2572 | 133.3093 | 133.3093 | 1 | 133.2572 | 90.4944 | 291.1006 | 276.5091 | 276.5091 | 276.5091 | 14.5916 | 291.1006 | 56.8198 | 51.2426 | 51.2426 | 51.2426 | 5.5772 | 56.8198 | 0 | 0 | 0 | 0 | 0 | 0 | 0 | 0 | 0 | 87.7819 | 71.4735 | 71.4735 | 71.4735 | 16.3084 | 87.7819 | 2151.0964 | 2151.0964 | 1366.4141 | 1366.4141 | 404.7762 | 404.7762 | 0 | 0 | 379.9061 | 379.9061 | 468233163.5687 | 743444821.8045 | 373784419.0959 | 0 | 1585.4624 | 30.9089 | 0 | 0 | 0 | 1153.7213 | 53 | 1216 | 1844.7693 | 304 | 76 | 0.57647
504 | 875.592 | 201.4 | 400 | 1600 | 0 | 100% | 82.6598 | 137.6125 | 137.6411 | 137.6411 | 1 | 137.6125 | 91.1103 | 305.8723 | 290.5375 | 290.5375 | 290.5375 | 15.3348 | 305.8723 | 56.8074 | 51.2304 | 51.2304 | 51.2304 | 5.577 | 56.8074 | 0 | 0 | 0 | 0 | 0 | 0 | 0 | 0 | 0 | 86.2747 | 70.2384 | 70.2384 | 70.2384 | 16.0363 | 86.2747 | 2236.0603 | 2236.0603 | 1451.5313 | 1451.5313 | 404.6971 | 404.6971 | 0 | 0 | 379.8318 | 379.8318 | 473151546.6435 | 743505842.221 | 379595332.3478 | 0 | 1596.2527 | 33.3229 | 0 | 0 | 0 | 1225.8288 | 53 | 1216 | 1844.7693 | 304 | 76 | 0.58543
505 | 927.0974 | 201.4 | 400 | 1600 | 0 | 100% | 83.8014 | 142.0703 | 142.0892 | 142.0892 | 1 | 142.0703 | 91.6243 | 320.6743 | 304.5946 | 304.5946 | 304.5946 | 16.0797 | 320.6743 | 56.7954 | 51.2187 | 51.2187 | 51.2187 | 5.5767 | 56.7954 | 0 | 0 | 0 | 0 | 0 | 0 | 0 | 0 | 0 | 85.1163 | 69.2868 | 69.2868 | 69.2868 | 15.8296 | 85.1163 | 2321.0256 | 2321.0256 | 1536.6382 | 1536.6382 | 404.6241 | 404.6241 | 0 | 0 | 379.7633 | 379.7633 | 477650833.7955 | 743562811.2442 | 384044031.8811 | 0 | 1605.2577 | 35.6199 | 0 | 0 | 0 | 1297.9364 | 53 | 1216 | 1844.7693 | 304 | 76 | 0.59228
506 | 978.6028 | 201.4 | 400 | 1600 | 0 | 100% | 84.6689 | 146.6145 | 146.6247 | 146.6247 | 1 | 146.6145 | 92.0571 | 335.4665 | 318.6424 | 318.6424 | 318.6424 | 16.8241 | 335.4665 | 56.7844 | 51.2079 | 51.2079 | 51.2079 | 5.5765 | 56.7844 | 0 | 0 | 0 | 0 | 0 | 0 | 0 | 0 | 0 | 84.2394 | 68.5656 | 68.5656 | 68.5656 | 15.6738 | 84.2394 | 2405.9924 | 2405.9924 | 1621.736 | 1621.736 | 404.5565 | 404.5565 | 0 | 0 | 379.6998 | 379.6998 | 481769533.5854 | 743615956.1796 | 387455701.8501 | 0 | 1612.8412 | 37.8 | 0 | 0 | 0 | 1370.044 | 53 | 1216 | 1844.7693 | 304 | 76 | 0.59754
507 | 1030.1083 | 201.4 | 400 | 1600 | 0 | 100% | 85.5023 | 151.1912 | 151.1815 | 151.1815 | 1 | 151.1912 | 92.4601 | 350.2372 | 332.6697 | 332.6697 | 332.6697 | 17.5675 | 350.2372 | 56.7742 | 51.198 | 51.198 | 51.198 | 5.5763 | 56.7742 | 0 | 0 | 0 | 0 | 0 | 0 | 0 | 0 | 0 | 83.4891 | 67.9482 | 67.9482 | 67.9482 | 15.5409 | 83.4891 | 2490.9604 | 2490.9604 | 1706.8257 | 1706.8257 | 404.4938 | 404.4938 | 0 | 0 | 379.6409 | 379.6409 | 485559286.5547 | 743664775.8225 | 390677379.667 | 0 | 1619.9014 | 39.8388 | 0 | 0 | 0 | 1442.1516 | 53 | 1216 | 1844.7693 | 304 | 76 | 0.6025
508 | 20.6022 | 250.8 | 400 | 1600 | 0 | 100% | 23.5046 | 91.3243 | 92.1773 | 92.1773 | 1 | 91.3243 | 54.5958 | 102.2315 | 97.1428 | 97.1428 | 97.1428 | 5.0887 | 102.2315 | 59.0936 | 53.3316 | 53.3316 | 53.3316 | 5.762 | 59.0936 | 0 | 0 | 0 | 0 | 0 | 0 | 0 | 0 | 0 | 1202.6286 | 970.8651 | 970.8651 | 970.8651 | 231.7635 | 1202.6286 | 924.9067 | 924.9067 | 34.4126 | 34.4126 | 507.7829 | 507.7829 | 0 | 0 | 382.7112 | 382.7112 | 34438899.0092 | 895705504.2348 | 26373950.423 | 0 | 956.5184 | 0.17526 | 0 | 0 | 0 | 28.843 | 66 | 1216 | 1844.7693 | 304 | 76 | 0.040632
509 | 51.5054 | 250.8 | 400 | 1600 | 0 | 100% | 26.0274 | 91.2441 | 92.1854 | 92.1854 | 1 | 91.2441 | 57.9646 | 104.8939 | 99.6691 | 99.6691 | 99.6691 | 5.2248 | 104.8939 | 59.0129 | 53.255 | 53.255 | 53.255 | 5.7579 | 59.0129 | 0 | 0 | 0 | 0 | 0 | 0 | 0 | 0 | 0 | 903.775 | 729.9116 | 729.9116 | 729.9116 | 173.8634 | 903.775 | 975.8225 | 975.8225 | 85.9695 | 85.9695 | 507.4173 | 507.4173 | 0 | 0 | 382.4357 | 382.4357 | 83831270.0406 | 896383151.8914 | 35325641.4576 | 0 | 1015.5401 | 0.17264 | 0 | 0 | 0 | 72.1076 | 66 | 1216 | 1844.7693 | 304 | 76 | 0.054423
510 | 154.5162 | 250.8 | 400 | 1600 | 0 | 100% | 39.7831 | 91.6679 | 92.8486 | 92.8486 | 1 | 91.6679 | 68.768 | 116.2351 | 110.435 | 110.435 | 110.435 | 5.8001 | 116.2351 | 58.8143 | 53.066 | 53.066 | 53.066 | 5.7483 | 58.8143 | 0 | 0 | 0 | 0 | 0 | 0 | 0 | 0 | 0 | 404.2074 | 327.1437 | 327.1437 | 327.1437 | 77.0637 | 404.2074 | 1145.5948 | 1145.5948 | 257.4217 | 257.4217 | 506.4594 | 506.4594 | 0 | 0 | 381.7137 | 381.7137 | 225655254.6644 | 897955493.6158 | 81205465.195 | 0 | 1204.8162 | 0.59673 | 0 | 0 | 0 | 216.3227 | 66 | 1216 | 1844.7693 | 304 | 76 | 0.12511
511 | 206.0217 | 250.8 | 400 | 1600 | 0 | 100% | 50.0799 | 92.611 | 93.7799 | 93.7799 | 1 | 92.611 | 73.466 | 126.7946 | 120.4632 | 120.4632 | 120.4632 | 6.3314 | 126.7946 | 58.7447 | 52.9994 | 52.9994 | 52.9994 | 5.7453 | 58.7447 | 0 | 0 | 0 | 0 | 0 | 0 | 0 | 0 | 0 | 288.57 | 233.7915 | 233.7915 | 233.7915 | 54.7785 | 288.57 | 1230.5033 | 1230.5033 | 342.9784 | 342.9784 | 506.0897 | 506.0897 | 0 | 0 | 381.4351 | 381.4351 | 273419696.3836 | 898450256.4572 | 115254827.9532 | 0 | 1287.1248 | 1.5874 | 0 | 0 | 0 | 288.4303 | 66 | 1216 | 1844.7693 | 304 | 76 | 0.17756
512 | 257.5271 | 250.8 | 400 | 1600 | 0 | 100% | 57.5 | 94.1697 | 95.0836 | 95.0836 | 1 | 94.1697 | 77.495 | 142.2927 | 135.1831 | 135.1831 | 135.1831 | 7.1096 | 142.2927 | 58.6897 | 52.9466 | 52.9466 | 52.9466 | 5.7432 | 58.6897 | 0 | 0 | 0 | 0 | 0 | 0 | 0 | 0 | 0 | 213.0712 | 172.7611 | 172.7611 | 172.7611 | 40.31 | 213.0712 | 1315.4225 | 1315.4225 | 428.4542 | 428.4542 | 505.7724 | 505.7724 | 0 | 0 | 381.1959 | 381.1959 | 302836204.2974 | 898805081.3928 | 156070561.4599 | 0 | 1357.7118 | 3.237 | 0 | 0 | 0 | 360.5379 | 66 | 1216 | 1844.7693 | 304 | 76 | 0.24045
513 | 309.0325 | 250.8 | 400 | 1600 | 0 | 100% | 63.6301 | 96.609 | 97.3022 | 97.3022 | 1 | 96.609 | 80.7762 | 158.9535 | 151.0074 | 151.0074 | 151.0074 | 7.9461 | 158.9535 | 58.6447 | 52.9031 | 52.9031 | 52.9031 | 5.7416 | 58.6447 | 0 | 0 | 0 | 0 | 0 | 0 | 0 | 0 | 0 | 174.2733 | 141.6847 | 141.6847 | 141.6847 | 32.5886 | 174.2733 | 1400.3502 | 1400.3502 | 513.865 | 513.865 | 505.4969 | 505.4969 | 0 | 0 | 380.9883 | 380.9883 | 324485888.7527 | 899071989.0856 | 191641579.2664 | 0 | 1415.1995 | 5.5947 | 0 | 0 | 0 | 432.6455 | 66 | 1216 | 1844.7693 | 304 | 76 | 0.29525
514 | 360.5379 | 250.8 | 400 | 1600 | 0 | 100% | 68.7329 | 99.3254 | 99.8343 | 99.8343 | 1 | 99.3254 | 83.4144 | 176.0204 | 167.2171 | 167.2171 | 167.2171 | 8.8033 | 176.0204 | 58.6078 | 52.8674 | 52.8674 | 52.8674 | 5.7405 | 58.6078 | 0 | 0 | 0 | 0 | 0 | 0 | 0 | 0 | 0 | 149.9931 | 121.9809 | 121.9809 | 121.9809 | 28.0122 | 149.9931 | 1485.2848 | 1485.2848 | 599.2229 | 599.2229 | 505.2555 | 505.2555 | 0 | 0 | 380.8064 | 380.8064 | 341066736.2887 | 899270808.1911 | 221082119.5683 | 0 | 1461.4197 | 8.4064 | 0 | 0 | 0 | 504.753 | 66 | 1216 | 1844.7693 | 304 | 76 | 0.3406
515 | 412.0433 | 250.8 | 400 | 1600 | 0 | 100% | 73.0251 | 102.5613 | 102.9722 | 102.9722 | 1 | 102.5613 | 85.477 | 193.3026 | 183.6311 | 183.6311 | 183.6311 | 9.6715 | 193.3026 | 58.5765 | 52.8369 | 52.8369 | 52.8369 | 5.7396 | 58.5765 | 0 | 0 | 0 | 0 | 0 | 0 | 0 | 0 | 0 | 135.4497 | 110.1551 | 110.1551 | 110.1551 | 25.2947 | 135.4497 | 1570.2253 | 1570.2253 | 684.5372 | 684.5372 | 505.0423 | 505.0423 | 0 | 0 | 380.6457 | 380.6457 | 354439255.6743 | 899432422.9299 | 243684798.8853 | 0 | 1497.5565 | 11.5334 | 0 | 0 | 0 | 576.8606 | 66 | 1216 | 1844.7693 | 304 | 76 | 0.37543
516 | 463.5487 | 250.8 | 400 | 1600 | 0 | 100% | 76.1758 | 106.1371 | 106.4878 | 106.4878 | 1 | 106.1371 | 87.1923 | 210.5824 | 200.0426 | 200.0426 | 200.0426 | 10.5398 | 210.5824 | 58.5495 | 52.8106 | 52.8106 | 52.8106 | 5.7389 | 58.5495 | 0 | 0 | 0 | 0 | 0 | 0 | 0 | 0 | 0 | 125.7954 | 102.3523 | 102.3523 | 102.3523 | 23.4431 | 125.7954 | 1655.1705 | 1655.1705 | 769.8151 | 769.8151 | 504.8526 | 504.8526 | 0 | 0 | 380.5027 | 380.5027 | 365595279.877 | 899565598.4456 | 262448170.4738 | 0 | 1527.609 | 14.6833 | 0 | 0 | 0 | 648.9682 | 66 | 1216 | 1844.7693 | 304 | 76 | 0.40433
517 | 515.0541 | 250.8 | 400 | 1600 | 0 | 100% | 78.6416 | 109.9545 | 110.2563 | 110.2563 | 1 | 109.9545 | 88.5491 | 227.8339 | 216.427 | 216.427 | 216.427 | 11.4069 | 227.8339 | 58.5258 | 52.7875 | 52.7875 | 52.7875 | 5.7383 | 58.5258 | 0 | 0 | 0 | 0 | 0 | 0 | 0 | 0 | 0 | 119.0632 | 96.9006 | 96.9006 | 96.9006 | 22.1625 | 119.0632 | 1740.1197 | 1740.1197 | 855.0623 | 855.0623 | 504.6828 | 504.6828 | 0 | 0 | 380.3747 | 380.3747 | 375114263.6786 | 899680236.1496 | 276585978.4861 | 0 | 1551.3805 | 17.8644 | 0 | 0 | 0 | 721.0758 | 66 | 1216 | 1844.7693 | 304 | 76 | 0.42611
518 | 566.5595 | 250.8 | 400 | 1600 | 0 | 100% | 80.6849 | 113.9473 | 114.2192 | 114.2192 | 1 | 113.9473 | 89.6791 | 245.0007 | 232.7307 | 232.7307 | 232.7307 | 12.2699 | 245.0007 | 58.5049 | 52.7671 | 52.7671 | 52.7671 | 5.7378 | 58.5049 | 0 | 0 | 0 | 0 | 0 | 0 | 0 | 0 | 0 | 114.1573 | 92.8999 | 92.8999 | 92.8999 | 21.2574 | 114.1573 | 1825.0724 | 1825.0724 | 940.2833 | 940.2833 | 504.5297 | 504.5297 | 0 | 0 | 380.2594 | 380.2594 | 383452224.0994 | 899779540.4441 | 287945859.6231 | 0 | 1571.1776 | 20.9448 | 0 | 0 | 0 | 793.1834 | 66 | 1216 | 1844.7693 | 304 | 76 | 0.44362
519 | 618.065 | 250.8 | 400 | 1600 | 0 | 100% | 82.1575 | 118.0579 | 118.3082 | 118.3082 | 1 | 118.0579 | 90.6208 | 261.9944 | 248.87 | 248.87 | 248.87 | 13.1244 | 261.9944 | 58.4863 | 52.7489 | 52.7489 | 52.7489 | 5.7374 | 58.4863 | 0 | 0 | 0 | 0 | 0 | 0 | 0 | 0 | 0 | 110.4195 | 89.8501 | 89.8501 | 89.8501 | 20.5694 | 110.4195 | 1910.0281 | 1910.0281 | 1025.482 | 1025.482 | 504.3912 | 504.3912 | 0 | 0 | 380.1549 | 380.1549 | 390947231.084 | 899868744.9717 | 296860451.2268 | 0 | 1587.6764 | 23.8908 | 0 | 0 | 0 | 865.2909 | 66 | 1216 | 1844.7693 | 304 | 76 | 0.45775
520 | 669.5704 | 250.8 | 400 | 1600 | 0 | 100% | 83.5616 | 122.2437 | 122.4816 | 122.4816 | 1 | 122.2437 | 91.4225 | 278.8855 | 264.9116 | 264.9116 | 264.9116 | 13.9739 | 278.8855 | 58.4693 | 52.7322 | 52.7322 | 52.7322 | 5.737 | 58.4693 | 0 | 0 | 0 | 0 | 0 | 0 | 0 | 0 | 0 | 107.3956 | 87.3775 | 87.3775 | 87.3775 | 20.0181 | 107.3956 | 1994.9863 | 1994.9863 | 1110.6612 | 1110.6612 | 504.2652 | 504.2652 | 0 | 0 | 380.0599 | 380.0599 | 397661894.0707 | 899952967.1106 | 304106720.2289 | 0 | 1601.7216 | 26.692 | 0 | 0 | 0 | 937.3985 | 66 | 1216 | 1844.7693 | 304 | 76 | 0.46924
521 | 721.0758 | 250.8 | 400 | 1600 | 0 | 100% | 84.8858 | 126.529 | 126.7601 | 126.7601 | 1 | 126.529 | 92.1206 | 295.6338 | 280.8175 | 280.8175 | 280.8175 | 14.8163 | 295.6338 | 58.4543 | 52.7176 | 52.7176 | 52.7176 | 5.7367 | 58.4543 | 0 | 0 | 0 | 0 | 0 | 0 | 0 | 0 | 0 | 105.0934 | 85.4892 | 85.4892 | 85.4892 | 19.6042 | 105.0934 | 2079.9467 | 2079.9467 | 1195.8236 | 1195.8236 | 504.15 | 504.15 | 0 | 0 | 379.9732 | 379.9732 | 403826877.965 | 900024219.4937 | 310101005.0115 | 0 | 1613.9521 | 29.3403 | 0 | 0 | 0 | 1009.5061 | 66 | 1216 | 1844.7693 | 304 | 76 | 0.47847
522 | 772.5812 | 250.8 | 400 | 1600 | 0 | 100% | 86.1073 | 130.8604 | 131.0772 | 131.0772 | 1 | 130.8604 | 92.7404 | 312.279 | 296.6254 | 296.6254 | 296.6254 | 15.6536 | 312.279 | 58.4417 | 52.7051 | 52.7051 | 52.7051 | 5.7366 | 58.4417 | 0 | 0 | 0 | 0 | 0 | 0 | 0 | 0 | 0 | 103.1613 | 83.9003 | 83.9003 | 83.9003 | 19.261 | 103.1613 | 2164.9091 | 2164.9091 | 1280.9711 | 1280.9711 | 504.0444 | 504.0444 | 0 | 0 | 379.8936 | 379.8936 | 409385032.2151 | 900087865.2985 | 315338328.6682 | 0 | 1624.8112 | 31.8283 | 0 | 0 | 0 | 1081.6137 | 66 | 1216 | 1844.7693 | 304 | 76 | 0.48654
523 | 824.0866 | 250.8 | 400 | 1600 | 0 | 100% | 86.9977 | 135.2635 | 135.467 | 135.467 | 1 | 135.2635 | 93.256 | 328.9308 | 312.4395 | 312.4395 | 312.4395 | 16.4914 | 328.9308 | 58.4294 | 52.6931 | 52.6931 | 52.6931 | 5.7364 | 58.4294 | 0 | 0 | 0 | 0 | 0 | 0 | 0 | 0 | 0 | 101.6214 | 82.6328 | 82.6328 | 82.6328 | 18.9886 | 101.6214 | 2249.8732 | 2249.8732 | 1366.1057 | 1366.1057 | 503.9472 | 503.9472 | 0 | 0 | 379.8203 | 379.8203 | 414314207.7901 | 900147265.2366 | 319383942.7149 | 0 | 1633.8454 | 34.195 | 0 | 0 | 0 | 1153.7213 | 66 | 1216 | 1844.7693 | 304 | 76 | 0.49278
524 | 875.592 | 250.8 | 400 | 1600 | 0 | 100% | 87.7283 | 139.7537 | 139.9414 | 139.9414 | 1 | 139.7537 | 93.6889 | 345.6463 | 328.3139 | 328.3139 | 328.3139 | 17.3323 | 345.6463 | 58.4179 | 52.6817 | 52.6817 | 52.6817 | 5.7362 | 58.4179 | 0 | 0 | 0 | 0 | 0 | 0 | 0 | 0 | 0 | 100.4595 | 81.6744 | 81.6744 | 81.6744 | 18.7851 | 100.4595 | 2334.8388 | 2334.8388 | 1451.2287 | 1451.2287 | 503.8574 | 503.8574 | 0 | 0 | 379.7526 | 379.7526 | 418671687.8559 | 900202209.0267 | 322556218.6992 | 0 | 1641.4301 | 36.4388 | 0 | 0 | 0 | 1225.8288 | 66 | 1216 | 1844.7693 | 304 | 76 | 0.49766
525 | 927.0974 | 250.8 | 400 | 1600 | 0 | 100% | 88.4932 | 144.3047 | 144.4814 | 144.4814 | 1 | 144.3047 | 94.0668 | 362.3763 | 344.2022 | 344.2022 | 344.2022 | 18.1741 | 362.3763 | 58.4072 | 52.6713 | 52.6713 | 52.6713 | 5.736 | 58.4072 | 0 | 0 | 0 | 0 | 0 | 0 | 0 | 0 | 0 | 99.5537 | 80.9234 | 80.9234 | 80.9234 | 18.6303 | 99.5537 | 2419.8058 | 2419.8058 | 1536.3415 | 1536.3415 | 503.7743 | 503.7743 | 0 | 0 | 379.69 | 379.69 | 422662933.7723 | 900255254.4697 | 325132766.845 | 0 | 1648.051 | 38.5541 | 0 | 0 | 0 | 1297.9364 | 66 | 1216 | 1844.7693 | 304 | 76 | 0.50163
526 | 978.6028 | 250.8 | 400 | 1600 | 0 | 100% | 89.0753 | 148.8893 | 149.0574 | 149.0574 | 1 | 148.8893 | 94.4025 | 379.0776 | 360.0631 | 360.0631 | 360.0631 | 19.0145 | 379.0776 | 58.3973 | 52.6615 | 52.6615 | 52.6615 | 5.7358 | 58.3973 | 0 | 0 | 0 | 0 | 0 | 0 | 0 | 0 | 0 | 98.8091 | 80.3076 | 80.3076 | 80.3076 | 18.5015 | 98.8091 | 2504.7739 | 2504.7739 | 1621.4452 | 1621.4452 | 503.697 | 503.697 | 0 | 0 | 379.6317 | 379.6317 | 426342241.8752 | 900306181.461 | 327283709.402 | 0 | 1653.9321 | 40.5455 | 0 | 0 | 0 | 1370.044 | 66 | 1216 | 1844.7693 | 304 | 76 | 0.50495
527 | 1030.1083 | 250.8 | 400 | 1600 | 0 | 100% | 89.726 | 153.4919 | 153.6492 | 153.6492 | 1 | 153.4919 | 94.7089 | 395.7452 | 375.892 | 375.892 | 375.892 | 19.8532 | 395.7452 | 58.3881 | 52.6525 | 52.6525 | 52.6525 | 5.7356 | 58.3881 | 0 | 0 | 0 | 0 | 0 | 0 | 0 | 0 | 0 | 98.1612 | 79.7729 | 79.7729 | 79.7729 | 18.3884 | 98.1612 | 2589.7432 | 2589.7432 | 1706.5406 | 1706.5406 | 503.6251 | 503.6251 | 0 | 0 | 379.5775 | 379.5775 | 429731330.8828 | 900354473.5481 | 329214444.1111 | 0 | 1659.3002 | 42.4181 | 0 | 0 | 0 | 1442.1516 | 66 | 1216 | 1844.7693 | 304 | 76 | 0.50792
528 | 20.6022 | 300.2 | 400 | 1600 | 0 | 100% | 42.226 | 87.669 | 87.9873 | 87.9873 | 1 | 87.669 | 63.8769 | 110.9167 | 105.3887 | 105.3887 | 105.3887 | 5.528 | 110.9167 | 63.5626 | 57.3574 | 57.3574 | 57.3574 | 6.2052 | 63.5626 | 0 | 0 | 0 | 0 | 0 | 0 | 0 | 0 | 0 | 345.466 | 279.6517 | 279.6517 | 279.6517 | 65.8144 | 345.466 | 1023.5697 | 1023.5697 | 34.3671 | 34.3671 | 606.9973 | 606.9973 | 0 | 0 | 382.2053 | 382.2053 | 31695669.0581 | 995788334.2276 | 91638843.6846 | 0 | 1119.1228 | 1.1972 | 0 | 0 | 0 | 28.843 | 79 | 1216 | 1844.7693 | 304 | 76 | 0.14118
529 | 51.5054 | 300.2 | 400 | 1600 | 0 | 100% | 44.7831 | 88.1264 | 88.5416 | 88.5416 | 1 | 88.1264 | 66.9679 | 113.7608 | 108.0879 | 108.0879 | 108.0879 | 5.6728 | 113.7608 | 63.5004 | 57.298 | 57.298 | 57.298 | 6.2023 | 63.5004 | 0 | 0 | 0 | 0 | 0 | 0 | 0 | 0 | 0 | 318.9866 | 258.2919 | 258.2919 | 258.2919 | 60.6947 | 318.9866 | 1074.5004 | 1074.5004 | 85.8682 | 85.8682 | 606.6473 | 606.6473 | 0 | 0 | 381.9849 | 381.9849 | 77190965.0136 | 996273959.2715 | 99812050.4256 | 0 | 1173.277 | 1.5577 | 0 | 0 | 0 | 72.1076 | 79 | 1216 | 1844.7693 | 304 | 76 | 0.15377
530 | 154.5162 | 300.2 | 400 | 1600 | 0 | 100% | 56.5639 | 90.4313 | 90.9901 | 90.9901 | 1 | 90.4313 | 76.2645 | 126.4515 | 120.1365 | 120.1365 | 120.1365 | 6.315 | 126.4515 | 63.3456 | 57.1497 | 57.1497 | 57.1497 | 6.1959 | 63.3456 | 0 | 0 | 0 | 0 | 0 | 0 | 0 | 0 | 0 | 244.6099 | 198.204 | 198.204 | 198.204 | 46.4059 | 244.6099 | 1244.3082 | 1244.3082 | 257.206 | 257.206 | 605.7084 | 605.7084 | 0 | 0 | 381.3938 | 381.3938 | 207093934.3989 | 997382181.0357 | 131677282.4361 | 0 | 1336.1534 | 3.7388 | 0 | 0 | 0 | 216.3227 | 79 | 1216 | 1844.7693 | 304 | 76 | 0.20286
531 | 206.0217 | 300.2 | 400 | 1600 | 0 | 100% | 63.9041 | 92.3876 | 93.0155 | 93.0155 | 1 | 92.3876 | 79.9633 | 138.2488 | 131.3407 | 131.3407 | 131.3407 | 6.9081 | 138.2488 | 63.2894 | 57.0956 | 57.0956 | 57.0956 | 6.1938 | 63.2894 | 0 | 0 | 0 | 0 | 0 | 0 | 0 | 0 | 0 | 213.0648 | 172.6793 | 172.6793 | 172.6793 | 40.3855 | 213.0648 | 1329.2289 | 1329.2289 | 342.7312 | 342.7312 | 605.3375 | 605.3375 | 0 | 0 | 381.1602 | 381.1602 | 250571393.0691 | 997741817.8825 | 152643630.2411 | 0 | 1400.9568 | 5.6807 | 0 | 0 | 0 | 288.4303 | 79 | 1216 | 1844.7693 | 304 | 76 | 0.23517
532 | 257.5271 | 300.2 | 400 | 1600 | 0 | 100% | 69.3037 | 95.0626 | 95.6629 | 95.6629 | 1 | 95.0626 | 83.0314 | 155.3824 | 147.6142 | 147.6142 | 147.6142 | 7.7682 | 155.3824 | 63.2442 | 57.0518 | 57.0518 | 57.0518 | 6.1924 | 63.2442 | 0 | 0 | 0 | 0 | 0 | 0 | 0 | 0 | 0 | 183.6621 | 149.1973 | 149.1973 | 149.1973 | 34.4648 | 183.6621 | 1414.1578 | 1414.1578 | 428.1858 | 428.1858 | 605.0149 | 605.0149 | 0 | 0 | 380.9571 | 380.9571 | 277118581.2625 | 997995967.3959 | 179595874.4989 | 0 | 1454.7104 | 8.054 | 0 | 0 | 0 | 360.5379 | 79 | 1216 | 1844.7693 | 304 | 76 | 0.27669
533 | 309.0325 | 300.2 | 400 | 1600 | 0 | 100% | 74.2009 | 97.8488 | 98.3527 | 98.3527 | 1 | 97.8488 | 85.6281 | 173.7467 | 165.0565 | 165.0565 | 165.0565 | 8.6902 | 173.7467 | 63.207 | 57.0157 | 57.0157 | 57.0157 | 6.1913 | 63.207 | 0 | 0 | 0 | 0 | 0 | 0 | 0 | 0 | 0 | 160.2717 | 130.2198 | 130.2198 | 130.2198 | 30.0519 | 160.2717 | 1499.0935 | 1499.0935 | 513.5826 | 513.5826 | 604.732 | 604.732 | 0 | 0 | 380.7789 | 380.7789 | 296648586.9869 | 998185039.6358 | 205370773.6577 | 0 | 1500.2044 | 10.6536 | 0 | 0 | 0 | 432.6455 | 79 | 1216 | 1844.7693 | 304 | 76 | 0.3164
534 | 360.5379 | 300.2 | 400 | 1600 | 0 | 100% | 78.0137 | 101.1009 | 101.5054 | 101.5054 | 1 | 101.1009 | 87.6022 | 192.576 | 182.9403 | 182.9403 | 182.9403 | 9.6357 | 192.576 | 63.1754 | 56.9849 | 56.9849 | 56.9849 | 6.1905 | 63.1754 | 0 | 0 | 0 | 0 | 0 | 0 | 0 | 0 | 0 | 145.4899 | 118.2091 | 118.2091 | 118.2091 | 27.2808 | 145.4899 | 1584.0347 | 1584.0347 | 598.9317 | 598.9317 | 604.4817 | 604.4817 | 0 | 0 | 380.6213 | 380.6213 | 311568871.4542 | 998335794.3457 | 224885974.6414 | 0 | 1534.7906 | 13.6162 | 0 | 0 | 0 | 504.753 | 79 | 1216 | 1844.7693 | 304 | 76 | 0.34646
535 | 412.0433 | 300.2 | 400 | 1600 | 0 | 100% | 80.605 | 104.6934 | 105.0492 | 105.0492 | 1 | 104.6934 | 89.1891 | 211.5587 | 200.9694 | 200.9694 | 200.9694 | 10.5893 | 211.5587 | 63.1481 | 56.9582 | 56.9582 | 56.9582 | 6.1899 | 63.1481 | 0 | 0 | 0 | 0 | 0 | 0 | 0 | 0 | 0 | 135.655 | 110.2124 | 110.2124 | 110.2124 | 25.4426 | 135.655 | 1668.9807 | 1668.9807 | 684.241 | 684.241 | 604.2587 | 604.2587 | 0 | 0 | 380.481 | 380.481 | 323709944.8307 | 998459285.8786 | 240423602.9338 | 0 | 1562.5928 | 16.6532 | 0 | 0 | 0 | 576.8606 | 79 | 1216 | 1844.7693 | 304 | 76 | 0.3704
536 | 463.5487 | 300.2 | 400 | 1600 | 0 | 100% | 82.5 | 108.6001 | 108.9234 | 108.9234 | 1 | 108.6001 | 90.4052 | 230.5265 | 218.9842 | 218.9842 | 218.9842 | 11.5423 | 230.5265 | 63.1241 | 56.9347 | 56.9347 | 56.9347 | 6.1894 | 63.1241 | 0 | 0 | 0 | 0 | 0 | 0 | 0 | 0 | 0 | 129.3616 | 105.0804 | 105.0804 | 105.0804 | 24.2812 | 129.3616 | 1753.9305 | 1753.9305 | 769.5165 | 769.5165 | 604.0589 | 604.0589 | 0 | 0 | 380.3551 | 380.3551 | 333816014.9897 | 998565361.3926 | 251517625.0748 | 0 | 1583.899 | 19.7389 | 0 | 0 | 0 | 648.9682 | 79 | 1216 | 1844.7693 | 304 | 76 | 0.38758
537 | 515.0541 | 300.2 | 400 | 1600 | 0 | 100% | 83.9726 | 112.677 | 112.9789 | 112.9789 | 1 | 112.677 | 91.4149 | 249.436 | 236.9434 | 236.9434 | 236.9434 | 12.4926 | 249.436 | 63.1027 | 56.9137 | 56.9137 | 56.9137 | 6.189 | 63.1027 | 0 | 0 | 0 | 0 | 0 | 0 | 0 | 0 | 0 | 124.7643 | 101.3713 | 101.3713 | 101.3713 | 23.393 | 124.7643 | 1838.8837 | 1838.8837 | 854.7633 | 854.7633 | 603.8787 | 603.8787 | 0 | 0 | 380.2417 | 380.2417 | 342528573.8596 | 998660500.8841 | 260399820.2768 | 0 | 1601.5889 | 22.7028 | 0 | 0 | 0 | 721.0758 | 79 | 1216 | 1844.7693 | 304 | 76 | 0.40172
538 | 566.5595 | 300.2 | 400 | 1600 | 0 | 100% | 85.6279 | 116.8644 | 117.1507 | 117.1507 | 1 | 116.8644 | 92.275 | 268.2053 | 254.7692 | 254.7692 | 254.7692 | 13.4361 | 268.2053 | 63.0836 | 56.8949 | 56.8949 | 56.8949 | 6.1886 | 63.0836 | 0 | 0 | 0 | 0 | 0 | 0 | 0 | 0 | 0 | 121.284 | 98.5617 | 98.5617 | 98.5617 | 22.7223 | 121.284 | 1923.8398 | 1923.8398 | 939.9855 | 939.9855 | 603.7155 | 603.7155 | 0 | 0 | 380.1389 | 380.1389 | 350155402.5846 | 998744837.6262 | 267757397.2212 | 0 | 1616.6576 | 25.5299 | 0 | 0 | 0 | 793.1834 | 79 | 1216 | 1844.7693 | 304 | 76 | 0.41335
539 | 618.065 | 300.2 | 400 | 1600 | 0 | 100% | 86.8493 | 121.1234 | 121.3998 | 121.3998 | 1 | 121.1234 | 92.9801 | 286.8787 | 272.5038 | 272.5038 | 272.5038 | 14.3749 | 286.8787 | 63.0664 | 56.8781 | 56.8781 | 56.8781 | 6.1883 | 63.0664 | 0 | 0 | 0 | 0 | 0 | 0 | 0 | 0 | 0 | 118.4838 | 96.2719 | 96.2719 | 96.2719 | 22.2119 | 118.4838 | 2008.7984 | 2008.7984 | 1025.1862 | 1025.1862 | 603.5669 | 603.5669 | 0 | 0 | 380.0453 | 380.0453 | 356912662.3049 | 998820083.4157 | 273278199.9338 | 0 | 1629.0109 | 28.244 | 0 | 0 | 0 | 865.2909 | 79 | 1216 | 1844.7693 | 304 | 76 | 0.42186
540 | 669.5704 | 300.2 | 400 | 1600 | 0 | 100% | 87.8425 | 125.4614 | 125.7363 | 125.7363 | 1 | 125.4614 | 93.5948 | 305.4001 | 290.0938 | 290.0938 | 290.0938 | 15.3063 | 305.4001 | 63.0509 | 56.8628 | 56.8628 | 56.8628 | 6.188 | 63.0509 | 0 | 0 | 0 | 0 | 0 | 0 | 0 | 0 | 0 | 116.3312 | 94.5042 | 94.5042 | 94.5042 | 21.827 | 116.3312 | 2093.7592 | 2093.7592 | 1110.3684 | 1110.3684 | 603.431 | 603.431 | 0 | 0 | 379.9598 | 379.9598 | 363059776.2571 | 998887235.4187 | 277833866.1971 | 0 | 1639.7809 | 30.7997 | 0 | 0 | 0 | 937.3985 | 79 | 1216 | 1844.7693 | 304 | 76 | 0.42887
541 | 721.0758 | 300.2 | 400 | 1600 | 0 | 100% | 88.7785 | 129.851 | 130.1208 | 130.1208 | 1 | 129.851 | 94.1264 | 323.7515 | 307.5223 | 307.5223 | 307.5223 | 16.2292 | 323.7515 | 63.0371 | 56.8493 | 56.8493 | 56.8493 | 6.1878 | 63.0371 | 0 | 0 | 0 | 0 | 0 | 0 | 0 | 0 | 0 | 114.607 | 93.0846 | 93.0846 | 93.0846 | 21.5224 | 114.607 | 2178.7218 | 2178.7218 | 1195.5343 | 1195.5343 | 603.3063 | 603.3063 | 0 | 0 | 379.8812 | 379.8812 | 368641525.8104 | 998948997.514 | 281503272.0248 | 0 | 1649.0938 | 33.2113 | 0 | 0 | 0 | 1009.5061 | 79 | 1216 | 1844.7693 | 304 | 76 | 0.43453
542 | 772.5812 | 300.2 | 400 | 1600 | 0 | 100% | 89.7146 | 134.3018 | 134.566 | 134.566 | 1 | 134.3018 | 94.5829 | 342.0272 | 324.8788 | 324.8788 | 324.8788 | 17.1484 | 342.0272 | 63.0241 | 56.8365 | 56.8365 | 56.8365 | 6.1876 | 63.0241 | 0 | 0 | 0 | 0 | 0 | 0 | 0 | 0 | 0 | 113.2724 | 91.9792 | 91.9792 | 91.9792 | 21.2932 | 113.2724 | 2263.6862 | 2263.6862 | 1280.6858 | 1280.6858 | 603.1915 | 603.1915 | 0 | 0 | 379.8089 | 379.8089 | 373692113.7097 | 999007039.4868 | 284392581.3045 | 0 | 1657.0917 | 35.4895 | 0 | 0 | 0 | 1081.6137 | 79 | 1216 | 1844.7693 | 304 | 76 | 0.43898
543 | 824.0866 | 300.2 | 400 | 1600 | 0 | 100% | 90.4338 | 138.788 | 139.0347 | 139.0347 | 1 | 138.788 | 94.9903 | 360.2999 | 342.2322 | 342.2322 | 342.2322 | 18.0676 | 360.2999 | 63.0123 | 56.8249 | 56.8249 | 56.8249 | 6.1875 | 63.0123 | 0 | 0 | 0 | 0 | 0 | 0 | 0 | 0 | 0 | 112.1393 | 91.0432 | 91.0432 | 91.0432 | 21.0962 | 112.1393 | 2348.652 | 2348.652 | 1365.8245 | 1365.8245 | 603.0854 | 603.0854 | 0 | 0 | 379.7421 | 379.7421 | 378141521.302 | 999038035.3583 | 287050840.8344 | 0 | 1664.2304 | 37.6314 | 0 | 0 | 0 | 1153.7213 | 79 | 1216 | 1844.7693 | 304 | 76 | 0.44308
544 | 875.592 | 300.2 | 400 | 1600 | 0 | 100% | 91.21 | 143.308 | 143.5393 | 143.5393 | 1 | 143.308 | 95.3481 | 378.6556 | 359.6646 | 359.6646 | 359.6646 | 18.991 | 378.6556 | 63.0016 | 56.8143 | 56.8143 | 56.8143 | 6.1873 | 63.0016 | 0 | 0 | 0 | 0 | 0 | 0 | 0 | 0 | 0 | 111.148 | 90.2223 | 90.2223 | 90.2223 | 20.9257 | 111.148 | 2433.6192 | 2433.6192 | 1450.952 | 1450.952 | 602.987 | 602.987 | 0 | 0 | 379.6802 | 379.6802 | 382085302.5954 | 999058382.3179 | 289355223.2924 | 0 | 1670.4989 | 39.6507 | 0 | 0 | 0 | 1225.8288 | 79 | 1216 | 1844.7693 | 304 | 76 | 0.44663
545 | 927.0974 | 300.2 | 400 | 1600 | 0 | 100% | 91.7466 | 147.8681 | 148.0948 | 148.0948 | 1 | 147.8681 | 95.6588 | 397.0124 | 377.0979 | 377.0979 | 377.0979 | 19.9145 | 397.0124 | 62.9919 | 56.8047 | 56.8047 | 56.8047 | 6.1872 | 62.9919 | 0 | 0 | 0 | 0 | 0 | 0 | 0 | 0 | 0 | 110.3533 | 89.5632 | 89.5632 | 89.5632 | 20.7901 | 110.3533 | 2518.5875 | 2518.5875 | 1536.0692 | 1536.0692 | 602.8956 | 602.8956 | 0 | 0 | 379.6227 | 379.6227 | 385720455.4966 | 999075693.0682 | 291145346.6438 | 0 | 1675.9415 | 41.5608 | 0 | 0 | 0 | 1297.9364 | 79 | 1216 | 1844.7693 | 304 | 76 | 0.44938
546 | 978.6028 | 300.2 | 400 | 1600 | 0 | 100% | 92.226 | 152.4532 | 152.6786 | 152.6786 | 1 | 152.4532 | 95.9278 | 415.3176 | 394.4821 | 394.4821 | 394.4821 | 20.8356 | 415.3176 | 62.9829 | 56.7957 | 56.7957 | 56.7957 | 6.1871 | 62.9829 | 0 | 0 | 0 | 0 | 0 | 0 | 0 | 0 | 0 | 109.6956 | 89.0173 | 89.0173 | 89.0173 | 20.6783 | 109.6956 | 2603.557 | 2603.557 | 1621.1774 | 1621.1774 | 602.8105 | 602.8105 | 0 | 0 | 379.569 | 379.569 | 389075100.6964 | 999090220.7417 | 292490115.4217 | 0 | 1680.6554 | 43.368 | 0 | 0 | 0 | 1370.044 | 79 | 1216 | 1844.7693 | 304 | 76 | 0.45146
547 | 1030.1083 | 300.2 | 400 | 1600 | 0 | 100% | 92.6826 | 157.061 | 157.2799 | 157.2799 | 1 | 157.061 | 96.1672 | 433.6005 | 411.845 | 411.845 | 411.845 | 21.7555 | 433.6005 | 62.9745 | 56.7875 | 56.7875 | 56.7875 | 6.187 | 62.9745 | 0 | 0 | 0 | 0 | 0 | 0 | 0 | 0 | 0 | 109.1463 | 88.5611 | 88.5611 | 88.5611 | 20.5852 | 109.1463 | 2688.5273 | 2688.5273 | 1706.2774 | 1706.2774 | 602.731 | 602.731 | 0 | 0 | 379.519 | 379.519 | 392129839.9561 | 999102231.9717 | 293617392.9847 | 0 | 1684.8495 | 45.0758 | 0 | 0 | 0 | 1442.1516 | 79 | 1216 | 1844.7693 | 304 | 76 | 0.45319
548 | 20.6022 | 353.4 | 400 | 1600 | 0 | 100% | 55.411 | 87.4152 | 87.6309 | 87.6309 | 1 | 87.4152 | 71.443 | 119.4313 | 113.4725 | 113.4725 | 113.4725 | 5.9588 | 119.4313 | 69.4237 | 62.6394 | 62.6394 | 62.6394 | 6.7843 | 69.4237 | 0 | 0 | 0 | 0 | 0 | 0 | 0 | 0 | 0 | 211.6622 | 171.4638 | 171.4638 | 171.4638 | 40.1984 | 211.6622 | 1129.852 | 1129.852 | 34.328 | 34.328 | 713.7535 | 713.7535 | 0 | 0 | 381.7705 | 381.7705 | 29404093.7675 | 1072394274.5924 | 149883421.3423 | 0 | 1251.6818 | 5.312 | 0 | 0 | 0 | 28.843 | 93 | 1216 | 1844.7693 | 304 | 76 | 0.23091
549 | 51.5054 | 353.4 | 400 | 1600 | 0 | 100% | 57.8311 | 88.2448 | 88.5016 | 88.5016 | 1 | 88.2448 | 74.1534 | 122.0066 | 115.9166 | 115.9166 | 115.9166 | 6.09 | 122.0066 | 69.3742 | 62.5918 | 62.5918 | 62.5918 | 6.7823 | 69.3742 | 0 | 0 | 0 | 0 | 0 | 0 | 0 | 0 | 0 | 205.6902 | 166.6492 | 166.6492 | 166.6492 | 39.041 | 205.6902 | 1180.7942 | 1180.7942 | 85.7801 | 85.7801 | 713.4213 | 713.4213 | 0 | 0 | 381.5928 | 381.5928 | 71899807.2798 | 1072733494.4628 | 154533606.107 | 0 | 1299.1669 | 5.9571 | 0 | 0 | 0 | 72.1076 | 93 | 1216 | 1844.7693 | 304 | 76 | 0.23808
550 | 154.5162 | 353.4 | 400 | 1600 | 0 | 100% | 67.0091 | 92.4142 | 92.7942 | 92.7942 | 1 | 92.4142 | 81.6311 | 136.4363 | 129.6179 | 129.6179 | 129.6179 | 6.8185 | 136.4363 | 69.2487 | 62.4708 | 62.4708 | 62.4708 | 6.7779 | 69.2487 | 0 | 0 | 0 | 0 | 0 | 0 | 0 | 0 | 0 | 195.3024 | 158.5532 | 158.5532 | 158.5532 | 36.7491 | 195.3024 | 1350.6304 | 1350.6304 | 257.0121 | 257.0121 | 712.5118 | 712.5118 | 0 | 0 | 381.1064 | 381.1064 | 191715823.2799 | 1073505131.6184 | 164955793.2887 | 0 | 1430.1767 | 9.4835 | 0 | 0 | 0 | 216.3227 | 93 | 1216 | 1844.7693 | 304 | 76 | 0.25413
551 | 206.0217 | 353.4 | 400 | 1600 | 0 | 100% | 72.7854 | 94.8768 | 95.3223 | 95.3223 | 1 | 94.8768 | 84.6611 | 149.3628 | 141.8947 | 141.8947 | 141.8947 | 7.4681 | 149.3628 | 69.2029 | 62.4263 | 62.4263 | 62.4263 | 6.7765 | 69.2029 | 0 | 0 | 0 | 0 | 0 | 0 | 0 | 0 | 0 | 182.6233 | 148.2598 | 148.2598 | 148.2598 | 34.3635 | 182.6233 | 1435.5611 | 1435.5611 | 342.5063 | 342.5063 | 712.1448 | 712.1448 | 0 | 0 | 380.91 | 380.91 | 231691781.0258 | 1073741536.3014 | 177829947.6465 | 0 | 1483.2633 | 11.6221 | 0 | 0 | 0 | 288.4303 | 93 | 1216 | 1844.7693 | 304 | 76 | 0.27397
552 | 257.5271 | 353.4 | 400 | 1600 | 0 | 100% | 77.1918 | 97.6743 | 98.0922 | 98.0922 | 1 | 97.6743 | 87.1962 | 168.2718 | 159.8546 | 159.8546 | 159.8546 | 8.4172 | 168.2718 | 69.1645 | 62.3889 | 62.3889 | 62.3889 | 6.7755 | 69.1645 | 0 | 0 | 0 | 0 | 0 | 0 | 0 | 0 | 0 | 164.3433 | 133.4304 | 133.4304 | 133.4304 | 30.9129 | 164.3433 | 1520.4983 | 1520.4983 | 427.9388 | 427.9388 | 711.822 | 711.822 | 0 | 0 | 380.7374 | 380.7374 | 255712491.7487 | 1073923212.6128 | 198040859.042 | 0 | 1527.6766 | 13.9783 | 0 | 0 | 0 | 360.5379 | 93 | 1216 | 1844.7693 | 304 | 76 | 0.30511
553 | 309.0325 | 353.4 | 400 | 1600 | 0 | 100% | 80.7306 | 100.9443 | 101.3077 | 101.3077 | 1 | 100.9443 | 89.1131 | 188.221 | 178.8023 | 178.8023 | 178.8023 | 9.4187 | 188.221 | 69.132 | 62.3572 | 62.3572 | 62.3572 | 6.7748 | 69.132 | 0 | 0 | 0 | 0 | 0 | 0 | 0 | 0 | 0 | 151.7538 | 123.1973 | 123.1973 | 123.1973 | 28.5565 | 151.7538 | 1605.4408 | 1605.4408 | 513.3203 | 513.3203 | 711.5361 | 711.5361 | 0 | 0 | 380.5845 | 380.5845 | 273704967.9337 | 1074060180.5903 | 213496362.572 | 0 | 1561.2615 | 16.6886 | 0 | 0 | 0 | 432.6455 | 93 | 1216 | 1844.7693 | 304 | 76 | 0.32892
554 | 360.5379 | 353.4 | 400 | 1600 | 0 | 100% | 83.2078 | 104.6503 | 104.9877 | 104.9877 | 1 | 104.6503 | 90.5502 | 208.6314 | 198.1878 | 198.1878 | 198.1878 | 10.4436 | 208.6314 | 69.1042 | 62.3299 | 62.3299 | 62.3299 | 6.7743 | 69.1042 | 0 | 0 | 0 | 0 | 0 | 0 | 0 | 0 | 0 | 143.9103 | 116.8088 | 116.8088 | 116.8088 | 27.1015 | 143.9103 | 1690.3878 | 1690.3878 | 598.6589 | 598.6589 | 711.2809 | 711.2809 | 0 | 0 | 380.448 | 380.448 | 287480819.4538 | 1074169829.9397 | 224789129.7266 | 0 | 1586.4398 | 19.5708 | 0 | 0 | 0 | 504.753 | 93 | 1216 | 1844.7693 | 304 | 76 | 0.34657
555 | 412.0433 | 353.4 | 400 | 1600 | 0 | 100% | 85.3311 | 108.5246 | 108.8397 | 108.8397 | 1 | 108.5246 | 91.739 | 229.2165 | 217.7389 | 217.7389 | 217.7389 | 11.4776 | 229.2165 | 69.08 | 62.3061 | 62.3061 | 62.3061 | 6.7739 | 69.08 | 0 | 0 | 0 | 0 | 0 | 0 | 0 | 0 | 0 | 137.6965 | 111.7446 | 111.7446 | 111.7446 | 25.9518 | 137.6965 | 1775.3385 | 1775.3385 | 683.9613 | 683.9613 | 711.0518 | 711.0518 | 0 | 0 | 380.3254 | 380.3254 | 298638476.91 | 1074258922.0765 | 234369812.06 | 0 | 1607.2672 | 22.3873 | 0 | 0 | 0 | 576.8606 | 93 | 1216 | 1844.7693 | 304 | 76 | 0.36183
556 | 463.5487 | 353.4 | 400 | 1600 | 0 | 100% | 86.8151 | 112.5744 | 112.8697 | 112.8697 | 1 | 112.5744 | 92.6805 | 249.8102 | 237.298 | 237.298 | 237.298 | 12.5122 | 249.8102 | 69.0586 | 62.285 | 62.285 | 62.285 | 6.7736 | 69.0586 | 0 | 0 | 0 | 0 | 0 | 0 | 0 | 0 | 0 | 133.1598 | 108.0316 | 108.0316 | 108.0316 | 25.1282 | 133.1598 | 1860.2925 | 1860.2925 | 769.2327 | 769.2327 | 710.845 | 710.845 | 0 | 0 | 380.2148 | 380.2148 | 307918312.9839 | 1074317501.2187 | 241527346.2792 | 0 | 1623.7632 | 25.1665 | 0 | 0 | 0 | 648.9682 | 93 | 1216 | 1844.7693 | 304 | 76 | 0.37303
557 | 515.0541 | 353.4 | 400 | 1600 | 0 | 100% | 88.1393 | 116.7909 | 117.083 | 117.083 | 1 | 116.7909 | 93.4819 | 270.3598 | 256.8149 | 256.8149 | 256.8149 | 13.5449 | 270.3598 | 69.0395 | 62.2662 | 62.2662 | 62.2662 | 6.7733 | 69.0395 | 0 | 0 | 0 | 0 | 0 | 0 | 0 | 0 | 0 | 129.9902 | 105.4869 | 105.4869 | 105.4869 | 24.5033 | 129.9902 | 1945.2493 | 1945.2493 | 854.4774 | 854.4774 | 710.6574 | 710.6574 | 0 | 0 | 380.1145 | 380.1145 | 315904698.8503 | 1074357309.307 | 247540214.3962 | 0 | 1637.8022 | 27.8215 | 0 | 0 | 0 | 721.0758 | 93 | 1216 | 1844.7693 | 304 | 76 | 0.38231
558 | 566.5595 | 353.4 | 400 | 1600 | 0 | 100% | 89.2352 | 121.0848 | 121.3713 | 121.3713 | 1 | 121.0848 | 94.1252 | 290.7692 | 276.1985 | 276.1985 | 276.1985 | 14.5707 | 290.7692 | 69.0224 | 62.2493 | 62.2493 | 62.2493 | 6.7731 | 69.0224 | 0 | 0 | 0 | 0 | 0 | 0 | 0 | 0 | 0 | 127.5213 | 103.464 | 103.464 | 103.464 | 24.0574 | 127.5213 | 2030.2084 | 2030.2084 | 939.699 | 939.699 | 710.4864 | 710.4864 | 0 | 0 | 380.023 | 380.023 | 322876634.69 | 1074390112.4554 | 251806533.4775 | 0 | 1649.0733 | 30.3766 | 0 | 0 | 0 | 793.1834 | 93 | 1216 | 1844.7693 | 304 | 76 | 0.3889
559 | 618.065 | 353.4 | 400 | 1600 | 0 | 100% | 89.9315 | 125.499 | 125.7879 | 125.7879 | 1 | 125.499 | 94.6521 | 311.0224 | 295.4336 | 295.4336 | 295.4336 | 15.5889 | 311.0224 | 69.0068 | 62.2339 | 62.2339 | 62.2339 | 6.7729 | 69.0068 | 0 | 0 | 0 | 0 | 0 | 0 | 0 | 0 | 0 | 125.9454 | 102.1971 | 102.1971 | 102.1971 | 23.7483 | 125.9454 | 2115.1697 | 2115.1697 | 1024.9004 | 1024.9004 | 710.33 | 710.33 | 0 | 0 | 379.9393 | 379.9393 | 329131355.0142 | 1074417378.2085 | 254755783.6641 | 0 | 1658.3045 | 32.813 | 0 | 0 | 0 | 865.2909 | 93 | 1216 | 1844.7693 | 304 | 76 | 0.39344
560 | 669.5704 | 353.4 | 400 | 1600 | 0 | 100% | 90.7078 | 129.9244 | 130.2155 | 130.2155 | 1 | 129.9244 | 95.1267 | 331.0981 | 314.4999 | 314.4999 | 314.4999 | 16.5983 | 331.0981 | 68.9927 | 62.22 | 62.22 | 62.22 | 6.7728 | 68.9927 | 0 | 0 | 0 | 0 | 0 | 0 | 0 | 0 | 0 | 124.4963 | 100.9972 | 100.9972 | 100.9972 | 23.4991 | 124.4963 | 2200.1328 | 2200.1328 | 1110.0841 | 1110.0841 | 710.1862 | 710.1862 | 0 | 0 | 379.8625 | 379.8625 | 334784163.6803 | 1074439664.0874 | 257396518.1368 | 0 | 1666.6203 | 35.0962 | 0 | 0 | 0 | 937.3985 | 93 | 1216 | 1844.7693 | 304 | 76 | 0.39751
561 | 721.0758 | 353.4 | 400 | 1600 | 0 | 100% | 91.5639 | 134.362 | 134.6552 | 134.6552 | 1 | 134.362 | 95.562 | 351.029 | 333.4285 | 333.4285 | 333.4285 | 17.6005 | 351.029 | 68.9799 | 62.2072 | 62.2072 | 62.2072 | 6.7726 | 68.9799 | 0 | 0 | 0 | 0 | 0 | 0 | 0 | 0 | 0 | 123.1663 | 99.8937 | 99.8937 | 99.8937 | 23.2726 | 123.1663 | 2285.0976 | 2285.0976 | 1195.2522 | 1195.2522 | 710.0538 | 710.0538 | 0 | 0 | 379.7916 | 379.7916 | 339925177.1467 | 1074458597.4328 | 259862064.867 | 0 | 1674.2458 | 37.2343 | 0 | 0 | 0 | 1009.5061 | 93 | 1216 | 1844.7693 | 304 | 76 | 0.40131
562 | 772.5812 | 353.4 | 400 | 1600 | 0 | 100% | 92.3288 | 138.8243 | 139.1152 | 139.1152 | 1 | 138.8243 | 95.9452 | 370.8282 | 352.2319 | 352.2319 | 352.2319 | 18.5963 | 370.8282 | 68.968 | 62.1955 | 62.1955 | 62.1955 | 6.7725 | 68.968 | 0 | 0 | 0 | 0 | 0 | 0 | 0 | 0 | 0 | 122.0294 | 98.9507 | 98.9507 | 98.9507 | 23.0787 | 122.0294 | 2370.0638 | 2370.0638 | 1280.4064 | 1280.4064 | 709.9313 | 709.9313 | 0 | 0 | 379.7261 | 379.7261 | 344590401.3107 | 1074474534.2296 | 261895558.2786 | 0 | 1680.9605 | 39.2537 | 0 | 0 | 0 | 1081.6137 | 93 | 1216 | 1844.7693 | 304 | 76 | 0.40444
563 | 824.0866 | 353.4 | 400 | 1600 | 0 | 100% | 92.8995 | 143.334 | 143.6093 | 143.6093 | 1 | 143.334 | 96.2762 | 390.6763 | 371.0817 | 371.0817 | 371.0817 | 19.5946 | 390.6763 | 68.9571 | 62.1847 | 62.1847 | 62.1847 | 6.7724 | 68.9571 | 0 | 0 | 0 | 0 | 0 | 0 | 0 | 0 | 0 | 121.1259 | 98.1986 | 98.1986 | 98.1986 | 22.9273 | 121.1259 | 2455.0312 | 2455.0312 | 1365.5483 | 1365.5483 | 709.8177 | 709.8177 | 0 | 0 | 379.6653 | 379.6653 | 348650449.9285 | 1074488788.6312 | 263619726.9371 | 0 | 1686.759 | 41.1653 | 0 | 0 | 0 | 1153.7213 | 93 | 1216 | 1844.7693 | 304 | 76 | 0.4071
564 | 875.592 | 353.4 | 400 | 1600 | 0 | 100% | 93.4932 | 147.8827 | 148.1493 | 148.1493 | 1 | 147.8827 | 96.556 | 410.628 | 390.0298 | 390.0298 | 390.0298 | 20.5982 | 410.628 | 68.9471 | 62.1747 | 62.1747 | 62.1747 | 6.7724 | 68.9471 | 0 | 0 | 0 | 0 | 0 | 0 | 0 | 0 | 0 | 120.3776 | 97.574 | 97.574 | 97.574 | 22.8036 | 120.3776 | 2539.9999 | 2539.9999 | 1450.6791 | 1450.6791 | 709.712 | 709.712 | 0 | 0 | 379.6088 | 379.6088 | 352255696.5889 | 1074500543.5249 | 264904989.8851 | 0 | 1691.6612 | 42.9799 | 0 | 0 | 0 | 1225.8288 | 93 | 1216 | 1844.7693 | 304 | 76 | 0.40908
565 | 927.0974 | 353.4 | 400 | 1600 | 0 | 100% | 93.9155 | 152.472 | 152.7411 | 152.7411 | 1 | 152.472 | 96.7956 | 430.5594 | 408.9585 | 408.9585 | 408.9585 | 21.6009 | 430.5594 | 68.9377 | 62.1654 | 62.1654 | 62.1654 | 6.7723 | 68.9377 | 0 | 0 | 0 | 0 | 0 | 0 | 0 | 0 | 0 | 119.8399 | 97.1269 | 97.1269 | 97.1269 | 22.713 | 119.8399 | 2624.9695 | 2624.9695 | 1535.7999 | 1535.7999 | 709.6135 | 709.6135 | 0 | 0 | 379.5561 | 379.5561 | 355596339.3037 | 1074511718.7677 | 265751224.2544 | 0 | 1695.8593 | 44.7011 | 0 | 0 | 0 | 1297.9364 | 93 | 1216 | 1844.7693 | 304 | 76 | 0.41038
566 | 978.6028 | 353.4 | 400 | 1600 | 0 | 100% | 94.3151 | 157.0858 | 157.3531 | 157.3531 | 1 | 157.0858 | 97.0117 | 450.4482 | 427.8467 | 427.8467 | 427.8467 | 22.6015 | 450.4482 | 68.929 | 62.1568 | 62.1568 | 62.1568 | 6.7722 | 68.929 | 0 | 0 | 0 | 0 | 0 | 0 | 0 | 0 | 0 | 119.4242 | 96.7795 | 96.7795 | 96.7795 | 22.6447 | 119.4242 | 2709.9401 | 2709.9401 | 1620.9118 | 1620.9118 | 709.5214 | 709.5214 | 0 | 0 | 379.5069 | 379.5069 | 358656069.0382 | 1074521785.452 | 266466312.7072 | 0 | 1699.6442 | 46.327 | 0 | 0 | 0 | 1370.044 | 93 | 1216 | 1844.7693 | 304 | 76 | 0.41148
567 | 1030.1083 | 353.4 | 400 | 1600 | 0 | 100% | 94.6804 | 161.7127 | 161.9758 | 161.9758 | 1 | 161.7127 | 97.201 | 470.317 | 446.7159 | 446.7159 | 446.7159 | 23.6011 | 470.317 | 68.9209 | 62.1487 | 62.1487 | 62.1487 | 6.7722 | 68.9209 | 0 | 0 | 0 | 0 | 0 | 0 | 0 | 0 | 0 | 119.0621 | 96.4764 | 96.4764 | 96.4764 | 22.5857 | 119.0621 | 2794.9116 | 2794.9116 | 1706.0156 | 1706.0156 | 709.4352 | 709.4352 | 0 | 0 | 379.4607 | 379.4607 | 361443234.0308 | 1074530402.4828 | 266987811.0756 | 0 | 1702.9614 | 47.8679 | 0 | 0 | 0 | 1442.1516 | 93 | 1216 | 1844.7693 | 304 | 76 | 0.41229
568 | 20.6022 | 402.8 | 400 | 1600 | 0 | 100% | 63.2877 | 89.6169 | 89.7948 | 89.7948 | 1 | 89.6169 | 76.4937 | 125.7258 | 119.4478 | 119.4478 | 119.4478 | 6.278 | 125.7258 | 75.2708 | 67.9093 | 67.9093 | 67.9093 | 7.3615 | 75.2708 | 0 | 0 | 0 | 0 | 0 | 0 | 0 | 0 | 0 | 172.5507 | 140.068 | 140.068 | 140.068 | 32.4827 | 172.5507 | 1228.5628 | 1228.5628 | 34.2984 | 34.2984 | 812.8234 | 812.8234 | 0 | 0 | 381.441 | 381.441 | 27907102.3366 | 1126648229.5461 | 185614684.7933 | 0 | 1340.17 | 10.6471 | 0 | 0 | 0 | 28.843 | 106 | 1216 | 1844.7693 | 304 | 76 | 0.28596
569 | 51.5054 | 402.8 | 400 | 1600 | 0 | 100% | 65.468 | 90.7736 | 90.9712 | 90.9712 | 1 | 90.7736 | 78.7664 | 128.8335 | 122.398 | 122.398 | 122.398 | 6.4355 | 128.8335 | 75.2284 | 67.8685 | 67.8685 | 67.8685 | 7.3599 | 75.2284 | 0 | 0 | 0 | 0 | 0 | 0 | 0 | 0 | 0 | 172.9157 | 140.3613 | 140.3613 | 140.3613 | 32.5544 | 172.9157 | 1279.513 | 1279.513 | 85.7126 | 85.7126 | 812.5075 | 812.5075 | 0 | 0 | 381.2928 | 381.2928 | 67994445.0352 | 1126911815.8848 | 185080372.9886 | 0 | 1379.9866 | 11.535 | 0 | 0 | 0 | 72.1076 | 106 | 1216 | 1844.7693 | 304 | 76 | 0.28514
570 | 154.5162 | 402.8 | 400 | 1600 | 0 | 100% | 73.7785 | 95.3107 | 95.6072 | 95.6072 | 1 | 95.3107 | 85.2822 | 145.1905 | 137.9304 | 137.9304 | 137.9304 | 7.2601 | 145.1905 | 75.1187 | 67.7624 | 67.7624 | 67.7624 | 7.3563 | 75.1187 | 0 | 0 | 0 | 0 | 0 | 0 | 0 | 0 | 0 | 171.5588 | 139.2127 | 139.2127 | 139.2127 | 32.3461 | 171.5588 | 1449.3692 | 1449.3692 | 256.8598 | 256.8598 | 811.6289 | 811.6289 | 0 | 0 | 380.8805 | 380.8805 | 180048928.0909 | 1127488804.57 | 186606473.7564 | 0 | 1494.1442 | 15.0812 | 0 | 0 | 0 | 216.3227 | 106 | 1216 | 1844.7693 | 304 | 76 | 0.28749
571 | 206.0217 | 402.8 | 400 | 1600 | 0 | 100% | 78.5731 | 98.0276 | 98.3619 | 98.3619 | 1 | 98.0276 | 87.8597 | 159.2369 | 151.2711 | 151.2711 | 151.2711 | 7.9658 | 159.2369 | 75.0773 | 67.722 | 67.722 | 67.722 | 7.3552 | 75.0773 | 0 | 0 | 0 | 0 | 0 | 0 | 0 | 0 | 0 | 165.3986 | 134.1889 | 134.1889 | 134.1889 | 31.2097 | 165.3986 | 1534.3073 | 1534.3073 | 342.3276 | 342.3276 | 811.2684 | 811.2684 | 0 | 0 | 380.7113 | 380.7113 | 217157006.9551 | 1127659446.8851 | 194485461.1678 | 0 | 1539.3019 | 17.1694 | 0 | 0 | 0 | 288.4303 | 106 | 1216 | 1844.7693 | 304 | 76 | 0.29964
572 | 257.5271 | 402.8 | 400 | 1600 | 0 | 100% | 82.089 | 101.2452 | 101.5578 | 101.5578 | 1 | 101.2452 | 89.7945 | 179.5608 | 170.5749 | 170.5749 | 170.5749 | 8.9859 | 179.5608 | 75.0424 | 67.6879 | 67.6879 | 67.6879 | 7.3544 | 75.0424 | 0 | 0 | 0 | 0 | 0 | 0 | 0 | 0 | 0 | 156.0497 | 126.5852 | 126.5852 | 126.5852 | 29.4645 | 156.0497 | 1619.2506 | 1619.2506 | 427.7408 | 427.7408 | 810.9486 | 810.9486 | 0 | 0 | 380.5612 | 380.5612 | 239541803.7209 | 1127781195.3206 | 205876081.4133 | 0 | 1573.1991 | 19.599 | 0 | 0 | 0 | 360.5379 | 106 | 1216 | 1844.7693 | 304 | 76 | 0.31757
573 | 309.0325 | 402.8 | 400 | 1600 | 0 | 100% | 84.7489 | 104.9007 | 105.2104 | 105.2104 | 1 | 104.9007 | 91.244 | 200.8243 | 190.771 | 190.771 | 190.771 | 10.0533 | 200.8243 | 75.0127 | 67.6589 | 67.6589 | 67.6589 | 7.3539 | 75.0127 | 0 | 0 | 0 | 0 | 0 | 0 | 0 | 0 | 0 | 149.7329 | 121.4317 | 121.4317 | 121.4317 | 28.3011 | 149.7329 | 1704.1982 | 1704.1982 | 513.1082 | 513.1082 | 810.6629 | 810.6629 | 0 | 0 | 380.4272 | 380.4272 | 256418901.9655 | 1127865400.7819 | 214310165.952 | 0 | 1598.5945 | 22.2192 | 0 | 0 | 0 | 432.6455 | 106 | 1216 | 1844.7693 | 304 | 76 | 0.33102
574 | 360.5379 | 402.8 | 400 | 1600 | 0 | 100% | 86.7808 | 108.7428 | 109.0417 | 109.0417 | 1 | 108.7428 | 92.4413 | 222.6836 | 211.5326 | 211.5326 | 211.5326 | 11.151 | 222.6836 | 74.987 | 67.6335 | 67.6335 | 67.6335 | 7.3534 | 74.987 | 0 | 0 | 0 | 0 | 0 | 0 | 0 | 0 | 0 | 144.1911 | 116.9153 | 116.9153 | 116.9153 | 27.2757 | 144.1911 | 1789.1495 | 1789.1495 | 598.4366 | 598.4366 | 810.4062 | 810.4062 | 0 | 0 | 380.3067 | 380.3067 | 269201045.226 | 1127928073.7825 | 222442367.7463 | 0 | 1619.5715 | 24.8151 | 0 | 0 | 0 | 504.753 | 106 | 1216 | 1844.7693 | 304 | 76 | 0.3437
575 | 412.0433 | 402.8 | 400 | 1600 | 0 | 100% | 88.3105 | 112.772 | 113.0625 | 113.0625 | 1 | 112.772 | 93.3766 | 244.7265 | 232.4684 | 232.4684 | 232.4684 | 12.2581 | 244.7265 | 74.9644 | 67.6113 | 67.6113 | 67.6113 | 7.3531 | 74.9644 | 0 | 0 | 0 | 0 | 0 | 0 | 0 | 0 | 0 | 140.0249 | 113.5052 | 113.5052 | 113.5052 | 26.5197 | 140.0249 | 1874.104 | 1874.104 | 683.7318 | 683.7318 | 810.1743 | 810.1743 | 0 | 0 | 380.1979 | 380.1979 | 279625960.6263 | 1127976019.4307 | 228356826.825 | 0 | 1635.9588 | 27.3986 | 0 | 0 | 0 | 576.8606 | 106 | 1216 | 1844.7693 | 304 | 76 | 0.35284
576 | 463.5487 | 402.8 | 400 | 1600 | 0 | 100% | 89.5205 | 116.9669 | 117.2526 | 117.2526 | 1 | 116.9669 | 94.1541 | 266.7177 | 253.3548 | 253.3548 | 253.3548 | 13.3629 | 266.7177 | 74.944 | 67.5911 | 67.5911 | 67.5911 | 7.3528 | 74.944 | 0 | 0 | 0 | 0 | 0 | 0 | 0 | 0 | 0 | 137.1067 | 111.1544 | 111.1544 | 111.1544 | 25.9522 | 137.1067 | 1959.0612 | 1959.0612 | 768.9984 | 768.9984 | 809.9637 | 809.9637 | 0 | 0 | 380.099 | 380.099 | 288323404.2264 | 1128018322.9005 | 233237496.702 | 0 | 1649.5792 | 29.8842 | 0 | 0 | 0 | 648.9682 | 106 | 1216 | 1844.7693 | 304 | 76 | 0.36038
577 | 515.0541 | 402.8 | 400 | 1600 | 0 | 100% | 90.4795 | 121.2396 | 121.5252 | 121.5252 | 1 | 121.2396 | 94.7825 | 288.645 | 274.1803 | 274.1803 | 274.1803 | 14.4648 | 288.645 | 74.9257 | 67.5731 | 67.5731 | 67.5731 | 7.3526 | 74.9257 | 0 | 0 | 0 | 0 | 0 | 0 | 0 | 0 | 0 | 134.751 | 109.2158 | 109.2158 | 109.2158 | 25.5352 | 134.751 | 2044.0207 | 2044.0207 | 854.2401 | 854.2401 | 809.7717 | 809.7717 | 0 | 0 | 380.0089 | 380.0089 | 295809351.4379 | 1128049604.9149 | 236729950.854 | 0 | 1660.5889 | 32.2817 | 0 | 0 | 0 | 721.0758 | 106 | 1216 | 1844.7693 | 304 | 76 | 0.36578
578 | 566.5595 | 402.8 | 400 | 1600 | 0 | 100% | 91.3242 | 125.6022 | 125.8885 | 125.8885 | 1 | 125.6022 | 95.3078 | 310.4641 | 294.9028 | 294.9028 | 294.9028 | 15.5614 | 310.4641 | 74.9093 | 67.5569 | 67.5569 | 67.5569 | 7.3525 | 74.9093 | 0 | 0 | 0 | 0 | 0 | 0 | 0 | 0 | 0 | 133.0257 | 107.7928 | 107.7928 | 107.7928 | 25.2328 | 133.0257 | 2128.9823 | 2128.9823 | 939.46 | 939.46 | 809.5958 | 809.5958 | 0 | 0 | 379.9264 | 379.9264 | 302313012.7531 | 1128074603.2677 | 239405647.5977 | 0 | 1669.7933 | 34.566 | 0 | 0 | 0 | 793.1834 | 106 | 1216 | 1844.7693 | 304 | 76 | 0.36991
579 | 618.065 | 402.8 | 400 | 1600 | 0 | 100% | 92.1347 | 130.0166 | 130.3103 | 130.3103 | 1 | 130.0166 | 95.7667 | 332.0818 | 315.4337 | 315.4337 | 315.4337 | 16.6481 | 332.0818 | 74.8944 | 67.5421 | 67.5421 | 67.5421 | 7.3523 | 74.8944 | 0 | 0 | 0 | 0 | 0 | 0 | 0 | 0 | 0 | 131.6777 | 106.6785 | 106.6785 | 106.6785 | 24.9993 | 131.6777 | 2213.9457 | 2213.9457 | 1024.6609 | 1024.6609 | 809.4342 | 809.4342 | 0 | 0 | 379.8506 | 379.8506 | 308190724.5324 | 1128094857.2887 | 241547231.8468 | 0 | 1677.8328 | 36.7236 | 0 | 0 | 0 | 865.2909 | 106 | 1216 | 1844.7693 | 304 | 76 | 0.37321
580 | 669.5704 | 402.8 | 400 | 1600 | 0 | 100% | 92.8539 | 134.4866 | 134.7854 | 134.7854 | 1 | 134.4866 | 96.167 | 353.544 | 335.8169 | 335.8169 | 335.8169 | 17.7271 | 353.544 | 74.8808 | 67.5286 | 67.5286 | 67.5286 | 7.3522 | 74.8808 | 0 | 0 | 0 | 0 | 0 | 0 | 0 | 0 | 0 | 130.7073 | 105.909 | 105.909 | 105.909 | 24.7983 | 130.7073 | 2298.9107 | 2298.9107 | 1109.8449 | 1109.8449 | 809.2852 | 809.2852 | 0 | 0 | 379.7806 | 379.7806 | 313455951.1069 | 1128111297.9719 | 243278111.505 | 0 | 1684.8454 | 38.7636 | 0 | 0 | 0 | 937.3985 | 106 | 1216 | 1844.7693 | 304 | 76 | 0.37587
581 | 721.0758 | 402.8 | 400 | 1600 | 0 | 100% | 93.4361 | 138.9737 | 139.2791 | 139.2791 | 1 | 138.9737 | 96.5235 | 374.8333 | 356.0357 | 356.0357 | 356.0357 | 18.7976 | 374.8333 | 74.8684 | 67.5163 | 67.5163 | 67.5163 | 7.3521 | 74.8684 | 0 | 0 | 0 | 0 | 0 | 0 | 0 | 0 | 0 | 129.8507 | 105.1937 | 105.1937 | 105.1937 | 24.657 | 129.8507 | 2383.8771 | 2383.8771 | 1195.0139 | 1195.0139 | 809.1473 | 809.1473 | 0 | 0 | 379.7159 | 379.7159 | 318271994.963 | 1128124180.6899 | 244695643.6765 | 0 | 1691.0918 | 40.6875 | 0 | 0 | 0 | 1009.5061 | 106 | 1216 | 1844.7693 | 304 | 76 | 0.37806
582 | 772.5812 | 402.8 | 400 | 1600 | 0 | 100% | 94.0411 | 143.4881 | 143.7872 | 143.7872 | 1 | 143.4881 | 96.8289 | 396.053 | 376.1882 | 376.1882 | 376.1882 | 19.8648 | 396.053 | 74.857 | 67.5049 | 67.5049 | 67.5049 | 7.352 | 74.857 | 0 | 0 | 0 | 0 | 0 | 0 | 0 | 0 | 0 | 129.1316 | 104.5866 | 104.5866 | 104.5866 | 24.5449 | 129.1316 | 2468.8447 | 2468.8447 | 1280.1696 | 1280.1696 | 809.0193 | 809.0193 | 0 | 0 | 379.6558 | 379.6558 | 322535206.1756 | 1128135261.5945 | 245771884.239 | 0 | 1696.4424 | 42.5125 | 0 | 0 | 0 | 1081.6137 | 106 | 1216 | 1844.7693 | 304 | 76 | 0.37971
583 | 824.0866 | 402.8 | 400 | 1600 | 0 | 100% | 94.5434 | 148.033 | 148.3263 | 148.3263 | 1 | 148.033 | 97.098 | 417.3269 | 396.3921 | 396.3921 | 396.3921 | 20.9347 | 417.3269 | 74.8464 | 67.4944 | 67.4944 | 67.4944 | 7.352 | 74.8464 | 0 | 0 | 0 | 0 | 0 | 0 | 0 | 0 | 0 | 128.5242 | 104.0741 | 104.0741 | 104.0741 | 24.4501 | 128.5242 | 2553.8135 | 2553.8135 | 1365.3133 | 1365.3133 | 808.9003 | 808.9003 | 0 | 0 | 379.6 | 379.6 | 326322854.07 | 1128144930.3204 | 246689297.7759 | 0 | 1701.1571 | 44.24 | 0 | 0 | 0 | 1153.7213 | 106 | 1216 | 1844.7693 | 304 | 76 | 0.38113
584 | 875.592 | 402.8 | 400 | 1600 | 0 | 100% | 94.9886 | 152.6068 | 152.8996 | 152.8996 | 1 | 152.6068 | 97.327 | 438.644 | 416.637 | 416.637 | 416.637 | 22.0069 | 438.644 | 74.8365 | 67.4846 | 67.4846 | 67.4846 | 7.3519 | 74.8365 | 0 | 0 | 0 | 0 | 0 | 0 | 0 | 0 | 0 | 128.03 | 103.6582 | 103.6582 | 103.6582 | 24.3719 | 128.03 | 2638.7834 | 2638.7834 | 1450.4463 | 1450.4463 | 808.7892 | 808.7892 | 0 | 0 | 379.5479 | 379.5479 | 329725283.3562 | 1128153279.703 | 247290249.5287 | 0 | 1705.1688 | 45.8813 | 0 | 0 | 0 | 1225.8288 | 106 | 1216 | 1844.7693 | 304 | 76 | 0.38205
585 | 927.0974 | 402.8 | 400 | 1600 | 0 | 100% | 95.3196 | 157.2141 | 157.5103 | 157.5103 | 1 | 157.2141 | 97.5226 | 459.9248 | 436.8473 | 436.8473 | 436.8473 | 23.0774 | 459.9248 | 74.8274 | 67.4755 | 67.4755 | 67.4755 | 7.3519 | 74.8274 | 0 | 0 | 0 | 0 | 0 | 0 | 0 | 0 | 0 | 127.7047 | 103.382 | 103.382 | 103.382 | 24.3227 | 127.7047 | 2723.7541 | 2723.7541 | 1535.5695 | 1535.5695 | 808.6854 | 808.6854 | 0 | 0 | 379.4992 | 379.4992 | 332851234.4766 | 1128160036.7185 | 247584580.111 | 0 | 1708.5959 | 47.4407 | 0 | 0 | 0 | 1297.9364 | 106 | 1216 | 1844.7693 | 304 | 76 | 0.38251
586 | 978.6028 | 402.8 | 400 | 1600 | 0 | 100% | 95.6735 | 161.8427 | 162.1449 | 162.1449 | 1 | 161.8427 | 97.6944 | 481.1392 | 456.9945 | 456.9945 | 456.9945 | 24.1447 | 481.1392 | 74.8188 | 67.467 | 67.467 | 67.467 | 7.3518 | 74.8188 | 0 | 0 | 0 | 0 | 0 | 0 | 0 | 0 | 0 | 127.4855 | 103.1932 | 103.1932 | 103.1932 | 24.2923 | 127.4855 | 2808.7257 | 2808.7257 | 1620.684 | 1620.684 | 808.5882 | 808.5882 | 0 | 0 | 379.4535 | 379.4535 | 335752157.6678 | 1128166162.4366 | 247688128.033 | 0 | 1711.6064 | 48.9198 | 0 | 0 | 0 | 1370.044 | 106 | 1216 | 1844.7693 | 304 | 76 | 0.38267
587 | 1030.1083 | 402.8 | 400 | 1600 | 0 | 100% | 95.9817 | 166.4936 | 166.7897 | 166.7897 | 1 | 166.4936 | 97.8439 | 502.3514 | 477.1396 | 477.1396 | 477.1396 | 25.2118 | 502.3514 | 74.8108 | 67.459 | 67.459 | 67.459 | 7.3518 | 74.8108 | 0 | 0 | 0 | 0 | 0 | 0 | 0 | 0 | 0 | 127.3514 | 103.0736 | 103.0736 | 103.0736 | 24.2778 | 127.3514 | 2893.698 | 2893.698 | 1705.7905 | 1705.7905 | 808.4968 | 808.4968 | 0 | 0 | 379.4107 | 379.4107 | 338349268.1886 | 1128172015.7851 | 247703091.445 | 0 | 1714.2244 | 50.3246 | 0 | 0 | 0 | 1442.1516 | 106 | 1216 | 1844.7693 | 304 | 76 | 0.38269
588 | 20.6022 | 452.2 | 400 | 1600 | 0 | 100% | 69.2009 | 92.688 | 92.8307 | 92.8307 | 1 | 92.688 | 80.3171 | 131.7713 | 125.1869 | 125.1869 | 125.1869 | 6.5844 | 131.7713 | 81.2458 | 73.2948 | 73.2948 | 73.2948 | 7.951 | 81.2458 | 0 | 0 | 0 | 0 | 0 | 0 | 0 | 0 | 0 | 152.6517 | 123.8683 | 123.8683 | 123.8683 | 28.7834 | 152.6517 | 1327.2881 | 1327.2881 | 34.2736 | 34.2736 | 911.8493 | 911.8493 | 0 | 0 | 381.1652 | 381.1652 | 26595061.3078 | 1171082214.0878 | 209478992.1652 | 0 | 1407.1563 | 16.197 | 0 | 0 | 0 | 28.843 | 119 | 1216 | 1844.7693 | 304 | 76 | 0.32273
589 | 51.5054 | 452.2 | 400 | 1600 | 0 | 100% | 71.2671 | 94.0641 | 94.2298 | 94.2298 | 1 | 94.0641 | 82.2544 | 136.1434 | 129.3384 | 129.3384 | 129.3384 | 6.805 | 136.1434 | 81.2081 | 73.2584 | 73.2584 | 73.2584 | 7.9497 | 81.2081 | 0 | 0 | 0 | 0 | 0 | 0 | 0 | 0 | 0 | 155.3304 | 126.0219 | 126.0219 | 126.0219 | 29.3085 | 155.3304 | 1378.2444 | 1378.2444 | 85.6557 | 85.6557 | 911.5491 | 911.5491 | 0 | 0 | 381.0396 | 381.0396 | 64292613.2433 | 1171283968.1049 | 205520933.4517 | 0 | 1441.0975 | 17.1557 | 0 | 0 | 0 | 72.1076 | 119 | 1216 | 1844.7693 | 304 | 76 | 0.31663
590 | 154.5162 | 452.2 | 400 | 1600 | 0 | 100% | 78.516 | 99.0782 | 99.3374 | 99.3374 | 1 | 99.0782 | 87.9346 | 153.7922 | 146.0983 | 146.0983 | 146.0983 | 7.6939 | 153.7922 | 81.1089 | 73.1623 | 73.1623 | 73.1623 | 7.9466 | 81.1089 | 0 | 0 | 0 | 0 | 0 | 0 | 0 | 0 | 0 | 160.1827 | 129.9044 | 129.9044 | 129.9044 | 30.2783 | 160.1827 | 1548.1164 | 1548.1164 | 256.7284 | 256.7284 | 910.7023 | 910.7023 | 0 | 0 | 380.6857 | 380.6857 | 169834970.6309 | 1171739564.855 | 199039978.1188 | 0 | 1540.6145 | 20.583 | 0 | 0 | 0 | 216.3227 | 119 | 1216 | 1844.7693 | 304 | 76 | 0.30691
591 | 206.0217 | 452.2 | 400 | 1600 | 0 | 100% | 82.5 | 102.0712 | 102.3518 | 102.3518 | 1 | 102.0712 | 90.0687 | 168.9224 | 160.4684 | 160.4684 | 160.4684 | 8.4539 | 168.9224 | 81.0708 | 73.1252 | 73.1252 | 73.1252 | 7.9457 | 81.0708 | 0 | 0 | 0 | 0 | 0 | 0 | 0 | 0 | 0 | 158.5178 | 128.5144 | 128.5144 | 128.5144 | 30.0034 | 158.5178 | 1633.0605 | 1633.0605 | 342.1721 | 342.1721 | 910.35 | 910.35 | 0 | 0 | 380.5384 | 380.5384 | 204554311.2247 | 1171880272.1956 | 201569480.1977 | 0 | 1578.0041 | 22.6157 | 0 | 0 | 0 | 288.4303 | 119 | 1216 | 1844.7693 | 304 | 76 | 0.31112
592 | 257.5271 | 452.2 | 400 | 1600 | 0 | 100% | 85.3539 | 105.5765 | 105.8584 | 105.8584 | 1 | 105.5765 | 91.6167 | 190.4664 | 180.9311 | 180.9311 | 180.9311 | 9.5353 | 190.4664 | 81.0387 | 73.0937 | 73.0937 | 73.0937 | 7.945 | 81.0387 | 0 | 0 | 0 | 0 | 0 | 0 | 0 | 0 | 0 | 154.0178 | 124.8346 | 124.8346 | 124.8346 | 29.1833 | 154.0178 | 1718.0088 | 1718.0088 | 427.5671 | 427.5671 | 910.0349 | 910.0349 | 0 | 0 | 380.4067 | 380.4067 | 225744898.44 | 1171978045.5086 | 207401254.5647 | 0 | 1605.1242 | 24.9305 | 0 | 0 | 0 | 360.5379 | 119 | 1216 | 1844.7693 | 304 | 76 | 0.32041
593 | 309.0325 | 452.2 | 400 | 1600 | 0 | 100% | 87.5799 | 109.358 | 109.6388 | 109.6388 | 1 | 109.358 | 92.822 | 213.0967 | 202.4253 | 202.4253 | 202.4253 | 10.6714 | 213.0967 | 81.0108 | 73.0663 | 73.0663 | 73.0663 | 7.9445 | 81.0108 | 0 | 0 | 0 | 0 | 0 | 0 | 0 | 0 | 0 | 149.9108 | 121.4654 | 121.4654 | 121.4654 | 28.4454 | 149.9108 | 1802.9606 | 1802.9606 | 512.9208 | 512.9208 | 909.7515 | 909.7515 | 0 | 0 | 380.2883 | 380.2883 | 241544638.8603 | 1172049800.1437 | 212647374.522 | 0 | 1626.2418 | 27.3119 | 0 | 0 | 0 | 432.6455 | 119 | 1216 | 1844.7693 | 304 | 76 | 0.32871
594 | 360.5379 | 452.2 | 400 | 1600 | 0 | 100% | 89.1895 | 113.3068 | 113.5868 | 113.5868 | 1 | 113.3068 | 93.8253 | 236.3445 | 224.5058 | 224.5058 | 224.5058 | 11.8387 | 236.3445 | 80.9864 | 73.0422 | 73.0422 | 73.0422 | 7.9441 | 80.9864 | 0 | 0 | 0 | 0 | 0 | 0 | 0 | 0 | 0 | 146.0494 | 118.3072 | 118.3072 | 118.3072 | 27.7421 | 146.0494 | 1887.9155 | 1887.9155 | 598.2391 | 598.2391 | 909.4953 | 909.4953 | 0 | 0 | 380.1812 | 380.1812 | 253591151.9155 | 1172105739.2094 | 218123047.6738 | 0 | 1643.8199 | 29.6473 | 0 | 0 | 0 | 504.753 | 119 | 1216 | 1844.7693 | 304 | 76 | 0.33717
595 | 412.0433 | 452.2 | 400 | 1600 | 0 | 100% | 90.5137 | 117.4211 | 117.6983 | 117.6983 | 1 | 117.4211 | 94.6024 | 259.7093 | 246.697 | 246.697 | 246.697 | 13.0123 | 259.7093 | 80.9646 | 73.0208 | 73.0208 | 73.0208 | 7.9438 | 80.9646 | 0 | 0 | 0 | 0 | 0 | 0 | 0 | 0 | 0 | 143.1529 | 115.9243 | 115.9243 | 115.9243 | 27.2285 | 143.1529 | 1972.8731 | 1972.8731 | 683.5268 | 683.5268 | 909.2625 | 909.2625 | 0 | 0 | 380.0838 | 380.0838 | 263430548.402 | 1172147298.5725 | 221856787.7493 | 0 | 1657.4346 | 31.9611 | 0 | 0 | 0 | 576.8606 | 119 | 1216 | 1844.7693 | 304 | 76 | 0.34294
596 | 463.5487 | 452.2 | 400 | 1600 | 0 | 100% | 91.5183 | 121.6563 | 121.9293 | 121.9293 | 1 | 121.6563 | 95.231 | 283.0304 | 268.8465 | 268.8465 | 268.8465 | 14.1839 | 283.0304 | 80.9452 | 73.0016 | 73.0016 | 73.0016 | 7.9436 | 80.9452 | 0 | 0 | 0 | 0 | 0 | 0 | 0 | 0 | 0 | 140.9839 | 114.1353 | 114.1353 | 114.1353 | 26.8486 | 140.9839 | 2057.833 | 2057.833 | 768.7879 | 768.7879 | 909.05 | 909.05 | 0 | 0 | 379.995 | 379.995 | 271634095.2421 | 1172180896.6671 | 224631294.294 | 0 | 1668.4463 | 34.1999 | 0 | 0 | 0 | 648.9682 | 119 | 1216 | 1844.7693 | 304 | 76 | 0.34724
597 | 515.0541 | 452.2 | 400 | 1600 | 0 | 100% | 92.4429 | 126.0292 | 126.3111 | 126.3111 | 1 | 126.0292 | 95.7654 | 306.2918 | 290.9391 | 290.9391 | 290.9391 | 15.3527 | 306.2918 | 80.9277 | 72.9843 | 72.9843 | 72.9843 | 7.9434 | 80.9277 | 0 | 0 | 0 | 0 | 0 | 0 | 0 | 0 | 0 | 139.6953 | 113.1177 | 113.1177 | 113.1177 | 26.5777 | 139.6953 | 2142.7949 | 2142.7949 | 854.0259 | 854.0259 | 908.8554 | 908.8554 | 0 | 0 | 379.9136 | 379.9136 | 278707086.3569 | 1172206271.7255 | 226897279.8065 | 0 | 1677.8106 | 36.3336 | 0 | 0 | 0 | 721.0758 | 119 | 1216 | 1844.7693 | 304 | 76 | 0.35075
598 | 566.5595 | 452.2 | 400 | 1600 | 0 | 100% | 93.1279 | 130.4435 | 130.7304 | 130.7304 | 1 | 130.4435 | 96.2037 | 329.4579 | 312.9409 | 312.9409 | 312.9409 | 16.517 | 329.4579 | 80.9119 | 72.9686 | 72.9686 | 72.9686 | 7.9433 | 80.9119 | 0 | 0 | 0 | 0 | 0 | 0 | 0 | 0 | 0 | 138.5902 | 112.1971 | 112.1971 | 112.1971 | 26.3931 | 138.5902 | 2227.7586 | 2227.7586 | 939.2434 | 939.2434 | 908.6763 | 908.6763 | 0 | 0 | 379.8388 | 379.8388 | 284828252.8169 | 1172226580.9428 | 228433276.6977 | 0 | 1685.4881 | 38.3765 | 0 | 0 | 0 | 793.1834 | 119 | 1216 | 1844.7693 | 304 | 76 | 0.35311
599 | 618.065 | 452.2 | 400 | 1600 | 0 | 100% | 93.8356 | 134.8824 | 135.1781 | 135.1781 | 1 | 134.8824 | 96.607 | 352.413 | 334.7421 | 334.7421 | 334.7421 | 17.6709 | 352.413 | 80.8974 | 72.9543 | 72.9543 | 72.9543 | 7.9432 | 80.8974 | 0 | 0 | 0 | 0 | 0 | 0 | 0 | 0 | 0 | 137.6021 | 111.3771 | 111.3771 | 111.3771 | 26.225 | 137.6021 | 2312.7238 | 2312.7238 | 1024.4429 | 1024.4429 | 908.5111 | 908.5111 | 0 | 0 | 379.7697 | 379.7697 | 290342965.5034 | 1172242160.906 | 229968926.0066 | 0 | 1692.5541 | 40.297 | 0 | 0 | 0 | 865.2909 | 119 | 1216 | 1844.7693 | 304 | 76 | 0.35548
600 | 669.5704 | 452.2 | 400 | 1600 | 0 | 100% | 94.4406 | 139.3448 | 139.6474 | 139.6474 | 1 | 139.3448 | 96.9521 | 375.2056 | 356.3889 | 356.3889 | 356.3889 | 18.8168 | 375.2056 | 80.8843 | 72.9412 | 72.9412 | 72.9412 | 7.9431 | 80.8843 | 0 | 0 | 0 | 0 | 0 | 0 | 0 | 0 | 0 | 136.7307 | 110.6485 | 110.6485 | 110.6485 | 26.0822 | 136.7307 | 2397.6904 | 2397.6904 | 1109.6264 | 1109.6264 | 908.3582 | 908.3582 | 0 | 0 | 379.7058 | 379.7058 | 295295186.1644 | 1172253894.0033 | 231052148.3618 | 0 | 1698.6012 | 42.1223 | 0 | 0 | 0 | 937.3985 | 119 | 1216 | 1844.7693 | 304 | 76 | 0.35715
601 | 721.0758 | 452.2 | 400 | 1600 | 0 | 100% | 94.9543 | 143.8496 | 144.1624 | 144.1624 | 1 | 143.8496 | 97.2462 | 397.8111 | 377.8577 | 377.8577 | 377.8577 | 19.9534 | 397.8111 | 80.8722 | 72.9292 | 72.9292 | 72.9292 | 7.943 | 80.8722 | 0 | 0 | 0 | 0 | 0 | 0 | 0 | 0 | 0 | 136.1371 | 110.1421 | 110.1421 | 110.1421 | 25.995 | 136.1371 | 2482.6583 | 2482.6583 | 1194.7955 | 1194.7955 | 908.2163 | 908.2163 | 0 | 0 | 379.6465 | 379.6465 | 299831643.901 | 1172263551.0594 | 231658594.7945 | 0 | 1703.7538 | 43.8571 | 0 | 0 | 0 | 1009.5061 | 119 | 1216 | 1844.7693 | 304 | 76 | 0.35808
602 | 772.5812 | 452.2 | 400 | 1600 | 0 | 100% | 95.3539 | 148.3964 | 148.7081 | 148.7081 | 1 | 148.3964 | 97.5008 | 420.3381 | 399.2518 | 399.2518 | 399.2518 | 21.0862 | 420.3381 | 80.861 | 72.918 | 72.918 | 72.918 | 7.9429 | 80.861 | 0 | 0 | 0 | 0 | 0 | 0 | 0 | 0 | 0 | 135.766 | 109.8176 | 109.8176 | 109.8176 | 25.9484 | 135.766 | 2567.6272 | 2567.6272 | 1279.9518 | 1279.9518 | 908.0842 | 908.0842 | 0 | 0 | 379.5913 | 379.5913 | 303864821.0316 | 1172271806.6425 | 232077437.0293 | 0 | 1708.2141 | 45.5045 | 0 | 0 | 0 | 1081.6137 | 119 | 1216 | 1844.7693 | 304 | 76 | 0.35873
603 | 824.0866 | 452.2 | 400 | 1600 | 0 | 100% | 95.8219 | 152.9581 | 153.2674 | 153.2674 | 1 | 152.9581 | 97.7304 | 442.8873 | 420.667 | 420.667 | 420.667 | 22.2203 | 442.8873 | 80.8506 | 72.9077 | 72.9077 | 72.9077 | 7.9429 | 80.8506 | 0 | 0 | 0 | 0 | 0 | 0 | 0 | 0 | 0 | 135.3989 | 109.501 | 109.501 | 109.501 | 25.8979 | 135.3989 | 2652.5972 | 2652.5972 | 1365.0966 | 1365.0966 | 907.9609 | 907.9609 | 0 | 0 | 379.5397 | 379.5397 | 307461618.9569 | 1172278166.3594 | 232496947.8077 | 0 | 1712.2367 | 47.0641 | 0 | 0 | 0 | 1153.7213 | 119 | 1216 | 1844.7693 | 304 | 76 | 0.35937
604 | 875.592 | 452.2 | 400 | 1600 | 0 | 100% | 96.1073 | 157.5537 | 157.8633 | 157.8633 | 1 | 157.5537 | 97.9063 | 465.48 | 442.1234 | 442.1234 | 442.1234 | 23.3566 | 465.48 | 80.8409 | 72.8981 | 72.8981 | 72.8981 | 7.9429 | 80.8409 | 0 | 0 | 0 | 0 | 0 | 0 | 0 | 0 | 0 | 135.1638 | 109.2937 | 109.2937 | 109.2937 | 25.87 | 135.1638 | 2737.5681 | 2737.5681 | 1450.231 | 1450.231 | 907.8456 | 907.8456 | 0 | 0 | 379.4915 | 379.4915 | 310667951.0448 | 1172283554.7868 | 232367538.9765 | 0 | 1715.319 | 48.5597 | 0 | 0 | 0 | 1225.8288 | 119 | 1216 | 1844.7693 | 304 | 76 | 0.35917
605 | 927.0974 | 452.2 | 400 | 1600 | 0 | 100% | 96.4384 | 162.1827 | 162.5006 | 162.5006 | 1 | 162.1827 | 98.06 | 488.0651 | 463.5725 | 463.5725 | 463.5725 | 24.4927 | 488.0651 | 80.8319 | 72.8891 | 72.8891 | 72.8891 | 7.9428 | 80.8319 | 0 | 0 | 0 | 0 | 0 | 0 | 0 | 0 | 0 | 135.0808 | 109.213 | 109.213 | 109.213 | 25.8678 | 135.0808 | 2822.5398 | 2822.5398 | 1535.3559 | 1535.3559 | 907.7375 | 907.7375 | 0 | 0 | 379.4464 | 379.4464 | 313619860.7317 | 1172288591.9729 | 232103467.0956 | 0 | 1718.0119 | 49.9799 | 0 | 0 | 0 | 1297.9364 | 119 | 1216 | 1844.7693 | 304 | 76 | 0.35877
606 | 978.6028 | 452.2 | 400 | 1600 | 0 | 100% | 96.8265 | 166.8511 | 167.1809 | 167.1809 | 1 | 166.8511 | 98.1776 | 510.5793 | 484.9541 | 484.9541 | 484.9541 | 25.6252 | 510.5793 | 80.8234 | 72.8806 | 72.8806 | 72.8806 | 7.9428 | 80.8234 | 0 | 0 | 0 | 0 | 0 | 0 | 0 | 0 | 0 | 135.2063 | 109.3033 | 109.3033 | 109.3033 | 25.903 | 135.2063 | 2907.5123 | 2907.5123 | 1620.4723 | 1620.4723 | 907.636 | 907.636 | 0 | 0 | 379.404 | 379.404 | 316355360.1096 | 1172292897.2954 | 231423700.6015 | 0 | 1720.072 | 51.3383 | 0 | 0 | 0 | 1370.044 | 119 | 1216 | 1844.7693 | 304 | 76 | 0.35772
607 | 1030.1083 | 452.2 | 400 | 1600 | 0 | 100% | 97.032 | 171.5507 | 171.8816 | 171.8816 | 1 | 171.5507 | 98.2754 | 533.0746 | 506.3177 | 506.3177 | 506.3177 | 26.7569 | 533.0746 | 80.8155 | 72.8727 | 72.8727 | 72.8727 | 7.9428 | 80.8155 | 0 | 0 | 0 | 0 | 0 | 0 | 0 | 0 | 0 | 135.4595 | 109.493 | 109.493 | 109.493 | 25.9666 | 135.4595 | 2992.4854 | 2992.4854 | 1705.5808 | 1705.5808 | 907.5405 | 907.5405 | 0 | 0 | 379.364 | 379.364 | 318826013.6792 | 1172296539.1953 | 230662187.2961 | 0 | 1721.7847 | 52.6315 | 0 | 0 | 0 | 1442.1516 | 119 | 1216 | 1844.7693 | 304 | 76 | 0.35655
608 | 20.6022 | 501.6 | 400 | 1600 | 0 | 100% | 74.0982 | 96.5657 | 96.6781 | 96.6781 | 1 | 96.5657 | 83.1581 | 140.0409 | 133.0392 | 133.0392 | 133.0392 | 7.0017 | 140.0409 | 87.3252 | 78.7745 | 78.7745 | 78.7745 | 8.5507 | 87.3252 | 0 | 0 | 0 | 0 | 0 | 0 | 0 | 0 | 0 | 142.2693 | 115.3731 | 115.3731 | 115.3731 | 26.8962 | 142.2693 | 1426.0246 | 1426.0246 | 34.2525 | 34.2525 | 1010.8413 | 1010.8413 | 0 | 0 | 380.9308 | 380.9308 | 25014661.6041 | 1207909752.9566 | 224006239.5316 | 0 | 1456.9307 | 21.6469 | 0 | 0 | 0 | 28.843 | 132 | 1216 | 1844.7693 | 304 | 76 | 0.34513
609 | 51.5054 | 501.6 | 400 | 1600 | 0 | 100% | 75.6735 | 98.0218 | 98.1654 | 98.1654 | 1 | 98.0218 | 84.9144 | 144.0656 | 136.8608 | 136.8608 | 136.8608 | 7.2048 | 144.0656 | 87.2904 | 78.7409 | 78.7409 | 78.7409 | 8.5495 | 87.2904 | 0 | 0 | 0 | 0 | 0 | 0 | 0 | 0 | 0 | 145.4533 | 117.9357 | 117.9357 | 117.9357 | 27.5176 | 145.4533 | 1476.9858 | 1476.9858 | 85.607 | 85.607 | 1010.5556 | 1010.5556 | 0 | 0 | 380.8232 | 380.8232 | 60731619.8718 | 1208088272.427 | 218881100.2065 | 0 | 1487.701 | 22.5119 | 0 | 0 | 0 | 72.1076 | 132 | 1216 | 1844.7693 | 304 | 76 | 0.33731
610 | 154.5162 | 501.6 | 400 | 1600 | 0 | 100% | 82.4087 | 103.4174 | 103.6482 | 103.6482 | 1 | 103.4174 | 89.8779 | 162.3975 | 154.2696 | 154.2696 | 154.2696 | 8.1279 | 162.3975 | 87.1988 | 78.6521 | 78.6521 | 78.6521 | 8.5467 | 87.1988 | 0 | 0 | 0 | 0 | 0 | 0 | 0 | 0 | 0 | 154.4435 | 125.1581 | 125.1581 | 125.1581 | 29.2854 | 154.4435 | 1646.8705 | 1646.8705 | 256.614 | 256.614 | 1009.7405 | 1009.7405 | 0 | 0 | 380.516 | 380.516 | 160746927.0521 | 1208482192.3935 | 205431275.8079 | 0 | 1574.6604 | 25.7554 | 0 | 0 | 0 | 216.3227 | 132 | 1216 | 1844.7693 | 304 | 76 | 0.3171
611 | 206.0217 | 501.6 | 400 | 1600 | 0 | 100% | 85.7306 | 106.6645 | 106.9053 | 106.9053 | 1 | 106.6645 | 91.6214 | 178.3947 | 169.4633 | 169.4633 | 169.4633 | 8.9314 | 178.3947 | 87.1639 | 78.618 | 78.618 | 78.618 | 8.5459 | 87.1639 | 0 | 0 | 0 | 0 | 0 | 0 | 0 | 0 | 0 | 156.2581 | 126.5794 | 126.5794 | 126.5794 | 29.6787 | 156.2581 | 1731.8194 | 1731.8194 | 342.0356 | 342.0356 | 1009.3971 | 1009.3971 | 0 | 0 | 380.3866 | 380.3866 | 193595207.1772 | 1208594718.6478 | 203016395.995 | 0 | 1605.2063 | 27.7185 | 0 | 0 | 0 | 288.4303 | 132 | 1216 | 1844.7693 | 304 | 76 | 0.31368
612 | 257.5271 | 501.6 | 400 | 1600 | 0 | 100% | 87.968 | 110.2943 | 110.547 | 110.547 | 1 | 110.2943 | 92.9517 | 201.0995 | 191.0284 | 191.0284 | 191.0284 | 10.071 | 201.0995 | 87.1338 | 78.5885 | 78.5885 | 78.5885 | 8.5453 | 87.1338 | 0 | 0 | 0 | 0 | 0 | 0 | 0 | 0 | 0 | 153.952 | 124.669 | 124.669 | 124.669 | 29.283 | 153.952 | 1816.7718 | 1816.7718 | 427.4136 | 427.4136 | 1009.088 | 1009.088 | 0 | 0 | 380.2701 | 380.2701 | 213716253.9249 | 1208678639.3241 | 206118160.0736 | 0 | 1628.5131 | 29.8086 | 0 | 0 | 0 | 360.5379 | 132 | 1216 | 1844.7693 | 304 | 76 | 0.31874
613 | 309.0325 | 501.6 | 400 | 1600 | 0 | 100% | 89.5662 | 114.1625 | 114.4259 | 114.4259 | 1 | 114.1625 | 94.0016 | 225.0698 | 213.7954 | 213.7954 | 213.7954 | 11.2744 | 225.0698 | 87.1072 | 78.5623 | 78.5623 | 78.5623 | 8.5449 | 87.1072 | 0 | 0 | 0 | 0 | 0 | 0 | 0 | 0 | 0 | 151.2958 | 122.4752 | 122.4752 | 122.4752 | 28.8206 | 151.2958 | 1901.7271 | 1901.7271 | 512.7542 | 512.7542 | 1008.8083 | 1008.8083 | 0 | 0 | 380.1647 | 380.1647 | 228621634.1949 | 1208744725.2555 | 209542246.1748 | 0 | 1646.9086 | 31.9346 | 0 | 0 | 0 | 432.6455 | 132 | 1216 | 1844.7693 | 304 | 76 | 0.32404
614 | 360.5379 | 501.6 | 400 | 1600 | 0 | 100% | 91.016 | 118.1994 | 118.4625 | 118.4625 | 1 | 118.1994 | 94.8329 | 249.5953 | 237.0893 | 237.0893 | 237.0893 | 12.506 | 249.5953 | 87.0837 | 78.5392 | 78.5392 | 78.5392 | 8.5445 | 87.0837 | 0 | 0 | 0 | 0 | 0 | 0 | 0 | 0 | 0 | 148.7947 | 120.4125 | 120.4125 | 120.4125 | 28.3823 | 148.7947 | 1986.6851 | 1986.6851 | 598.0623 | 598.0623 | 1008.5539 | 1008.5539 | 0 | 0 | 380.0688 | 380.0688 | 240075349.4372 | 1208792970.1147 | 212604120.6739 | 0 | 1661.4724 | 34.0458 | 0 | 0 | 0 | 504.753 | 132 | 1216 | 1844.7693 | 304 | 76 | 0.32878
615 | 412.0433 | 501.6 | 400 | 1600 | 0 | 100% | 92.1119 | 122.3865 | 122.6521 | 122.6521 | 1 | 122.3865 | 95.4815 | 274.215 | 260.4725 | 260.4725 | 260.4725 | 13.7426 | 274.215 | 87.0628 | 78.5186 | 78.5186 | 78.5186 | 8.5442 | 87.0628 | 0 | 0 | 0 | 0 | 0 | 0 | 0 | 0 | 0 | 146.9576 | 118.8805 | 118.8805 | 118.8805 | 28.077 | 146.9576 | 2071.6453 | 2071.6453 | 683.3424 | 683.3424 | 1008.3216 | 1008.3216 | 0 | 0 | 379.9813 | 379.9813 | 249443802.6459 | 1208831928.708 | 214560283.0252 | 0 | 1672.836 | 36.1218 | 0 | 0 | 0 | 576.8606 | 132 | 1216 | 1844.7693 | 304 | 76 | 0.33182
616 | 463.5487 | 501.6 | 400 | 1600 | 0 | 100% | 92.968 | 126.7001 | 126.9688 | 126.9688 | 1 | 126.7001 | 96.0128 | 298.8463 | 283.8663 | 283.8663 | 283.8663 | 14.98 | 298.8463 | 87.044 | 78.5 | 78.5 | 78.5 | 8.544 | 87.044 | 0 | 0 | 0 | 0 | 0 | 0 | 0 | 0 | 0 | 145.7412 | 117.8654 | 117.8654 | 117.8654 | 27.8758 | 145.7412 | 2156.6075 | 2156.6075 | 768.5978 | 768.5978 | 1008.1087 | 1008.1087 | 0 | 0 | 379.901 | 379.901 | 257200589.5588 | 1208860218.5853 | 216083873.1518 | 0 | 1682.1447 | 38.124 | 0 | 0 | 0 | 648.9682 | 132 | 1216 | 1844.7693 | 304 | 76 | 0.33419
617 | 515.0541 | 501.6 | 400 | 1600 | 0 | 100% | 93.8699 | 131.078 | 131.3561 | 131.3561 | 1 | 131.078 | 96.4673 | 323.4092 | 307.1949 | 307.1949 | 307.1949 | 16.2142 | 323.4092 | 87.0271 | 78.4832 | 78.4832 | 78.4832 | 8.5438 | 87.0271 | 0 | 0 | 0 | 0 | 0 | 0 | 0 | 0 | 0 | 144.7344 | 117.025 | 117.025 | 117.025 | 27.7094 | 144.7344 | 2241.5715 | 2241.5715 | 853.8316 | 853.8316 | 1007.9127 | 1007.9127 | 0 | 0 | 379.8272 | 379.8272 | 263890712.5325 | 1208882942.3093 | 217333333.9845 | 0 | 1690.107 | 40.0335 | 0 | 0 | 0 | 721.0758 | 132 | 1216 | 1844.7693 | 304 | 76 | 0.33612
618 | 566.5595 | 501.6 | 400 | 1600 | 0 | 100% | 94.3151 | 135.4971 | 135.7839 | 135.7839 | 1 | 135.4971 | 96.8627 | 347.856 | 330.4131 | 330.4131 | 330.4131 | 17.4429 | 347.856 | 87.0116 | 78.4679 | 78.4679 | 78.4679 | 8.5437 | 87.0116 | 0 | 0 | 0 | 0 | 0 | 0 | 0 | 0 | 0 | 143.8483 | 116.2861 | 116.2861 | 116.2861 | 27.5622 | 143.8483 | 2326.5369 | 2326.5369 | 939.0461 | 939.0461 | 1007.7318 | 1007.7318 | 0 | 0 | 379.759 | 379.759 | 269717339.4572 | 1208901310.5915 | 218416025.6664 | 0 | 1697.0347 | 41.8488 | 0 | 0 | 0 | 793.1834 | 132 | 1216 | 1844.7693 | 304 | 76 | 0.33779
619 | 618.065 | 501.6 | 400 | 1600 | 0 | 100% | 95 | 139.9936 | 140.291 | 140.291 | 1 | 139.9936 | 97.2089 | 372.0878 | 353.427 | 353.427 | 353.427 | 18.6609 | 372.0878 | 86.9974 | 78.4538 | 78.4538 | 78.4538 | 8.5436 | 86.9974 | 0 | 0 | 0 | 0 | 0 | 0 | 0 | 0 | 0 | 143.4695 | 116.0129 | 116.0129 | 116.0129 | 27.4566 | 143.4695 | 2411.5038 | 2411.5038 | 1024.2437 | 1024.2437 | 1007.5642 | 1007.5642 | 0 | 0 | 379.6959 | 379.6959 | 274941428.3505 | 1208916342.288 | 219242475.142 | 0 | 1703.1002 | 43.5728 | 0 | 0 | 0 | 865.2909 | 132 | 1216 | 1844.7693 | 304 | 76 | 0.33906
620 | 669.5704 | 501.6 | 400 | 1600 | 0 | 100% | 95.5251 | 144.4921 | 144.8007 | 144.8007 | 1 | 144.4921 | 97.4936 | 396.1431 | 376.2729 | 376.2729 | 376.2729 | 19.8702 | 396.1431 | 86.9844 | 78.4409 | 78.4409 | 78.4409 | 8.5435 | 86.9844 | 0 | 0 | 0 | 0 | 0 | 0 | 0 | 0 | 0 | 143.0104 | 115.6185 | 115.6185 | 115.6185 | 27.3919 | 143.0104 | 2496.4718 | 2496.4718 | 1109.4259 | 1109.4259 | 1007.4086 | 1007.4086 | 0 | 0 | 379.6372 | 379.6372 | 279653522.4733 | 1208928145.3244 | 219506840.8801 | 0 | 1708.0885 | 45.2212 | 0 | 0 | 0 | 937.3985 | 132 | 1216 | 1844.7693 | 304 | 76 | 0.33947
621 | 721.0758 | 501.6 | 400 | 1600 | 0 | 100% | 95.9475 | 149.0323 | 149.3502 | 149.3502 | 1 | 149.0323 | 97.7339 | 420.0303 | 398.9591 | 398.9591 | 398.9591 | 21.0713 | 420.0303 | 86.9724 | 78.429 | 78.429 | 78.429 | 8.5434 | 86.9724 | 0 | 0 | 0 | 0 | 0 | 0 | 0 | 0 | 0 | 142.7899 | 115.4102 | 115.4102 | 115.4102 | 27.3798 | 142.7899 | 2581.441 | 2581.441 | 1194.5946 | 1194.5946 | 1007.2638 | 1007.2638 | 0 | 0 | 379.5826 | 379.5826 | 283916214.8307 | 1208937103.8718 | 219443942.9294 | 0 | 1712.2973 | 46.7918 | 0 | 0 | 0 | 1009.5061 | 132 | 1216 | 1844.7693 | 304 | 76 | 0.33937
622 | 772.5812 | 501.6 | 400 | 1600 | 0 | 100% | 96.3242 | 153.6075 | 153.9294 | 153.9294 | 1 | 153.6075 | 97.9334 | 443.833 | 421.5648 | 421.5648 | 421.5648 | 22.2682 | 443.833 | 86.9613 | 78.418 | 78.418 | 78.418 | 8.5434 | 86.9613 | 0 | 0 | 0 | 0 | 0 | 0 | 0 | 0 | 0 | 142.7278 | 115.3367 | 115.3367 | 115.3367 | 27.3911 | 142.7278 | 2666.4111 | 2666.4111 | 1279.7509 | 1279.7509 | 1007.1285 | 1007.1285 | 0 | 0 | 379.5317 | 379.5317 | 287734077.3644 | 1208943972.8889 | 219115297.4725 | 0 | 1715.7933 | 48.2906 | 0 | 0 | 0 | 1081.6137 | 132 | 1216 | 1844.7693 | 304 | 76 | 0.33887
623 | 824.0866 | 501.6 | 400 | 1600 | 0 | 100% | 96.6438 | 158.2149 | 158.5374 | 158.5374 | 1 | 158.2149 | 98.1015 | 467.6574 | 444.1911 | 444.1911 | 444.1911 | 23.4663 | 467.6574 | 86.951 | 78.4077 | 78.4077 | 78.4077 | 8.5433 | 86.951 | 0 | 0 | 0 | 0 | 0 | 0 | 0 | 0 | 0 | 142.7713 | 115.352 | 115.352 | 115.352 | 27.4193 | 142.7713 | 2751.3821 | 2751.3821 | 1364.8961 | 1364.8961 | 1007.002 | 1007.002 | 0 | 0 | 379.484 | 379.484 | 291122871.9914 | 1208949960.5106 | 218666223.2053 | 0 | 1718.7391 | 49.7181 | 0 | 0 | 0 | 1153.7213 | 132 | 1216 | 1844.7693 | 304 | 76 | 0.33817
624 | 875.592 | 501.6 | 400 | 1600 | 0 | 100% | 96.9292 | 162.8622 | 163.1889 | 163.1889 | 1 | 162.8622 | 98.2346 | 491.5445 | 466.8769 | 466.8769 | 466.8769 | 24.6677 | 491.5445 | 86.9414 | 78.3981 | 78.3981 | 78.3981 | 8.5433 | 86.9414 | 0 | 0 | 0 | 0 | 0 | 0 | 0 | 0 | 0 | 142.967 | 115.492 | 115.492 | 115.492 | 27.475 | 142.967 | 2836.354 | 2836.354 | 1450.0313 | 1450.0313 | 1006.8834 | 1006.8834 | 0 | 0 | 379.4393 | 379.4393 | 294154442.6136 | 1208954277.8668 | 217961364.2762 | 0 | 1721.0701 | 51.0826 | 0 | 0 | 0 | 1225.8288 | 132 | 1216 | 1844.7693 | 304 | 76 | 0.33709
625 | 927.0974 | 501.6 | 400 | 1600 | 0 | 100% | 97.1575 | 167.5493 | 167.8901 | 167.8901 | 1 | 167.5493 | 98.342 | 515.3816 | 489.515 | 489.515 | 489.515 | 25.8667 | 515.3816 | 86.9325 | 78.3892 | 78.3892 | 78.3892 | 8.5433 | 86.9325 | 0 | 0 | 0 | 0 | 0 | 0 | 0 | 0 | 0 | 143.3629 | 115.7974 | 115.7974 | 115.7974 | 27.5654 | 143.3629 | 2921.3265 | 2921.3265 | 1535.1573 | 1535.1573 | 1006.7719 | 1006.7719 | 0 | 0 | 379.3973 | 379.3973 | 296977341.4856 | 1208957625.4742 | 217016657.7586 | 0 | 1722.9516 | 52.3845 | 0 | 0 | 0 | 1297.9364 | 132 | 1216 | 1844.7693 | 304 | 76 | 0.33563
626 | 978.6028 | 501.6 | 400 | 1600 | 0 | 100% | 97.363 | 172.2626 | 172.6131 | 172.6131 | 1 | 172.2626 | 98.4347 | 539.1157 | 512.0552 | 512.0552 | 512.0552 | 27.0605 | 539.1157 | 86.9241 | 78.3808 | 78.3808 | 78.3808 | 8.5433 | 86.9241 | 0 | 0 | 0 | 0 | 0 | 0 | 0 | 0 | 0 | 143.8813 | 116.2005 | 116.2005 | 116.2005 | 27.6808 | 143.8813 | 3006.2997 | 3006.2997 | 1620.275 | 1620.275 | 1006.667 | 1006.667 | 0 | 0 | 379.3578 | 379.3578 | 299592284.0216 | 1208960646.4354 | 216022515.1171 | 0 | 1724.5754 | 53.623 | 0 | 0 | 0 | 1370.044 | 132 | 1216 | 1844.7693 | 304 | 76 | 0.3341
627 | 1030.1083 | 501.6 | 400 | 1600 | 0 | 100% | 97.5114 | 176.9867 | 177.3355 | 177.3355 | 1 | 176.9867 | 98.5153 | 562.8367 | 534.5829 | 534.5829 | 534.5829 | 28.2538 | 562.8367 | 86.9162 | 78.3729 | 78.3729 | 78.3729 | 8.5432 | 86.9162 | 0 | 0 | 0 | 0 | 0 | 0 | 0 | 0 | 0 | 144.39 | 116.5928 | 116.5928 | 116.5928 | 27.7972 | 144.39 | 3091.2736 | 3091.2736 | 1705.385 | 1705.385 | 1006.5681 | 1006.5681 | 0 | 0 | 379.3205 | 379.3205 | 301943796.5057 | 1208963667.3966 | 215081444.4258 | 0 | 1725.9889 | 54.8023 | 0 | 0 | 0 | 1442.1516 | 132 | 1216 | 1844.7693 | 304 | 76 | 0.33265
628 | 20.6022 | 551 | 400 | 1600 | 0 | 100% | 77.6826 | 100.9492 | 101.0434 | 101.0434 | 1 | 100.9492 | 85.3654 | 146.6526 | 139.3167 | 139.3167 | 139.3167 | 7.3359 | 146.6526 | 93.5306 | 84.3679 | 84.3679 | 84.3679 | 9.1627 | 93.5306 | 0 | 0 | 0 | 0 | 0 | 0 | 0 | 0 | 0 | 136.2233 | 110.4108 | 110.4108 | 110.4108 | 25.8126 | 136.2233 | 1524.77 | 1524.77 | 34.2344 | 34.2344 | 1109.8064 | 1109.8064 | 0 | 0 | 380.7293 | 380.7293 | 23874296.2988 | 1238244642.9671 | 233482525.6078 | 0 | 1495.6015 | 26.6958 | 0 | 0 | 0 | 28.843 | 145 | 1216 | 1844.7693 | 304 | 76 | 0.35988
629 | 51.5054 | 551 | 400 | 1600 | 0 | 100% | 79.3151 | 102.4568 | 102.5834 | 102.5834 | 1 | 102.4568 | 86.9716 | 150.5574 | 143.0244 | 143.0244 | 143.0244 | 7.533 | 150.5574 | 93.4999 | 84.3382 | 84.3382 | 84.3382 | 9.1617 | 93.4999 | 0 | 0 | 0 | 0 | 0 | 0 | 0 | 0 | 0 | 139.8166 | 113.3073 | 113.3073 | 113.3073 | 26.5093 | 139.8166 | 1575.7351 | 1575.7351 | 85.565 | 85.565 | 1109.5342 | 1109.5342 | 0 | 0 | 380.6359 | 380.6359 | 58087116.4202 | 1238381631.2779 | 227273850.2353 | 0 | 1523.7426 | 27.4693 | 0 | 0 | 0 | 72.1076 | 145 | 1216 | 1844.7693 | 304 | 76 | 0.35045
630 | 154.5162 | 551 | 400 | 1600 | 0 | 100% | 85.1484 | 108.131 | 108.3397 | 108.3397 | 1 | 108.131 | 91.3532 | 170.045 | 161.5312 | 161.5312 | 161.5312 | 8.5138 | 170.045 | 93.418 | 84.2584 | 84.2584 | 84.2584 | 9.1595 | 93.418 | 0 | 0 | 0 | 0 | 0 | 0 | 0 | 0 | 0 | 151.6049 | 122.7736 | 122.7736 | 122.7736 | 28.8313 | 151.6049 | 1745.6301 | 1745.6301 | 256.5134 | 256.5134 | 1108.7499 | 1108.7499 | 0 | 0 | 380.3668 | 380.3668 | 153399084.2499 | 1238680636.8582 | 208428179.6815 | 0 | 1600.5079 | 30.4841 | 0 | 0 | 0 | 216.3227 | 145 | 1216 | 1844.7693 | 304 | 76 | 0.32205
631 | 206.0217 | 551 | 400 | 1600 | 0 | 100% | 87.7397 | 111.5234 | 111.7508 | 111.7508 | 1 | 111.5234 | 92.8661 | 187.0472 | 177.6795 | 177.6795 | 177.6795 | 9.3677 | 187.0472 | 93.3864 | 84.2275 | 84.2275 | 84.2275 | 9.1589 | 93.3864 | 0 | 0 | 0 | 0 | 0 | 0 | 0 | 0 | 0 | 155.2054 | 125.6333 | 125.6333 | 125.6333 | 29.5722 | 155.2054 | 1830.583 | 1830.583 | 341.9148 | 341.9148 | 1108.4159 | 1108.4159 | 0 | 0 | 380.2523 | 380.2523 | 184590816.6694 | 1238761511.09 | 203661181.0823 | 0 | 1627.0135 | 32.2812 | 0 | 0 | 0 | 288.4303 | 145 | 1216 | 1844.7693 | 304 | 76 | 0.31501
632 | 257.5271 | 551 | 400 | 1600 | 0 | 100% | 89.7374 | 115.2585 | 115.4959 | 115.4959 | 1 | 115.2585 | 94.0039 | 210.9021 | 200.3369 | 200.3369 | 200.3369 | 10.5652 | 210.9021 | 93.3589 | 84.2005 | 84.2005 | 84.2005 | 9.1585 | 93.3589 | 0 | 0 | 0 | 0 | 0 | 0 | 0 | 0 | 0 | 154.5795 | 125.0755 | 125.0755 | 125.0755 | 29.504 | 154.5795 | 1915.5388 | 1915.5388 | 427.2769 | 427.2769 | 1108.1134 | 1108.1134 | 0 | 0 | 380.1485 | 380.1485 | 203697051.7297 | 1238821332.8243 | 204430022.8992 | 0 | 1646.9484 | 34.1835 | 0 | 0 | 0 | 360.5379 | 145 | 1216 | 1844.7693 | 304 | 76 | 0.31626
633 | 309.0325 | 551 | 400 | 1600 | 0 | 100% | 91.1073 | 119.2042 | 119.4496 | 119.4496 | 1 | 119.2042 | 94.8938 | 236.0645 | 224.236 | 224.236 | 224.236 | 11.8285 | 236.0645 | 93.3345 | 84.1763 | 84.1763 | 84.1763 | 9.1581 | 93.3345 | 0 | 0 | 0 | 0 | 0 | 0 | 0 | 0 | 0 | 153.1909 | 123.9005 | 123.9005 | 123.9005 | 29.2904 | 153.1909 | 2000.4972 | 2000.4972 | 512.605 | 512.605 | 1107.8382 | 1107.8382 | 0 | 0 | 380.0541 | 380.0541 | 217898414.4005 | 1238867778.5798 | 205773721.0552 | 0 | 1662.5399 | 36.1064 | 0 | 0 | 0 | 432.6455 | 145 | 1216 | 1844.7693 | 304 | 76 | 0.31836
634 | 360.5379 | 551 | 400 | 1600 | 0 | 100% | 92.3516 | 123.3087 | 123.5585 | 123.5585 | 1 | 123.3087 | 95.609 | 261.7455 | 248.6274 | 248.6274 | 248.6274 | 13.1181 | 261.7455 | 93.3125 | 84.1547 | 84.1547 | 84.1547 | 9.1579 | 93.3125 | 0 | 0 | 0 | 0 | 0 | 0 | 0 | 0 | 0 | 151.7528 | 122.7018 | 122.7018 | 122.7018 | 29.0509 | 151.7528 | 2085.4578 | 2085.4578 | 597.9033 | 597.9033 | 1107.5866 | 1107.5866 | 0 | 0 | 379.9678 | 379.9678 | 228875119.6276 | 1238905254.4847 | 207290031.2026 | 0 | 1675.0704 | 38.0012 | 0 | 0 | 0 | 504.753 | 145 | 1216 | 1844.7693 | 304 | 76 | 0.32071
635 | 412.0433 | 551 | 400 | 1600 | 0 | 100% | 93.2534 | 127.5859 | 127.8395 | 127.8395 | 1 | 127.5859 | 96.1366 | 287.5984 | 273.1818 | 273.1818 | 273.1818 | 14.4166 | 287.5984 | 93.2927 | 84.1351 | 84.1351 | 84.1351 | 9.1576 | 93.2927 | 0 | 0 | 0 | 0 | 0 | 0 | 0 | 0 | 0 | 151.0404 | 122.0882 | 122.0882 | 122.0882 | 28.9522 | 151.0404 | 2170.4203 | 2170.4203 | 683.1757 | 683.1757 | 1107.3559 | 1107.3559 | 0 | 0 | 379.8886 | 379.8886 | 237759680.9863 | 1238934604.3217 | 207618984.8181 | 0 | 1684.3133 | 39.8822 | 0 | 0 | 0 | 576.8606 | 145 | 1216 | 1844.7693 | 304 | 76 | 0.32125
636 | 463.5487 | 551 | 400 | 1600 | 0 | 100% | 94.0525 | 131.9321 | 132.1956 | 132.1956 | 1 | 131.9321 | 96.614 | 313.4436 | 297.7285 | 297.7285 | 297.7285 | 15.7151 | 313.4436 | 93.2747 | 84.1173 | 84.1173 | 84.1173 | 9.1575 | 93.2747 | 0 | 0 | 0 | 0 | 0 | 0 | 0 | 0 | 0 | 150.3436 | 121.4955 | 121.4955 | 121.4955 | 28.8481 | 150.3436 | 2255.3844 | 2255.3844 | 768.4253 | 768.4253 | 1107.1434 | 1107.1434 | 0 | 0 | 379.8157 | 379.8157 | 245170666.0831 | 1238958556.5472 | 208548723.4038 | 0 | 1692.6779 | 41.6631 | 0 | 0 | 0 | 648.9682 | 145 | 1216 | 1844.7693 | 304 | 76 | 0.32269
637 | 515.0541 | 551 | 400 | 1600 | 0 | 100% | 94.7831 | 136.3126 | 136.5879 | 136.5879 | 1 | 136.3126 | 97.0315 | 339.2037 | 322.1943 | 322.1943 | 322.1943 | 17.0095 | 339.2037 | 93.2583 | 84.101 | 84.101 | 84.101 | 9.1573 | 93.2583 | 0 | 0 | 0 | 0 | 0 | 0 | 0 | 0 | 0 | 149.5495 | 120.8294 | 120.8294 | 120.8294 | 28.7201 | 149.5495 | 2340.3501 | 2340.3501 | 853.6545 | 853.6545 | 1106.9472 | 1106.9472 | 0 | 0 | 379.7484 | 379.7484 | 251557531.805 | 1238977593.2988 | 209456655.3673 | 0 | 1699.9918 | 43.3612 | 0 | 0 | 0 | 721.0758 | 145 | 1216 | 1844.7693 | 304 | 76 | 0.32409
638 | 566.5595 | 551 | 400 | 1600 | 0 | 100% | 95.3082 | 140.7587 | 141.0405 | 141.0405 | 1 | 140.7587 | 97.3662 | 364.8765 | 346.5768 | 346.5768 | 346.5768 | 18.2997 | 364.8765 | 93.2433 | 84.0861 | 84.0861 | 84.0861 | 9.1572 | 93.2433 | 0 | 0 | 0 | 0 | 0 | 0 | 0 | 0 | 0 | 149.0472 | 120.3979 | 120.3979 | 120.3979 | 28.6493 | 149.0472 | 2425.3172 | 2425.3172 | 938.8657 | 938.8657 | 1106.7654 | 1106.7654 | 0 | 0 | 379.6861 | 379.6861 | 257065540.7277 | 1238992612.9927 | 209797766.0396 | 0 | 1705.8559 | 44.9976 | 0 | 0 | 0 | 793.1834 | 145 | 1216 | 1844.7693 | 304 | 76 | 0.32462
639 | 618.065 | 551 | 400 | 1600 | 0 | 100% | 95.7991 | 145.2575 | 145.5541 | 145.5541 | 1 | 145.2575 | 97.649 | 390.3475 | 370.7675 | 370.7675 | 370.7675 | 19.58 | 390.3475 | 93.2295 | 84.0724 | 84.0724 | 84.0724 | 9.1571 | 93.2295 | 0 | 0 | 0 | 0 | 0 | 0 | 0 | 0 | 0 | 148.8254 | 120.195 | 120.195 | 120.195 | 28.6304 | 148.8254 | 2510.2854 | 2510.2854 | 1024.0608 | 1024.0608 | 1106.5965 | 1106.5965 | 0 | 0 | 379.6281 | 379.6281 | 262034256.3495 | 1239005325.4218 | 209770484.9841 | 0 | 1710.8101 | 46.561 | 0 | 0 | 0 | 865.2909 | 145 | 1216 | 1844.7693 | 304 | 76 | 0.32458
640 | 669.5704 | 551 | 400 | 1600 | 0 | 100% | 96.1872 | 149.8014 | 150.108 | 150.108 | 1 | 149.8014 | 97.8705 | 415.6275 | 394.7767 | 394.7767 | 394.7767 | 20.8508 | 415.6275 | 93.2167 | 84.0597 | 84.0597 | 84.0597 | 9.157 | 93.2167 | 0 | 0 | 0 | 0 | 0 | 0 | 0 | 0 | 0 | 148.8401 | 120.1753 | 120.1753 | 120.1753 | 28.6648 | 148.8401 | 2595.2547 | 2595.2547 | 1109.2415 | 1109.2415 | 1106.4391 | 1106.4391 | 0 | 0 | 379.5741 | 379.5741 | 266475743.9015 | 1239015747.21 | 209199586.0337 | 0 | 1714.6911 | 48.0621 | 0 | 0 | 0 | 937.3985 | 145 | 1216 | 1844.7693 | 304 | 76 | 0.3237
641 | 721.0758 | 551 | 400 | 1600 | 0 | 100% | 96.5639 | 154.3901 | 154.7136 | 154.7136 | 1 | 154.3901 | 98.0548 | 440.7269 | 418.6141 | 418.6141 | 418.6141 | 22.1128 | 440.7269 | 93.2049 | 84.0479 | 84.0479 | 84.0479 | 9.1569 | 93.2049 | 0 | 0 | 0 | 0 | 0 | 0 | 0 | 0 | 0 | 149.0998 | 120.357 | 120.357 | 120.357 | 28.7427 | 149.0998 | 2680.225 | 2680.225 | 1194.4091 | 1194.4091 | 1106.2922 | 1106.2922 | 0 | 0 | 379.5237 | 379.5237 | 270548660.0743 | 1239024151.6643 | 208348100.2306 | 0 | 1717.9209 | 49.4957 | 0 | 0 | 0 | 1009.5061 | 145 | 1216 | 1844.7693 | 304 | 76 | 0.32239
642 | 772.5812 | 551 | 400 | 1600 | 0 | 100% | 96.895 | 159.0143 | 159.3416 | 159.3416 | 1 | 159.0143 | 98.2222 | 465.7144 | 442.3451 | 442.3451 | 442.3451 | 23.3693 | 465.7144 | 93.1939 | 84.037 | 84.037 | 84.037 | 9.1569 | 93.1939 | 0 | 0 | 0 | 0 | 0 | 0 | 0 | 0 | 0 | 149.5152 | 120.6711 | 120.6711 | 120.6711 | 28.8442 | 149.5152 | 2765.1962 | 2765.1962 | 1279.565 | 1279.565 | 1106.1547 | 1106.1547 | 0 | 0 | 379.4765 | 379.4765 | 274173971.8667 | 1239030211.9768 | 207648342.667 | 0 | 1720.8525 | 50.8556 | 0 | 0 | 0 | 1081.6137 | 145 | 1216 | 1844.7693 | 304 | 76 | 0.32131
643 | 824.0866 | 551 | 400 | 1600 | 0 | 100% | 97.1689 | 163.6615 | 163.9928 | 163.9928 | 1 | 163.6615 | 98.357 | 490.716 | 466.0894 | 466.0894 | 466.0894 | 24.6265 | 490.716 | 93.1837 | 84.0268 | 84.0268 | 84.0268 | 9.1569 | 93.1837 | 0 | 0 | 0 | 0 | 0 | 0 | 0 | 0 | 0 | 149.9502 | 121.0023 | 121.0023 | 121.0023 | 28.9478 | 149.9502 | 2850.1681 | 2850.1681 | 1364.7101 | 1364.7101 | 1106.0257 | 1106.0257 | 0 | 0 | 379.4323 | 379.4323 | 277416601.1433 | 1239034917.3795 | 206763437.3891 | 0 | 1723.215 | 52.1558 | 0 | 0 | 0 | 1153.7213 | 145 | 1216 | 1844.7693 | 304 | 76 | 0.31994
644 | 875.592 | 551 | 400 | 1600 | 0 | 100% | 97.2945 | 168.35 | 168.6874 | 168.6874 | 1 | 168.35 | 98.4526 | 515.7576 | 489.8717 | 489.8717 | 489.8717 | 25.886 | 515.7576 | 93.1742 | 84.0174 | 84.0174 | 84.0174 | 9.1568 | 93.1742 | 0 | 0 | 0 | 0 | 0 | 0 | 0 | 0 | 0 | 150.5497 | 121.4669 | 121.4669 | 121.4669 | 29.0829 | 150.5497 | 2935.1408 | 2935.1408 | 1449.8456 | 1449.8456 | 1105.9045 | 1105.9045 | 0 | 0 | 379.3907 | 379.3907 | 280322522.2506 | 1239038678.1291 | 205528084.8487 | 0 | 1724.8893 | 53.4055 | 0 | 0 | 0 | 1225.8288 | 145 | 1216 | 1844.7693 | 304 | 76 | 0.31804
645 | 927.0974 | 551 | 400 | 1600 | 0 | 100% | 97.4543 | 173.0684 | 173.4199 | 173.4199 | 1 | 173.0684 | 98.5385 | 540.7295 | 513.5875 | 513.5875 | 513.5875 | 27.142 | 540.7295 | 93.1653 | 84.0085 | 84.0085 | 84.0085 | 9.1568 | 93.1653 | 0 | 0 | 0 | 0 | 0 | 0 | 0 | 0 | 0 | 151.2801 | 122.0375 | 122.0375 | 122.0375 | 29.2426 | 151.2801 | 3020.1141 | 3020.1141 | 1534.9722 | 1534.9722 | 1105.7903 | 1105.7903 | 0 | 0 | 379.3516 | 379.3516 | 283037175.0177 | 1239041752.8073 | 204315033.4054 | 0 | 1726.394 | 54.5936 | 0 | 0 | 0 | 1297.9364 | 145 | 1216 | 1844.7693 | 304 | 76 | 0.31617
646 | 978.6028 | 551 | 400 | 1600 | 0 | 100% | 97.5913 | 177.7991 | 178.1547 | 178.1547 | 1 | 177.7991 | 98.619 | 565.6255 | 537.2312 | 537.2312 | 537.2312 | 28.3942 | 565.6255 | 93.1569 | 84.0001 | 84.0001 | 84.0001 | 9.1568 | 93.1569 | 0 | 0 | 0 | 0 | 0 | 0 | 0 | 0 | 0 | 152.02 | 122.6181 | 122.6181 | 122.6181 | 29.4019 | 152.02 | 3105.0881 | 3105.0881 | 1620.0907 | 1620.0907 | 1105.6827 | 1105.6827 | 0 | 0 | 379.3146 | 379.3146 | 285512733.4496 | 1239043509.9882 | 203249281.8824 | 0 | 1727.8055 | 55.7228 | 0 | 0 | 0 | 1370.044 | 145 | 1216 | 1844.7693 | 304 | 76 | 0.31453
647 | 1030.1083 | 551 | 400 | 1600 | 0 | 100% | 97.6941 | 182.5314 | 182.8846 | 182.8846 | 1 | 182.5314 | 98.6933 | 590.5313 | 560.8842 | 560.8842 | 560.8842 | 29.6471 | 590.5313 | 93.1491 | 83.9923 | 83.9923 | 83.9923 | 9.1568 | 93.1491 | 0 | 0 | 0 | 0 | 0 | 0 | 0 | 0 | 0 | 152.6714 | 123.1288 | 123.1288 | 123.1288 | 29.5426 | 152.6714 | 3190.0625 | 3190.0625 | 1705.2018 | 1705.2018 | 1105.581 | 1105.581 | 0 | 0 | 379.2797 | 379.2797 | 287746564.8889 | 1239044828.9824 | 202315480.1263 | 0 | 1729.1069 | 56.7982 | 0 | 0 | 0 | 1442.1516 | 145 | 1216 | 1844.7693 | 304 | 76 | 0.31309
648 | 20.6022 | 600.4 | 400 | 1600 | 0 | 100% | 80.411 | 105.6801 | 105.7634 | 105.7634 | 1 | 105.6801 | 87.1116 | 152.7472 | 145.103 | 145.103 | 145.103 | 7.6441 | 152.7472 | 99.7753 | 89.9968 | 89.9968 | 89.9968 | 9.7785 | 99.7753 | 0 | 0 | 0 | 0 | 0 | 0 | 0 | 0 | 0 | 132.9361 | 107.6839 | 107.6839 | 107.6839 | 25.2522 | 132.9361 | 1623.5226 | 1623.5226 | 34.2186 | 34.2186 | 1208.7498 | 1208.7498 | 0 | 0 | 380.5541 | 380.5541 | 22913426.0206 | 1264288014.1836 | 238993959.7729 | 0 | 1526.1954 | 31.3011 | 0 | 0 | 0 | 28.843 | 158 | 1216 | 1844.7693 | 304 | 76 | 0.36864
649 | 51.5054 | 600.4 | 400 | 1600 | 0 | 100% | 81.8151 | 107.2367 | 107.3495 | 107.3495 | 1 | 107.2367 | 88.5662 | 156.2719 | 148.4498 | 148.4498 | 148.4498 | 7.8221 | 156.2719 | 99.747 | 89.9694 | 89.9694 | 89.9694 | 9.7776 | 99.747 | 0 | 0 | 0 | 0 | 0 | 0 | 0 | 0 | 0 | 137.0739 | 111.0138 | 111.0138 | 111.0138 | 26.0602 | 137.0739 | 1674.4908 | 1674.4908 | 85.5282 | 85.5282 | 1208.4902 | 1208.4902 | 0 | 0 | 380.4724 | 380.4724 | 55921578.5996 | 1264404733.7869 | 231353884.4723 | 0 | 1551.6802 | 32.0103 | 0 | 0 | 0 | 72.1076 | 158 | 1216 | 1844.7693 | 304 | 76 | 0.35707
650 | 154.5162 | 600.4 | 400 | 1600 | 0 | 100% | 87.2603 | 113.0533 | 113.2532 | 113.2532 | 1 | 113.0533 | 92.5643 | 177.6111 | 168.7156 | 168.7156 | 168.7156 | 8.8955 | 177.6111 | 99.6706 | 89.8949 | 89.8949 | 89.8949 | 9.7757 | 99.6706 | 0 | 0 | 0 | 0 | 0 | 0 | 0 | 0 | 0 | 150.0218 | 121.4196 | 121.4196 | 121.4196 | 28.6022 | 150.0218 | 1844.3943 | 1844.3943 | 256.4243 | 256.4243 | 1207.7353 | 1207.7353 | 0 | 0 | 380.2347 | 380.2347 | 146752701.5018 | 1264664155.6636 | 210309007.2883 | 0 | 1621.7259 | 34.7161 | 0 | 0 | 0 | 216.3227 | 158 | 1216 | 1844.7693 | 304 | 76 | 0.32528
651 | 206.0217 | 600.4 | 400 | 1600 | 0 | 100% | 89.4635 | 116.5514 | 116.7618 | 116.7618 | 1 | 116.5514 | 93.8681 | 195.5126 | 185.7179 | 185.7179 | 185.7179 | 9.7946 | 195.5126 | 99.6407 | 89.8656 | 89.8656 | 89.8656 | 9.7751 | 99.6407 | 0 | 0 | 0 | 0 | 0 | 0 | 0 | 0 | 0 | 154.8896 | 125.3012 | 125.3012 | 125.3012 | 29.5883 | 154.8896 | 1929.3506 | 1929.3506 | 341.8072 | 341.8072 | 1207.4108 | 1207.4108 | 0 | 0 | 380.1325 | 380.1325 | 176536363.4134 | 1264736171.1779 | 203296451.5842 | 0 | 1644.569 | 36.3737 | 0 | 0 | 0 | 288.4303 | 158 | 1216 | 1844.7693 | 304 | 76 | 0.31461
652 | 257.5271 | 600.4 | 400 | 1600 | 0 | 100% | 91.0616 | 120.3903 | 120.61 | 120.61 | 1 | 120.3903 | 94.8309 | 220.3955 | 209.3518 | 209.3518 | 209.3518 | 11.0437 | 220.3955 | 99.6148 | 89.8401 | 89.8401 | 89.8401 | 9.7747 | 99.6148 | 0 | 0 | 0 | 0 | 0 | 0 | 0 | 0 | 0 | 155.8366 | 126.0093 | 126.0093 | 126.0093 | 29.8273 | 155.8366 | 2014.3093 | 2014.3093 | 427.1544 | 427.1544 | 1207.1154 | 1207.1154 | 0 | 0 | 380.0395 | 380.0395 | 194887056.2405 | 1264785737.371 | 201763859.9894 | 0 | 1661.4367 | 38.116 | 0 | 0 | 0 | 360.5379 | 158 | 1216 | 1844.7693 | 304 | 76 | 0.31227
653 | 309.0325 | 600.4 | 400 | 1600 | 0 | 100% | 92.2945 | 124.4122 | 124.6436 | 124.6436 | 1 | 124.4122 | 95.5975 | 246.7208 | 234.3553 | 234.3553 | 234.3553 | 12.3655 | 246.7208 | 99.5914 | 89.817 | 89.817 | 89.817 | 9.7744 | 99.5914 | 0 | 0 | 0 | 0 | 0 | 0 | 0 | 0 | 0 | 155.5992 | 125.7632 | 125.7632 | 125.7632 | 29.836 | 155.5992 | 2099.2702 | 2099.2702 | 512.4706 | 512.4706 | 1206.8452 | 1206.8452 | 0 | 0 | 379.9545 | 379.9545 | 208441497.4865 | 1264827004.9355 | 201599586.6878 | 0 | 1674.8681 | 39.8533 | 0 | 0 | 0 | 432.6455 | 158 | 1216 | 1844.7693 | 304 | 76 | 0.31204
654 | 360.5379 | 600.4 | 400 | 1600 | 0 | 100% | 93.3447 | 128.5903 | 128.8264 | 128.8264 | 1 | 128.5903 | 96.1925 | 273.5771 | 259.8629 | 259.8629 | 259.8629 | 13.7142 | 273.5771 | 99.5704 | 89.7963 | 89.7963 | 89.7963 | 9.7741 | 99.5704 | 0 | 0 | 0 | 0 | 0 | 0 | 0 | 0 | 0 | 155.2098 | 125.3998 | 125.3998 | 125.3998 | 29.81 | 155.2098 | 2184.233 | 2184.233 | 597.7595 | 597.7595 | 1206.5971 | 1206.5971 | 0 | 0 | 379.8764 | 379.8764 | 218912666.9978 | 1264858084.3725 | 201521392.5253 | 0 | 1685.2921 | 41.5756 | 0 | 0 | 0 | 504.753 | 158 | 1216 | 1844.7693 | 304 | 76 | 0.31195
655 | 412.0433 | 600.4 | 400 | 1600 | 0 | 100% | 94.2466 | 132.893 | 133.1441 | 133.1441 | 1 | 132.893 | 96.6899 | 300.6108 | 285.5387 | 285.5387 | 285.5387 | 15.0721 | 300.6108 | 99.5514 | 89.7775 | 89.7775 | 89.7775 | 9.7739 | 99.5514 | 0 | 0 | 0 | 0 | 0 | 0 | 0 | 0 | 0 | 154.9707 | 125.1797 | 125.1797 | 125.1797 | 29.791 | 154.9707 | 2269.1975 | 2269.1975 | 683.0243 | 683.0243 | 1206.3687 | 1206.3687 | 0 | 0 | 379.8044 | 379.8044 | 227440507.4983 | 1264883444.0601 | 201683650.9605 | 0 | 1694.0076 | 43.2397 | 0 | 0 | 0 | 576.8606 | 158 | 1216 | 1844.7693 | 304 | 76 | 0.31222
656 | 463.5487 | 600.4 | 400 | 1600 | 0 | 100% | 95.0342 | 137.2244 | 137.4824 | 137.4824 | 1 | 137.2244 | 97.1366 | 327.6045 | 311.1763 | 311.1763 | 311.1763 | 16.4282 | 327.6045 | 99.5341 | 89.7603 | 89.7603 | 89.7603 | 9.7738 | 99.5341 | 0 | 0 | 0 | 0 | 0 | 0 | 0 | 0 | 0 | 154.347 | 124.6473 | 124.6473 | 124.6473 | 29.6997 | 154.347 | 2354.1634 | 2354.1634 | 768.2679 | 768.2679 | 1206.1575 | 1206.1575 | 0 | 0 | 379.738 | 379.738 | 234519785.9645 | 1264903469.1419 | 202410146.3689 | 0 | 1701.8334 | 44.8245 | 0 | 0 | 0 | 648.9682 | 158 | 1216 | 1844.7693 | 304 | 76 | 0.31334
657 | 515.0541 | 600.4 | 400 | 1600 | 0 | 100% | 95.605 | 141.6456 | 141.915 | 141.915 | 1 | 141.6456 | 97.483 | 354.5625 | 336.7797 | 336.7797 | 336.7797 | 17.7828 | 354.5625 | 99.5182 | 89.7445 | 89.7445 | 89.7445 | 9.7737 | 99.5182 | 0 | 0 | 0 | 0 | 0 | 0 | 0 | 0 | 0 | 154.0944 | 124.4156 | 124.4156 | 124.4156 | 29.6788 | 154.0944 | 2439.1306 | 2439.1306 | 853.4925 | 853.4925 | 1205.9618 | 1205.9618 | 0 | 0 | 379.6763 | 379.6763 | 240603559.1204 | 1264919243.0238 | 202379685.6883 | 0 | 1707.9025 | 46.3668 | 0 | 0 | 0 | 721.0758 | 158 | 1216 | 1844.7693 | 304 | 76 | 0.3133
658 | 566.5595 | 600.4 | 400 | 1600 | 0 | 100% | 95.9817 | 146.1484 | 146.428 | 146.428 | 1 | 146.1484 | 97.7484 | 381.4309 | 362.2978 | 362.2978 | 362.2978 | 19.1331 | 381.4309 | 99.5036 | 89.7301 | 89.7301 | 89.7301 | 9.7736 | 99.5036 | 0 | 0 | 0 | 0 | 0 | 0 | 0 | 0 | 0 | 154.2401 | 124.5059 | 124.5059 | 124.5059 | 29.7342 | 154.2401 | 2524.0991 | 2524.0991 | 938.7001 | 938.7001 | 1205.7799 | 1205.7799 | 0 | 0 | 379.6191 | 379.6191 | 245869618.0505 | 1264931947.5931 | 201749789.3209 | 0 | 1712.5514 | 47.8596 | 0 | 0 | 0 | 793.1834 | 158 | 1216 | 1844.7693 | 304 | 76 | 0.31233
659 | 618.065 | 600.4 | 400 | 1600 | 0 | 100% | 96.347 | 150.708 | 151.0022 | 151.0022 | 1 | 150.708 | 97.9662 | 408.0718 | 387.5996 | 387.5996 | 387.5996 | 20.4722 | 408.0718 | 99.4901 | 89.7167 | 89.7167 | 89.7167 | 9.7735 | 99.4901 | 0 | 0 | 0 | 0 | 0 | 0 | 0 | 0 | 0 | 154.6778 | 124.8326 | 124.8326 | 124.8326 | 29.8452 | 154.6778 | 2609.0685 | 2609.0685 | 1023.8925 | 1023.8925 | 1205.6104 | 1205.6104 | 0 | 0 | 379.5657 | 379.5657 | 250600433.5232 | 1264942788.2142 | 200824863.7502 | 0 | 1716.3681 | 49.2888 | 0 | 0 | 0 | 865.2909 | 158 | 1216 | 1844.7693 | 304 | 76 | 0.3109
660 | 669.5704 | 600.4 | 400 | 1600 | 0 | 100% | 96.7694 | 155.307 | 155.6163 | 155.6163 | 1 | 155.307 | 98.1434 | 434.5459 | 412.7428 | 412.7428 | 412.7428 | 21.8031 | 434.5459 | 99.4776 | 89.7042 | 89.7042 | 89.7042 | 9.7734 | 99.4776 | 0 | 0 | 0 | 0 | 0 | 0 | 0 | 0 | 0 | 155.2611 | 125.2756 | 125.2756 | 125.2756 | 29.9855 | 155.2611 | 2694.039 | 2694.039 | 1109.0711 | 1109.0711 | 1205.452 | 1205.452 | 0 | 0 | 379.5158 | 379.5158 | 254844274.6879 | 1264951670.6408 | 199675555.8501 | 0 | 1719.4715 | 50.6565 | 0 | 0 | 0 | 937.3985 | 158 | 1216 | 1844.7693 | 304 | 76 | 0.30913
661 | 721.0758 | 600.4 | 400 | 1600 | 0 | 100% | 97.0434 | 159.9358 | 160.2617 | 160.2617 | 1 | 159.9358 | 98.2947 | 460.757 | 437.6361 | 437.6361 | 437.6361 | 23.1209 | 460.757 | 99.466 | 89.6926 | 89.6926 | 89.6926 | 9.7733 | 99.466 | 0 | 0 | 0 | 0 | 0 | 0 | 0 | 0 | 0 | 155.981 | 125.8324 | 125.8324 | 125.8324 | 30.1487 | 155.981 | 2779.0102 | 2779.0102 | 1194.2374 | 1194.2374 | 1205.3037 | 1205.3037 | 0 | 0 | 379.4692 | 379.4692 | 258751036.7754 | 1264959225.5648 | 198412512.0979 | 0 | 1722.1228 | 51.9612 | 0 | 0 | 0 | 1009.5061 | 158 | 1216 | 1844.7693 | 304 | 76 | 0.30719
662 | 772.5812 | 600.4 | 400 | 1600 | 0 | 100% | 97.2489 | 164.5749 | 164.9078 | 164.9078 | 1 | 164.5749 | 98.4323 | 486.8706 | 462.4366 | 462.4366 | 462.4366 | 24.434 | 486.8706 | 99.4551 | 89.6818 | 89.6818 | 89.6818 | 9.7733 | 99.4551 | 0 | 0 | 0 | 0 | 0 | 0 | 0 | 0 | 0 | 156.6257 | 126.3267 | 126.3267 | 126.3267 | 30.299 | 156.6257 | 2863.9823 | 2863.9823 | 1279.3924 | 1279.3924 | 1205.1646 | 1205.1646 | 0 | 0 | 379.4254 | 379.4254 | 262234566.7621 | 1264965818.8802 | 197334138.3779 | 0 | 1724.5345 | 53.2009 | 0 | 0 | 0 | 1081.6137 | 158 | 1216 | 1844.7693 | 304 | 76 | 0.30552
663 | 824.0866 | 600.4 | 400 | 1600 | 0 | 100% | 97.4429 | 169.2523 | 169.5905 | 169.5905 | 1 | 169.2523 | 98.5392 | 512.9728 | 487.2262 | 487.2262 | 487.2262 | 25.7466 | 512.9728 | 99.4449 | 89.6717 | 89.6717 | 89.6717 | 9.7732 | 99.4449 | 0 | 0 | 0 | 0 | 0 | 0 | 0 | 0 | 0 | 157.4187 | 126.9446 | 126.9446 | 126.9446 | 30.4741 | 157.4187 | 2948.9551 | 2948.9551 | 1364.5371 | 1364.5371 | 1205.0338 | 1205.0338 | 0 | 0 | 379.3842 | 379.3842 | 265356550.7254 | 1264970914.1128 | 196079071.5008 | 0 | 1726.4065 | 54.3901 | 0 | 0 | 0 | 1153.7213 | 158 | 1216 | 1844.7693 | 304 | 76 | 0.30359
664 | 875.592 | 600.4 | 400 | 1600 | 0 | 100% | 97.5571 | 173.9626 | 174.3054 | 174.3054 | 1 | 173.9626 | 98.6276 | 539.1225 | 512.0608 | 512.0608 | 512.0608 | 27.0617 | 539.1225 | 99.4354 | 89.6622 | 89.6622 | 89.6622 | 9.7732 | 99.4354 | 0 | 0 | 0 | 0 | 0 | 0 | 0 | 0 | 0 | 158.3052 | 127.6395 | 127.6395 | 127.6395 | 30.6657 | 158.3052 | 3033.9285 | 3033.9285 | 1449.6725 | 1449.6725 | 1204.9106 | 1204.9106 | 0 | 0 | 379.3454 | 379.3454 | 268150771.2726 | 1264974758.1954 | 194830594.8807 | 0 | 1727.9561 | 55.5261 | 0 | 0 | 0 | 1225.8288 | 158 | 1216 | 1844.7693 | 304 | 76 | 0.30167
665 | 927.0974 | 600.4 | 400 | 1600 | 0 | 100% | 97.7055 | 178.6871 | 179.04 | 179.04 | 1 | 178.6871 | 98.7065 | 565.2194 | 536.8451 | 536.8451 | 536.8451 | 28.3743 | 565.2194 | 99.4265 | 89.6533 | 89.6533 | 89.6533 | 9.7732 | 99.4265 | 0 | 0 | 0 | 0 | 0 | 0 | 0 | 0 | 0 | 159.1897 | 128.3353 | 128.3353 | 128.3353 | 30.8544 | 159.1897 | 3118.9026 | 3118.9026 | 1534.7993 | 1534.7993 | 1204.7944 | 1204.7944 | 0 | 0 | 379.3088 | 379.3088 | 270736500.7877 | 1264977813.3754 | 193622879.6706 | 0 | 1729.3372 | 56.6096 | 0 | 0 | 0 | 1297.9364 | 158 | 1216 | 1844.7693 | 304 | 76 | 0.29981
666 | 978.6028 | 600.4 | 400 | 1600 | 0 | 100% | 97.8767 | 183.4185 | 183.7757 | 183.7757 | 1 | 183.4185 | 98.7754 | 591.27 | 561.5854 | 561.5854 | 561.5854 | 29.6846 | 591.27 | 99.4181 | 89.6449 | 89.6449 | 89.6449 | 9.7732 | 99.4181 | 0 | 0 | 0 | 0 | 0 | 0 | 0 | 0 | 0 | 160.0263 | 128.993 | 128.993 | 128.993 | 31.0333 | 160.0263 | 3203.8771 | 3203.8771 | 1619.9183 | 1619.9183 | 1204.6846 | 1204.6846 | 0 | 0 | 379.2742 | 379.2742 | 273088287.4356 | 1264980513.918 | 192476450.5009 | 0 | 1730.5453 | 57.6438 | 0 | 0 | 0 | 1370.044 | 158 | 1216 | 1844.7693 | 304 | 76 | 0.29804
667 | 1030.1083 | 600.4 | 400 | 1600 | 0 | 100% | 97.9795 | 188.1518 | 188.5072 | 188.5072 | 1 | 188.1518 | 98.8402 | 617.3478 | 586.3514 | 586.3514 | 586.3514 | 30.9964 | 617.3478 | 99.4102 | 89.637 | 89.637 | 89.637 | 9.7731 | 99.4102 | 0 | 0 | 0 | 0 | 0 | 0 | 0 | 0 | 0 | 160.7576 | 129.5634 | 129.5634 | 129.5634 | 31.1942 | 160.7576 | 3288.8522 | 3288.8522 | 1705.03 | 1705.03 | 1204.5807 | 1204.5807 | 0 | 0 | 379.2415 | 379.2415 | 275207158.2305 | 1264982123.1303 | 191491294.8121 | 0 | 1731.6806 | 58.6299 | 0 | 0 | 0 | 1442.1516 | 158 | 1216 | 1844.7693 | 304 | 76 | 0.29652
668 | 20.6022 | 653.6 | 400 | 1600 | 0 | 100% | 82.5685 | 110.9984 | 111.0638 | 111.0638 | 1 | 110.9984 | 88.6631 | 157.7577 | 149.8596 | 149.8596 | 149.8596 | 7.8981 | 157.7577 | 106.5045 | 96.0624 | 96.0624 | 96.0624 | 10.4421 | 106.5045 | 0 | 0 | 0 | 0 | 0 | 0 | 0 | 0 | 0 | 131.0384 | 106.1381 | 106.1381 | 106.1381 | 24.9003 | 131.0384 | 1729.878 | 1729.878 | 34.2038 | 34.2038 | 1315.2848 | 1315.2848 | 0 | 0 | 380.3894 | 380.3894 | 22172337.3478 | 1288850708.5176 | 242354193.4534 | 0 | 1553.3772 | 35.7341 | 0 | 0 | 0 | 28.843 | 172 | 1216 | 1844.7693 | 304 | 76 | 0.37418
669 | 51.5054 | 653.6 | 400 | 1600 | 0 | 100% | 83.9155 | 112.5851 | 112.6821 | 112.6821 | 1 | 112.5851 | 90.0041 | 162.6517 | 154.5071 | 154.5071 | 154.5071 | 8.1446 | 162.6517 | 106.4778 | 96.0366 | 96.0366 | 96.0366 | 10.4412 | 106.4778 | 0 | 0 | 0 | 0 | 0 | 0 | 0 | 0 | 0 | 135.3702 | 109.6235 | 109.6235 | 109.6235 | 25.7467 | 135.3702 | 1780.849 | 1780.849 | 85.4935 | 85.4935 | 1315.0376 | 1315.0376 | 0 | 0 | 380.3179 | 380.3179 | 53694144.2806 | 1288958144.2347 | 234219862.913 | 0 | 1576.8722 | 36.3615 | 0 | 0 | 0 | 72.1076 | 172 | 1216 | 1844.7693 | 304 | 76 | 0.36184
670 | 154.5162 | 653.6 | 400 | 1600 | 0 | 100% | 88.8584 | 118.5379 | 118.713 | 118.713 | 1 | 118.5379 | 93.5734 | 185.6078 | 176.3088 | 176.3088 | 176.3088 | 9.299 | 185.6078 | 106.4064 | 95.967 | 95.967 | 95.967 | 10.4394 | 106.4064 | 0 | 0 | 0 | 0 | 0 | 0 | 0 | 0 | 0 | 149.5727 | 120.9972 | 120.9972 | 120.9972 | 28.5756 | 149.5727 | 1950.7601 | 1950.7601 | 256.339 | 256.339 | 1314.3127 | 1314.3127 | 0 | 0 | 380.1083 | 380.1083 | 140353613.853 | 1289184752.1934 | 209868309.3892 | 0 | 1639.4067 | 38.8334 | 0 | 0 | 0 | 216.3227 | 172 | 1216 | 1844.7693 | 304 | 76 | 0.32484
671 | 206.0217 | 653.6 | 400 | 1600 | 0 | 100% | 90.8219 | 122.1634 | 122.3565 | 122.3565 | 1 | 122.1634 | 94.6937 | 204.307 | 194.0689 | 194.0689 | 194.0689 | 10.2381 | 204.307 | 106.3782 | 95.9393 | 95.9393 | 95.9393 | 10.4389 | 106.3782 | 0 | 0 | 0 | 0 | 0 | 0 | 0 | 0 | 0 | 155.9962 | 126.1201 | 126.1201 | 126.1201 | 29.8761 | 155.9962 | 2035.7194 | 2035.7194 | 341.7036 | 341.7036 | 1313.9984 | 1313.9984 | 0 | 0 | 380.0174 | 380.0174 | 168914543.0314 | 1289247640.8762 | 200870891.2438 | 0 | 1659.0331 | 40.3478 | 0 | 0 | 0 | 288.4303 | 172 | 1216 | 1844.7693 | 304 | 76 | 0.311
672 | 257.5271 | 653.6 | 400 | 1600 | 0 | 100% | 92.3516 | 126.0602 | 126.2638 | 126.2638 | 1 | 126.0602 | 95.543 | 230.2608 | 218.7197 | 218.7197 | 218.7197 | 11.5411 | 230.2608 | 106.3533 | 95.9148 | 95.9148 | 95.9148 | 10.4385 | 106.3533 | 0 | 0 | 0 | 0 | 0 | 0 | 0 | 0 | 0 | 157.9513 | 127.6335 | 127.6335 | 127.6335 | 30.3178 | 157.9513 | 2120.6808 | 2120.6808 | 427.036 | 427.036 | 1313.7106 | 1313.7106 | 0 | 0 | 379.9342 | 379.9342 | 186459797.2353 | 1289293748.1621 | 198159372.4129 | 0 | 1673.9129 | 41.9045 | 0 | 0 | 0 | 360.5379 | 172 | 1216 | 1844.7693 | 304 | 76 | 0.30684
673 | 309.0325 | 653.6 | 400 | 1600 | 0 | 100% | 93.5046 | 130.14 | 130.3592 | 130.3592 | 1 | 130.14 | 96.2106 | 257.9134 | 244.9838 | 244.9838 | 244.9838 | 12.9296 | 257.9134 | 106.3312 | 95.893 | 95.893 | 95.893 | 10.4383 | 106.3312 | 0 | 0 | 0 | 0 | 0 | 0 | 0 | 0 | 0 | 158.5533 | 128.0652 | 128.0652 | 128.0652 | 30.4881 | 158.5533 | 2205.644 | 2205.644 | 512.3401 | 512.3401 | 1313.4462 | 1313.4462 | 0 | 0 | 379.8577 | 379.8577 | 199346556.158 | 1289327971.6741 | 196934839.9274 | 0 | 1685.6094 | 43.4613 | 0 | 0 | 0 | 432.6455 | 172 | 1216 | 1844.7693 | 304 | 76 | 0.30498
674 | 360.5379 | 653.6 | 400 | 1600 | 0 | 100% | 94.4292 | 134.3659 | 134.5964 | 134.5964 | 1 | 134.3659 | 96.7427 | 285.9638 | 271.6254 | 271.6254 | 271.6254 | 14.3383 | 285.9638 | 106.3111 | 95.873 | 95.873 | 95.873 | 10.438 | 106.3111 | 0 | 0 | 0 | 0 | 0 | 0 | 0 | 0 | 0 | 158.9367 | 128.3327 | 128.3327 | 128.3327 | 30.604 | 158.9367 | 2290.6089 | 2290.6089 | 597.6192 | 597.6192 | 1313.2025 | 1313.2025 | 0 | 0 | 379.7872 | 379.7872 | 209388658.4558 | 1289355902.8955 | 196187683.2991 | 0 | 1694.9322 | 44.9938 | 0 | 0 | 0 | 504.753 | 172 | 1216 | 1844.7693 | 304 | 76 | 0.30385
675 | 412.0433 | 653.6 | 400 | 1600 | 0 | 100% | 95.1826 | 138.6835 | 138.9295 | 138.9295 | 1 | 138.6835 | 97.1862 | 314.1211 | 298.3684 | 298.3684 | 298.3684 | 15.7527 | 314.1211 | 106.2928 | 95.8549 | 95.8549 | 95.8549 | 10.4379 | 106.2928 | 0 | 0 | 0 | 0 | 0 | 0 | 0 | 0 | 0 | 159.1447 | 128.4677 | 128.4677 | 128.4677 | 30.677 | 159.1447 | 2375.5751 | 2375.5751 | 682.8761 | 682.8761 | 1312.977 | 1312.977 | 0 | 0 | 379.722 | 379.722 | 217618272.1949 | 1289377690.7832 | 195705823.6322 | 0 | 1702.7018 | 46.4792 | 0 | 0 | 0 | 576.8606 | 172 | 1216 | 1844.7693 | 304 | 76 | 0.30313
676 | 463.5487 | 653.6 | 400 | 1600 | 0 | 100% | 95.7648 | 143.0617 | 143.3115 | 143.3115 | 1 | 143.0617 | 97.5442 | 342.3739 | 325.2018 | 325.2018 | 325.2018 | 17.1722 | 342.3739 | 106.276 | 95.8383 | 95.8383 | 95.8383 | 10.4377 | 106.276 | 0 | 0 | 0 | 0 | 0 | 0 | 0 | 0 | 0 | 159.1534 | 128.444 | 128.444 | 128.444 | 30.7094 | 159.1534 | 2460.5427 | 2460.5427 | 768.1132 | 768.1132 | 1312.7679 | 1312.7679 | 0 | 0 | 379.6615 | 379.6615 | 224354956.2833 | 1289395196.5581 | 195224521.6247 | 0 | 1708.9747 | 47.9199 | 0 | 0 | 0 | 648.9682 | 172 | 1216 | 1844.7693 | 304 | 76 | 0.30239
677 | 515.0541 | 653.6 | 400 | 1600 | 0 | 100% | 96.1986 | 147.5624 | 147.8262 | 147.8262 | 1 | 147.5624 | 97.8133 | 370.5974 | 352.007 | 352.007 | 352.007 | 18.5904 | 370.5974 | 106.2606 | 95.823 | 95.823 | 95.823 | 10.4376 | 106.2606 | 0 | 0 | 0 | 0 | 0 | 0 | 0 | 0 | 0 | 159.8073 | 128.9385 | 128.9385 | 128.9385 | 30.8688 | 159.8073 | 2545.5114 | 2545.5114 | 853.3327 | 853.3327 | 1312.5734 | 1312.5734 | 0 | 0 | 379.6053 | 379.6053 | 230142065.0013 | 1289408968.4459 | 194138006.9725 | 0 | 1713.689 | 49.3224 | 0 | 0 | 0 | 721.0758 | 172 | 1216 | 1844.7693 | 304 | 76 | 0.30071
678 | 566.5595 | 653.6 | 400 | 1600 | 0 | 100% | 96.5639 | 152.1099 | 152.3879 | 152.3879 | 1 | 152.1099 | 98.0364 | 398.707 | 378.704 | 378.704 | 378.704 | 20.0031 | 398.707 | 106.2465 | 95.809 | 95.809 | 95.809 | 10.4375 | 106.2465 | 0 | 0 | 0 | 0 | 0 | 0 | 0 | 0 | 0 | 160.508 | 129.4719 | 129.4719 | 129.4719 | 31.0361 | 160.508 | 2630.4811 | 2630.4811 | 938.5363 | 938.5363 | 1312.392 | 1312.392 | 0 | 0 | 379.5528 | 379.5528 | 235176908.4984 | 1289421685.8988 | 192999655.6063 | 0 | 1717.5983 | 50.6674 | 0 | 0 | 0 | 793.1834 | 172 | 1216 | 1844.7693 | 304 | 76 | 0.29896
679 | 618.065 | 653.6 | 400 | 1600 | 0 | 100% | 96.8721 | 156.6912 | 156.9841 | 156.9841 | 1 | 156.6912 | 98.216 | 426.5715 | 405.1679 | 405.1679 | 405.1679 | 21.4036 | 426.5715 | 106.2331 | 95.7957 | 95.7957 | 95.7957 | 10.4374 | 106.2331 | 0 | 0 | 0 | 0 | 0 | 0 | 0 | 0 | 0 | 161.2765 | 130.0616 | 130.0616 | 130.0616 | 31.2149 | 161.2765 | 2715.4518 | 2715.4518 | 1023.7255 | 1023.7255 | 1312.2225 | 1312.2225 | 0 | 0 | 379.5038 | 379.5038 | 239689903.8247 | 1289431521.4891 | 191622505.07 | 0 | 1720.7439 | 51.9588 | 0 | 0 | 0 | 865.2909 | 172 | 1216 | 1844.7693 | 304 | 76 | 0.29684
680 | 669.5704 | 653.6 | 400 | 1600 | 0 | 100% | 97.1347 | 161.3194 | 161.6302 | 161.6302 | 1 | 161.3194 | 98.3659 | 454.2339 | 431.4397 | 431.4397 | 431.4397 | 22.7942 | 454.2339 | 106.2208 | 95.7835 | 95.7835 | 95.7835 | 10.4373 | 106.2208 | 0 | 0 | 0 | 0 | 0 | 0 | 0 | 0 | 0 | 162.2613 | 130.8274 | 130.8274 | 130.8274 | 31.4339 | 162.2613 | 2800.4233 | 2800.4233 | 1108.9017 | 1108.9017 | 1312.0637 | 1312.0637 | 0 | 0 | 379.4579 | 379.4579 | 243766627.9317 | 1289440011.7453 | 190164617.256 | 0 | 1723.3713 | 53.1944 | 0 | 0 | 0 | 937.3985 | 172 | 1216 | 1844.7693 | 304 | 76 | 0.29459
681 | 721.0758 | 653.6 | 400 | 1600 | 0 | 100% | 97.363 | 165.9645 | 166.2913 | 166.2913 | 1 | 165.9645 | 98.5042 | 481.6461 | 457.4737 | 457.4737 | 457.4737 | 24.1724 | 481.6461 | 106.2093 | 95.772 | 95.772 | 95.772 | 10.4373 | 106.2093 | 0 | 0 | 0 | 0 | 0 | 0 | 0 | 0 | 0 | 163.2469 | 131.5971 | 131.5971 | 131.5971 | 31.6498 | 163.2469 | 2885.3955 | 2885.3955 | 1194.0662 | 1194.0662 | 1311.9146 | 1311.9146 | 0 | 0 | 379.4147 | 379.4147 | 247491242.8159 | 1289447027.9443 | 188854853.4615 | 0 | 1725.7931 | 54.3702 | 0 | 0 | 0 | 1009.5061 | 172 | 1216 | 1844.7693 | 304 | 76 | 0.29257
682 | 772.5812 | 653.6 | 400 | 1600 | 0 | 100% | 97.5799 | 170.6356 | 170.9705 | 170.9705 | 1 | 170.6356 | 98.6116 | 508.9588 | 483.413 | 483.413 | 483.413 | 25.5458 | 508.9588 | 106.1985 | 95.7613 | 95.7613 | 95.7613 | 10.4372 | 106.1985 | 0 | 0 | 0 | 0 | 0 | 0 | 0 | 0 | 0 | 164.2823 | 132.4063 | 132.4063 | 132.4063 | 31.876 | 164.2823 | 2970.3685 | 2970.3685 | 1279.2199 | 1279.2199 | 1311.7744 | 1311.7744 | 0 | 0 | 379.3742 | 379.3742 | 250819185.2124 | 1289454425.2544 | 187401380.9155 | 0 | 1727.675 | 55.4991 | 0 | 0 | 0 | 1081.6137 | 172 | 1216 | 1844.7693 | 304 | 76 | 0.29033
683 | 824.0866 | 653.6 | 400 | 1600 | 0 | 100% | 97.6941 | 175.3351 | 175.6768 | 175.6768 | 1 | 175.3351 | 98.7044 | 536.2449 | 509.327 | 509.327 | 509.327 | 26.9179 | 536.2449 | 106.1883 | 95.7512 | 95.7512 | 95.7512 | 10.4372 | 106.1883 | 0 | 0 | 0 | 0 | 0 | 0 | 0 | 0 | 0 | 165.3818 | 133.2702 | 133.2702 | 133.2702 | 32.1116 | 165.3818 | 3055.3421 | 3055.3421 | 1364.3638 | 1364.3638 | 1311.6423 | 1311.6423 | 0 | 0 | 379.336 | 379.336 | 253815589.0039 | 1289460304.3886 | 186025706.4467 | 0 | 1729.3016 | 56.5778 | 0 | 0 | 0 | 1153.7213 | 172 | 1216 | 1844.7693 | 304 | 76 | 0.28822
684 | 875.592 | 653.6 | 400 | 1600 | 0 | 100% | 97.7968 | 180.0524 | 180.3981 | 180.3981 | 1 | 180.0524 | 98.7808 | 563.5801 | 535.2875 | 535.2875 | 535.2875 | 28.2926 | 563.5801 | 106.1788 | 95.7417 | 95.7417 | 95.7417 | 10.4371 | 106.1788 | 0 | 0 | 0 | 0 | 0 | 0 | 0 | 0 | 0 | 166.4441 | 134.1051 | 134.1051 | 134.1051 | 32.3391 | 166.4441 | 3140.3162 | 3140.3162 | 1449.4987 | 1449.4987 | 1311.5176 | 1311.5176 | 0 | 0 | 379.2999 | 379.2999 | 256484992.883 | 1289465065.3773 | 184690159.9651 | 0 | 1730.6402 | 57.6107 | 0 | 0 | 0 | 1225.8288 | 172 | 1216 | 1844.7693 | 304 | 76 | 0.28616
685 | 927.0974 | 653.6 | 400 | 1600 | 0 | 100% | 97.9338 | 184.7835 | 185.1379 | 185.1379 | 1 | 184.7835 | 98.8441 | 590.8865 | 561.2206 | 561.2206 | 561.2206 | 29.666 | 590.8865 | 106.1698 | 95.7328 | 95.7328 | 95.7328 | 10.4371 | 106.1698 | 0 | 0 | 0 | 0 | 0 | 0 | 0 | 0 | 0 | 167.4845 | 134.9226 | 134.9226 | 134.9226 | 32.5619 | 167.4845 | 3225.2909 | 3225.2909 | 1534.6254 | 1534.6254 | 1311.3997 | 1311.3997 | 0 | 0 | 379.2658 | 379.2658 | 258937397.2912 | 1289468745.2369 | 183342606.9792 | 0 | 1731.7487 | 58.5995 | 0 | 0 | 0 | 1297.9364 | 172 | 1216 | 1844.7693 | 304 | 76 | 0.28408
686 | 978.6028 | 653.6 | 400 | 1600 | 0 | 100% | 98.0479 | 189.5236 | 189.8829 | 189.8829 | 1 | 189.5236 | 98.9049 | 618.167 | 587.1289 | 587.1289 | 587.1289 | 31.0381 | 618.167 | 106.1614 | 95.7244 | 95.7244 | 95.7244 | 10.4371 | 106.1614 | 0 | 0 | 0 | 0 | 0 | 0 | 0 | 0 | 0 | 168.4773 | 135.7011 | 135.7011 | 135.7011 | 32.7762 | 168.4773 | 3310.2661 | 3310.2661 | 1619.7445 | 1619.7445 | 1311.2881 | 1311.2881 | 0 | 0 | 379.2335 | 379.2335 | 261172278.7746 | 1289471386.3131 | 182170832.7958 | 0 | 1732.8145 | 59.5427 | 0 | 0 | 0 | 1370.044 | 172 | 1216 | 1844.7693 | 304 | 76 | 0.28228
687 | 1030.1083 | 653.6 | 400 | 1600 | 0 | 100% | 98.1849 | 194.2667 | 194.6185 | 194.6185 | 1 | 194.2667 | 98.9633 | 645.4874 | 613.075 | 613.075 | 613.075 | 32.4123 | 645.4874 | 106.1535 | 95.7165 | 95.7165 | 95.7165 | 10.437 | 106.1535 | 0 | 0 | 0 | 0 | 0 | 0 | 0 | 0 | 0 | 169.362 | 136.3947 | 136.3947 | 136.3947 | 32.9673 | 169.362 | 3395.2417 | 3395.2417 | 1704.8565 | 1704.8565 | 1311.1823 | 1311.1823 | 0 | 0 | 379.2029 | 379.2029 | 263158326.3841 | 1289473576.7729 | 181205215.1514 | 0 | 1733.8371 | 60.4439 | 0 | 0 | 0 | 1442.1516 | 172 | 1216 | 1844.7693 | 304 | 76 | 0.28079
688 | 20.6022 | 703 | 400 | 1600 | 0 | 100% | 84.395 | 116.071 | 116.1234 | 116.1234 | 1 | 116.071 | 89.8568 | 163.7656 | 155.5639 | 155.5639 | 155.5639 | 8.2017 | 163.7656 | 112.7513 | 101.6932 | 101.6932 | 101.6932 | 11.0581 | 112.7513 | 0 | 0 | 0 | 0 | 0 | 0 | 0 | 0 | 0 | 130.0513 | 105.2916 | 105.2916 | 105.2916 | 24.7597 | 130.0513 | 1828.6415 | 1828.6415 | 34.1917 | 34.1917 | 1414.1951 | 1414.1951 | 0 | 0 | 380.2548 | 380.2548 | 21350782.1995 | 1309038436.7769 | 243902188.3332 | 0 | 1574.2914 | 39.4263 | 0 | 0 | 0 | 28.843 | 185 | 1216 | 1844.7693 | 304 | 76 | 0.3769
689 | 51.5054 | 703 | 400 | 1600 | 0 | 100% | 85.7877 | 117.6551 | 117.7392 | 117.7392 | 1 | 117.6551 | 91.1252 | 169.1251 | 160.6537 | 160.6537 | 160.6537 | 8.4714 | 169.1251 | 112.7265 | 101.6692 | 101.6692 | 101.6692 | 11.0573 | 112.7265 | 0 | 0 | 0 | 0 | 0 | 0 | 0 | 0 | 0 | 134.324 | 108.7334 | 108.7334 | 108.7334 | 25.5906 | 134.324 | 1879.6147 | 1879.6147 | 85.465 | 85.465 | 1413.9585 | 1413.9585 | 0 | 0 | 380.1912 | 380.1912 | 51613888.0824 | 1309133492.454 | 235766626.4805 | 0 | 1596.514 | 39.9741 | 0 | 0 | 0 | 72.1076 | 185 | 1216 | 1844.7693 | 304 | 76 | 0.36455
690 | 154.5162 | 703 | 400 | 1600 | 0 | 100% | 90.0913 | 123.7978 | 123.965 | 123.965 | 1 | 123.7978 | 94.3287 | 192.9321 | 183.2637 | 183.2637 | 183.2637 | 9.6685 | 192.9321 | 112.6593 | 101.6036 | 101.6036 | 101.6036 | 11.0557 | 112.6593 | 0 | 0 | 0 | 0 | 0 | 0 | 0 | 0 | 0 | 150.332 | 121.5493 | 121.5493 | 121.5493 | 28.7827 | 150.332 | 2049.5317 | 2049.5317 | 256.2683 | 256.2683 | 1413.26 | 1413.26 | 0 | 0 | 380.0034 | 380.0034 | 134999655.0422 | 1309335195.1229 | 208304415.7608 | 0 | 1652.6393 | 42.2671 | 0 | 0 | 0 | 216.3227 | 185 | 1216 | 1844.7693 | 304 | 76 | 0.32254
691 | 206.0217 | 703 | 400 | 1600 | 0 | 100% | 91.9749 | 127.4948 | 127.6781 | 127.6781 | 1 | 127.4948 | 95.3157 | 212.3004 | 201.6591 | 201.6591 | 201.6591 | 10.6413 | 212.3004 | 112.6324 | 101.5772 | 101.5772 | 101.5772 | 11.0552 | 112.6324 | 0 | 0 | 0 | 0 | 0 | 0 | 0 | 0 | 0 | 157.7085 | 127.4383 | 127.4383 | 127.4383 | 30.2702 | 157.7085 | 2134.4934 | 2134.4934 | 341.6172 | 341.6172 | 1412.9548 | 1412.9548 | 0 | 0 | 379.9213 | 379.9213 | 162544945.0854 | 1309392440.1188 | 197993823.6661 | 0 | 1669.9312 | 43.6533 | 0 | 0 | 0 | 288.4303 | 185 | 1216 | 1844.7693 | 304 | 76 | 0.30668
692 | 257.5271 | 703 | 400 | 1600 | 0 | 100% | 93.3562 | 131.4513 | 131.6437 | 131.6437 | 1 | 131.4513 | 96.0655 | 239.3846 | 227.3836 | 227.3836 | 227.3836 | 12.0011 | 239.3846 | 112.6086 | 101.5538 | 101.5538 | 101.5538 | 11.0548 | 112.6086 | 0 | 0 | 0 | 0 | 0 | 0 | 0 | 0 | 0 | 160.5006 | 129.6258 | 129.6258 | 129.6258 | 30.8748 | 160.5006 | 2219.4569 | 2219.4569 | 426.9367 | 426.9367 | 1412.6743 | 1412.6743 | 0 | 0 | 379.8458 | 379.8458 | 179293146.522 | 1309433932.8576 | 194340246.1975 | 0 | 1683.0673 | 45.0681 | 0 | 0 | 0 | 360.5379 | 185 | 1216 | 1844.7693 | 304 | 76 | 0.30108
693 | 309.0325 | 703 | 400 | 1600 | 0 | 100% | 94.2922 | 135.5936 | 135.8069 | 135.8069 | 1 | 135.5936 | 96.6494 | 268.1764 | 254.7295 | 254.7295 | 254.7295 | 13.4468 | 268.1764 | 112.5873 | 101.5328 | 101.5328 | 101.5328 | 11.0545 | 112.5873 | 0 | 0 | 0 | 0 | 0 | 0 | 0 | 0 | 0 | 161.9865 | 130.7706 | 130.7706 | 130.7706 | 31.2159 | 161.9865 | 2304.422 | 2304.422 | 512.2302 | 512.2302 | 1412.4155 | 1412.4155 | 0 | 0 | 379.7763 | 379.7763 | 191699610.2693 | 1309464026.6488 | 192133836.7489 | 0 | 1693.2975 | 46.4834 | 0 | 0 | 0 | 432.6455 | 185 | 1216 | 1844.7693 | 304 | 76 | 0.2977
694 | 360.5379 | 703 | 400 | 1600 | 0 | 100% | 95.1826 | 139.8418 | 140.0688 | 140.0688 | 1 | 139.8418 | 97.1358 | 297.2368 | 282.3304 | 282.3304 | 282.3304 | 14.9064 | 297.2368 | 112.568 | 101.5136 | 101.5136 | 101.5136 | 11.0543 | 112.568 | 0 | 0 | 0 | 0 | 0 | 0 | 0 | 0 | 0 | 162.877 | 131.4464 | 131.4464 | 131.4464 | 31.4307 | 162.877 | 2389.3885 | 2389.3885 | 597.5006 | 597.5006 | 1412.176 | 1412.176 | 0 | 0 | 379.7119 | 379.7119 | 201427354.3784 | 1309489167.3148 | 190903401.3317 | 0 | 1701.8199 | 47.8632 | 0 | 0 | 0 | 504.753 | 185 | 1216 | 1844.7693 | 304 | 76 | 0.29583
695 | 412.0433 | 703 | 400 | 1600 | 0 | 100% | 95.8333 | 144.1795 | 144.4175 | 144.4175 | 1 | 144.1795 | 97.5229 | 326.4952 | 310.119 | 310.119 | 310.119 | 16.3761 | 326.4952 | 112.5504 | 101.4962 | 101.4962 | 101.4962 | 11.0542 | 112.5504 | 0 | 0 | 0 | 0 | 0 | 0 | 0 | 0 | 0 | 163.4843 | 131.8985 | 131.8985 | 131.8985 | 31.5858 | 163.4843 | 2474.3562 | 2474.3562 | 682.7504 | 682.7504 | 1411.9537 | 1411.9537 | 0 | 0 | 379.6521 | 379.6521 | 209315716.0527 | 1309505411.8484 | 189780590.21 | 0 | 1708.6017 | 49.2128 | 0 | 0 | 0 | 576.8606 | 185 | 1216 | 1844.7693 | 304 | 76 | 0.29411
696 | 463.5487 | 703 | 400 | 1600 | 0 | 100% | 96.1758 | 148.6227 | 148.8687 | 148.8687 | 1 | 148.6227 | 97.8167 | 355.9173 | 338.0629 | 338.0629 | 338.0629 | 17.8543 | 355.9173 | 112.5352 | 101.481 | 101.481 | 101.481 | 11.0541 | 112.5352 | 0 | 0 | 0 | 0 | 0 | 0 | 0 | 0 | 0 | 164.2667 | 132.4956 | 132.4956 | 132.4956 | 31.7711 | 164.2667 | 2559.3251 | 2559.3251 | 767.9817 | 767.9817 | 1411.7469 | 1411.7469 | 0 | 0 | 379.5965 | 379.5965 | 215780254.7746 | 1309505930.3766 | 188462641.9409 | 0 | 1713.7488 | 50.5326 | 0 | 0 | 0 | 648.9682 | 185 | 1216 | 1844.7693 | 304 | 76 | 0.29208
697 | 515.0541 | 703 | 400 | 1600 | 0 | 100% | 96.5868 | 153.149 | 153.4104 | 153.4104 | 1 | 153.149 | 98.0514 | 385.2657 | 365.9366 | 365.9366 | 365.9366 | 19.3291 | 385.2657 | 112.5206 | 101.4665 | 101.4665 | 101.4665 | 11.0541 | 112.5206 | 0 | 0 | 0 | 0 | 0 | 0 | 0 | 0 | 0 | 165.3111 | 133.3046 | 133.3046 | 133.3046 | 32.0065 | 165.3111 | 2644.295 | 2644.295 | 853.1964 | 853.1964 | 1411.554 | 1411.554 | 0 | 0 | 379.5446 | 379.5446 | 221348290.5582 | 1309522954.9665 | 186988458.5766 | 0 | 1717.8597 | 51.8073 | 0 | 0 | 0 | 721.0758 | 185 | 1216 | 1844.7693 | 304 | 76 | 0.2898
698 | 566.5595 | 703 | 400 | 1600 | 0 | 100% | 96.8607 | 157.7192 | 157.9951 | 157.9951 | 1 | 157.7192 | 98.2418 | 414.4923 | 393.6944 | 393.6944 | 393.6944 | 20.7979 | 414.4923 | 112.5057 | 101.4518 | 101.4518 | 101.4518 | 11.0539 | 112.5057 | 0 | 0 | 0 | 0 | 0 | 0 | 0 | 0 | 0 | 166.3751 | 134.1309 | 134.1309 | 134.1309 | 32.2442 | 166.3751 | 2729.2658 | 2729.2658 | 938.396 | 938.396 | 1411.3736 | 1411.3736 | 0 | 0 | 379.4961 | 379.4961 | 226186156.6744 | 1309542910.1578 | 185467282.3176 | 0 | 1721.1963 | 53.0338 | 0 | 0 | 0 | 793.1834 | 185 | 1216 | 1844.7693 | 304 | 76 | 0.28746
699 | 618.065 | 703 | 400 | 1600 | 0 | 100% | 97.1918 | 162.3356 | 162.6269 | 162.6269 | 1 | 162.3356 | 98.3966 | 443.4985 | 421.2426 | 421.2426 | 421.2426 | 22.2559 | 443.4985 | 112.4926 | 101.4388 | 101.4388 | 101.4388 | 11.0538 | 112.4926 | 0 | 0 | 0 | 0 | 0 | 0 | 0 | 0 | 0 | 167.5878 | 135.0767 | 135.0767 | 135.0767 | 32.5111 | 167.5878 | 2814.2374 | 2814.2374 | 1023.5822 | 1023.5822 | 1411.2045 | 1411.2045 | 0 | 0 | 379.4507 | 379.4507 | 230501039.2646 | 1309550554.6829 | 183855972.6026 | 0 | 1723.9076 | 54.2115 | 0 | 0 | 0 | 865.2909 | 185 | 1216 | 1844.7693 | 304 | 76 | 0.28498
700 | 669.5704 | 703 | 400 | 1600 | 0 | 100% | 97.4087 | 166.9769 | 167.2878 | 167.2878 | 1 | 166.9769 | 98.5359 | 472.3002 | 448.5964 | 448.5964 | 448.5964 | 23.7038 | 472.3002 | 112.4807 | 101.4269 | 101.4269 | 101.4269 | 11.0537 | 112.4807 | 0 | 0 | 0 | 0 | 0 | 0 | 0 | 0 | 0 | 168.7965 | 136.0225 | 136.0225 | 136.0225 | 32.774 | 168.7965 | 2899.2098 | 2899.2098 | 1108.756 | 1108.756 | 1411.0458 | 1411.0458 | 0 | 0 | 379.408 | 379.408 | 234409907.9508 | 1309556732.8772 | 182382409.573 | 0 | 1726.3491 | 55.3353 | 0 | 0 | 0 | 937.3985 | 185 | 1216 | 1844.7693 | 304 | 76 | 0.28271
701 | 721.0758 | 703 | 400 | 1600 | 0 | 100% | 97.637 | 171.6349 | 171.9631 | 171.9631 | 1 | 171.6349 | 98.6533 | 500.8122 | 475.6749 | 475.6749 | 475.6749 | 25.1373 | 500.8122 | 112.4695 | 101.4158 | 101.4158 | 101.4158 | 11.0537 | 112.4695 | 0 | 0 | 0 | 0 | 0 | 0 | 0 | 0 | 0 | 170.0099 | 136.9746 | 136.9746 | 136.9746 | 33.0353 | 170.0099 | 2984.1828 | 2984.1828 | 1193.9185 | 1193.9185 | 1410.8965 | 1410.8965 | 0 | 0 | 379.3678 | 379.3678 | 237993237.7179 | 1309561676.8491 | 180851767.7144 | 0 | 1728.4067 | 56.4118 | 0 | 0 | 0 | 1009.5061 | 185 | 1216 | 1844.7693 | 304 | 76 | 0.28035
702 | 772.5812 | 703 | 400 | 1600 | 0 | 100% | 97.7626 | 176.319 | 176.6576 | 176.6576 | 1 | 176.319 | 98.7499 | 529.1885 | 502.6244 | 502.6244 | 502.6244 | 26.5641 | 529.1885 | 112.459 | 101.4053 | 101.4053 | 101.4053 | 11.0537 | 112.459 | 0 | 0 | 0 | 0 | 0 | 0 | 0 | 0 | 0 | 171.2838 | 137.9754 | 137.9754 | 137.9754 | 33.3084 | 171.2838 | 3069.1565 | 3069.1565 | 1279.0708 | 1279.0708 | 1410.7557 | 1410.7557 | 0 | 0 | 379.33 | 379.33 | 241215791.4417 | 1309565757.469 | 179317517.2679 | 0 | 1730.0991 | 57.4444 | 0 | 0 | 0 | 1081.6137 | 185 | 1216 | 1844.7693 | 304 | 76 | 0.27799
703 | 824.0866 | 703 | 400 | 1600 | 0 | 100% | 97.8653 | 181.031 | 181.3746 | 181.3746 | 1 | 181.031 | 98.8265 | 557.5283 | 529.5391 | 529.5391 | 529.5391 | 27.9892 | 557.5283 | 112.4491 | 101.3955 | 101.3955 | 101.3955 | 11.0536 | 112.4491 | 0 | 0 | 0 | 0 | 0 | 0 | 0 | 0 | 0 | 172.6187 | 139.0278 | 139.0278 | 139.0278 | 33.5909 | 172.6187 | 3154.1307 | 3154.1307 | 1364.2137 | 1364.2137 | 1410.6228 | 1410.6228 | 0 | 0 | 379.2943 | 379.2943 | 244100206.943 | 1309569143.6512 | 177770430.2929 | 0 | 1731.4398 | 58.436 | 0 | 0 | 0 | 1153.7213 | 185 | 1216 | 1844.7693 | 304 | 76 | 0.2756
704 | 875.592 | 703 | 400 | 1600 | 0 | 100% | 97.9795 | 185.7575 | 186.1026 | 186.1026 | 1 | 185.7575 | 98.8919 | 585.9652 | 556.546 | 556.546 | 556.546 | 29.4193 | 585.9652 | 112.4398 | 101.3862 | 101.3862 | 101.3862 | 11.0536 | 112.4398 | 0 | 0 | 0 | 0 | 0 | 0 | 0 | 0 | 0 | 173.8586 | 140.0035 | 140.0035 | 140.0035 | 33.8551 | 173.8586 | 3239.1055 | 3239.1055 | 1449.3479 | 1449.3479 | 1410.4972 | 1410.4972 | 0 | 0 | 379.2605 | 379.2605 | 246649987.9586 | 1309572114.3115 | 176364095.0938 | 0 | 1732.5862 | 59.3854 | 0 | 0 | 0 | 1225.8288 | 185 | 1216 | 1844.7693 | 304 | 76 | 0.27344
705 | 927.0974 | 703 | 400 | 1600 | 0 | 100% | 98.1279 | 190.4925 | 190.8445 | 190.8445 | 1 | 190.4925 | 98.9502 | 614.4098 | 583.5599 | 583.5599 | 583.5599 | 30.8499 | 614.4098 | 112.431 | 101.3775 | 101.3775 | 101.3775 | 11.0536 | 112.431 | 0 | 0 | 0 | 0 | 0 | 0 | 0 | 0 | 0 | 175.011 | 140.9104 | 140.9104 | 140.9104 | 34.1006 | 175.011 | 3324.0808 | 3324.0808 | 1534.4742 | 1534.4742 | 1410.3782 | 1410.3782 | 0 | 0 | 379.2285 | 379.2285 | 248981414.7985 | 1309574401.7411 | 175052216.8729 | 0 | 1733.608 | 60.294 | 0 | 0 | 0 | 1297.9364 | 185 | 1216 | 1844.7693 | 304 | 76 | 0.27142
706 | 978.6028 | 703 | 400 | 1600 | 0 | 100% | 98.2306 | 195.2358 | 195.5916 | 195.5916 | 1 | 195.2358 | 99.0039 | 642.8473 | 610.5672 | 610.5672 | 610.5672 | 32.2802 | 642.8473 | 112.4227 | 101.3692 | 101.3692 | 101.3692 | 11.0536 | 112.4227 | 0 | 0 | 0 | 0 | 0 | 0 | 0 | 0 | 0 | 176.0977 | 141.7664 | 141.7664 | 141.7664 | 34.3313 | 176.0977 | 3409.0565 | 3409.0565 | 1619.5931 | 1619.5931 | 1410.2653 | 1410.2653 | 0 | 0 | 379.1981 | 379.1981 | 251098788.5433 | 1309576290.1414 | 173874060.0124 | 0 | 1734.5491 | 61.1635 | 0 | 0 | 0 | 1370.044 | 185 | 1216 | 1844.7693 | 304 | 76 | 0.2696
707 | 1030.1083 | 703 | 400 | 1600 | 0 | 100% | 98.3676 | 199.9858 | 200.336 | 200.336 | 1 | 199.9858 | 99.0482 | 671.365 | 637.6504 | 637.6504 | 637.6504 | 33.7146 | 671.365 | 112.4149 | 101.3614 | 101.3614 | 101.3614 | 11.0535 | 112.4149 | 0 | 0 | 0 | 0 | 0 | 0 | 0 | 0 | 0 | 177.087 | 142.5437 | 142.5437 | 142.5437 | 34.5433 | 177.087 | 3494.0326 | 3494.0326 | 1704.7053 | 1704.7053 | 1410.1581 | 1410.1581 | 0 | 0 | 379.1693 | 379.1693 | 252970236.8862 | 1309577582.4489 | 172777123.9431 | 0 | 1735.3249 | 61.9984 | 0 | 0 | 0 | 1442.1516 | 185 | 1216 | 1844.7693 | 304 | 76 | 0.26791
708 | 20.6022 | 752.4 | 400 | 1600 | 0 | 100% | 86.0845 | 121.2463 | 121.2851 | 121.2851 | 1 | 121.2463 | 90.874 | 169.3668 | 160.882 | 160.882 | 160.882 | 8.4847 | 169.3668 | 118.9978 | 107.3238 | 107.3238 | 107.3238 | 11.674 | 118.9978 | 0 | 0 | 0 | 0 | 0 | 0 | 0 | 0 | 0 | 129.6463 | 104.9287 | 104.9287 | 104.9287 | 24.7176 | 129.6463 | 1927.409 | 1927.409 | 34.1809 | 34.1809 | 1513.0933 | 1513.0933 | 0 | 0 | 380.1348 | 380.1348 | 20634888.4444 | 1327106902.8335 | 244371263.771 | 0 | 1592.1131 | 42.7491 | 0 | 0 | 0 | 28.843 | 198 | 1216 | 1844.7693 | 304 | 76 | 0.37795
709 | 51.5054 | 752.4 | 400 | 1600 | 0 | 100% | 87.2603 | 122.8446 | 122.9154 | 122.9154 | 1 | 122.8446 | 92.0577 | 175.2795 | 166.4973 | 166.4973 | 166.4973 | 8.7822 | 175.2795 | 118.9747 | 107.3013 | 107.3013 | 107.3013 | 11.6733 | 118.9747 | 0 | 0 | 0 | 0 | 0 | 0 | 0 | 0 | 0 | 134.0362 | 108.4631 | 108.4631 | 108.4631 | 25.573 | 134.0362 | 1978.384 | 1978.384 | 85.4395 | 85.4395 | 1512.8666 | 1512.8666 | 0 | 0 | 380.0778 | 380.0778 | 49786195.6914 | 1327188314.816 | 235876218.8449 | 0 | 1612.8507 | 43.2446 | 0 | 0 | 0 | 72.1076 | 198 | 1216 | 1844.7693 | 304 | 76 | 0.36501
710 | 154.5162 | 752.4 | 400 | 1600 | 0 | 100% | 91.1758 | 129.1794 | 129.3364 | 129.3364 | 1 | 129.1794 | 94.9203 | 200.0182 | 189.9922 | 189.9922 | 189.9922 | 10.0259 | 200.0182 | 118.9111 | 107.2393 | 107.2393 | 107.2393 | 11.6718 | 118.9111 | 0 | 0 | 0 | 0 | 0 | 0 | 0 | 0 | 0 | 151.9026 | 122.7566 | 122.7566 | 122.7566 | 29.146 | 151.9026 | 2148.306 | 2148.306 | 256.2044 | 256.2044 | 1512.193 | 1512.193 | 0 | 0 | 379.9086 | 379.9086 | 130187965.253 | 1327367140.8138 | 205448553.8029 | 0 | 1663.0037 | 45.3867 | 0 | 0 | 0 | 216.3227 | 198 | 1216 | 1844.7693 | 304 | 76 | 0.31826
711 | 206.0217 | 752.4 | 400 | 1600 | 0 | 100% | 92.8767 | 132.9542 | 133.1298 | 133.1298 | 1 | 132.9542 | 95.7994 | 220.0664 | 209.0335 | 209.0335 | 209.0335 | 11.0329 | 220.0664 | 118.8853 | 107.214 | 107.214 | 107.214 | 11.6713 | 118.8853 | 0 | 0 | 0 | 0 | 0 | 0 | 0 | 0 | 0 | 160.3129 | 129.4739 | 129.4739 | 129.4739 | 30.839 | 160.3129 | 2233.2698 | 2233.2698 | 341.5389 | 341.5389 | 1511.8967 | 1511.8967 | 0 | 0 | 379.8342 | 379.8342 | 156767322.1714 | 1327419435.2828 | 194219242.9431 | 0 | 1678.406 | 46.6539 | 0 | 0 | 0 | 288.4303 | 198 | 1216 | 1844.7693 | 304 | 76 | 0.30098
712 | 257.5271 | 752.4 | 400 | 1600 | 0 | 100% | 94.1096 | 136.9465 | 137.1315 | 137.1315 | 1 | 136.9465 | 96.4769 | 248.3202 | 235.8687 | 235.8687 | 235.8687 | 12.4515 | 248.3202 | 118.8625 | 107.1915 | 107.1915 | 107.1915 | 11.671 | 118.8625 | 0 | 0 | 0 | 0 | 0 | 0 | 0 | 0 | 0 | 163.6452 | 132.092 | 132.092 | 132.092 | 31.5532 | 163.6452 | 2318.2351 | 2318.2351 | 426.8464 | 426.8464 | 1511.6233 | 1511.6233 | 0 | 0 | 379.7655 | 379.7655 | 172797746.3394 | 1327457495.9897 | 190019563.398 | 0 | 1690.2748 | 47.9365 | 0 | 0 | 0 | 360.5379 | 198 | 1216 | 1844.7693 | 304 | 76 | 0.29454
713 | 309.0325 | 752.4 | 400 | 1600 | 0 | 100% | 95.0571 | 141.1061 | 141.3156 | 141.3156 | 1 | 141.1061 | 97.0195 | 278.1353 | 264.1865 | 264.1865 | 264.1865 | 13.9488 | 278.1353 | 118.8422 | 107.1714 | 107.1714 | 107.1714 | 11.6708 | 118.8422 | 0 | 0 | 0 | 0 | 0 | 0 | 0 | 0 | 0 | 165.5634 | 133.5919 | 133.5919 | 133.5919 | 31.9716 | 165.5634 | 2403.2018 | 2403.2018 | 512.1299 | 512.1299 | 1511.3701 | 1511.3701 | 0 | 0 | 379.7018 | 379.7018 | 184820603.4353 | 1327480978.0677 | 187479892.1545 | 0 | 1699.7815 | 49.2112 | 0 | 0 | 0 | 432.6455 | 198 | 1216 | 1844.7693 | 304 | 76 | 0.29065
714 | 360.5379 | 752.4 | 400 | 1600 | 0 | 100% | 95.7534 | 145.3894 | 145.6091 | 145.6091 | 1 | 145.3894 | 97.4413 | 308.2308 | 292.7704 | 292.7704 | 292.7704 | 15.4604 | 308.2308 | 118.8249 | 107.1542 | 107.1542 | 107.1542 | 11.6707 | 118.8249 | 0 | 0 | 0 | 0 | 0 | 0 | 0 | 0 | 0 | 167.0346 | 134.7371 | 134.7371 | 134.7371 | 32.2975 | 167.0346 | 2488.1697 | 2488.1697 | 597.3919 | 597.3919 | 1511.135 | 1511.135 | 0 | 0 | 379.6428 | 379.6428 | 194203722.968 | 1327486543.5027 | 185480978.1069 | 0 | 1707.1712 | 50.4732 | 0 | 0 | 0 | 504.753 | 198 | 1216 | 1844.7693 | 304 | 76 | 0.28759
715 | 412.0433 | 752.4 | 400 | 1600 | 0 | 100% | 96.2443 | 149.778 | 150.0114 | 150.0114 | 1 | 149.778 | 97.7737 | 338.6138 | 321.6271 | 321.6271 | 321.6271 | 16.9867 | 338.6138 | 118.8091 | 107.1384 | 107.1384 | 107.1384 | 11.6707 | 118.8091 | 0 | 0 | 0 | 0 | 0 | 0 | 0 | 0 | 0 | 168.3118 | 135.7288 | 135.7288 | 135.7288 | 32.583 | 168.3118 | 2573.1388 | 2573.1388 | 682.6348 | 682.6348 | 1510.9162 | 1510.9162 | 0 | 0 | 379.5878 | 379.5878 | 201792895.206 | 1327487870.4024 | 183714769.2396 | 0 | 1712.9955 | 51.708 | 0 | 0 | 0 | 576.8606 | 198 | 1216 | 1844.7693 | 304 | 76 | 0.28487
716 | 463.5487 | 752.4 | 400 | 1600 | 0 | 100% | 96.6096 | 154.2488 | 154.4904 | 154.4904 | 1 | 154.2488 | 98.0399 | 369.1545 | 350.6334 | 350.6334 | 350.6334 | 18.5212 | 369.1545 | 118.7937 | 107.1232 | 107.1232 | 107.1232 | 11.6706 | 118.7937 | 0 | 0 | 0 | 0 | 0 | 0 | 0 | 0 | 0 | 169.524 | 136.6678 | 136.6678 | 136.6678 | 32.8562 | 169.524 | 2658.1088 | 2658.1088 | 767.8603 | 767.8603 | 1510.712 | 1510.712 | 0 | 0 | 379.5365 | 379.5365 | 207995038.8196 | 1327505818.9338 | 182157954.5428 | 0 | 1717.6588 | 52.9064 | 0 | 0 | 0 | 648.9682 | 198 | 1216 | 1844.7693 | 304 | 76 | 0.28247
717 | 515.0541 | 752.4 | 400 | 1600 | 0 | 100% | 96.9749 | 158.7903 | 159.05 | 159.05 | 1 | 158.7903 | 98.2462 | 399.6495 | 379.5959 | 379.5959 | 379.5959 | 20.0536 | 399.6495 | 118.778 | 107.1076 | 107.1076 | 107.1076 | 11.6704 | 118.778 | 0 | 0 | 0 | 0 | 0 | 0 | 0 | 0 | 0 | 170.8551 | 137.7082 | 137.7082 | 137.7082 | 33.147 | 170.8551 | 2743.0798 | 2743.0798 | 853.0703 | 853.0703 | 1510.521 | 1510.521 | 0 | 0 | 379.4885 | 379.4885 | 213354307.4701 | 1327531622.3174 | 180388051.9507 | 0 | 1721.274 | 54.0693 | 0 | 0 | 0 | 721.0758 | 198 | 1216 | 1844.7693 | 304 | 76 | 0.27974
718 | 566.5595 | 752.4 | 400 | 1600 | 0 | 100% | 97.226 | 163.3859 | 163.6582 | 163.6582 | 1 | 163.3859 | 98.4128 | 430.0276 | 408.4473 | 408.4473 | 408.4473 | 21.5803 | 430.0276 | 118.7634 | 107.0932 | 107.0932 | 107.0932 | 11.6702 | 118.7634 | 0 | 0 | 0 | 0 | 0 | 0 | 0 | 0 | 0 | 172.2789 | 138.8212 | 138.8212 | 138.8212 | 33.4578 | 172.2789 | 2828.0515 | 2828.0515 | 938.266 | 938.266 | 1510.3419 | 1510.3419 | 0 | 0 | 379.4435 | 379.4435 | 217966697.4222 | 1327547772.231 | 178677561.0457 | 0 | 1724.192 | 55.1897 | 0 | 0 | 0 | 793.1834 | 198 | 1216 | 1844.7693 | 304 | 76 | 0.27711
719 | 618.065 | 752.4 | 400 | 1600 | 0 | 100% | 97.4315 | 168.0124 | 168.3045 | 168.3045 | 1 | 168.0124 | 98.5568 | 460.1909 | 437.0945 | 437.0945 | 437.0945 | 23.0964 | 460.1909 | 118.7507 | 107.0806 | 107.0806 | 107.0806 | 11.6701 | 118.7507 | 0 | 0 | 0 | 0 | 0 | 0 | 0 | 0 | 0 | 173.682 | 139.9232 | 139.9232 | 139.9232 | 33.7588 | 173.682 | 2913.024 | 2913.024 | 1023.449 | 1023.449 | 1510.1737 | 1510.1737 | 0 | 0 | 379.4013 | 379.4013 | 222118432.8763 | 1327554647.359 | 177041910.8187 | 0 | 1726.715 | 56.2631 | 0 | 0 | 0 | 865.2909 | 198 | 1216 | 1844.7693 | 304 | 76 | 0.27459
720 | 669.5704 | 752.4 | 400 | 1600 | 0 | 100% | 97.6484 | 172.6619 | 172.9741 | 172.9741 | 1 | 172.6619 | 98.6793 | 490.0565 | 465.4587 | 465.4587 | 465.4587 | 24.5978 | 490.0565 | 118.739 | 107.0689 | 107.0689 | 107.0689 | 11.6701 | 118.739 | 0 | 0 | 0 | 0 | 0 | 0 | 0 | 0 | 0 | 175.0994 | 141.038 | 141.038 | 141.038 | 34.0613 | 175.0994 | 2997.9972 | 2997.9972 | 1108.6202 | 1108.6202 | 1510.0155 | 1510.0155 | 0 | 0 | 379.3615 | 379.3615 | 225895822.4333 | 1327560071.0232 | 175405635.4127 | 0 | 1728.8615 | 57.2926 | 0 | 0 | 0 | 937.3985 | 198 | 1216 | 1844.7693 | 304 | 76 | 0.27207
721 | 721.0758 | 752.4 | 400 | 1600 | 0 | 100% | 97.8311 | 177.3278 | 177.6588 | 177.6588 | 1 | 177.3278 | 98.7868 | 519.6223 | 493.5381 | 493.5381 | 493.5381 | 26.0843 | 519.6223 | 118.728 | 107.058 | 107.058 | 107.058 | 11.67 | 118.728 | 0 | 0 | 0 | 0 | 0 | 0 | 0 | 0 | 0 | 176.5115 | 142.1454 | 142.1454 | 142.1454 | 34.3662 | 176.5115 | 3082.971 | 3082.971 | 1193.7807 | 1193.7807 | 1509.8662 | 1509.8662 | 0 | 0 | 379.324 | 379.324 | 229363278.5114 | 1327564362.1152 | 173816736.519 | 0 | 1730.7444 | 58.2787 | 0 | 0 | 0 | 1009.5061 | 198 | 1216 | 1844.7693 | 304 | 76 | 0.26962
722 | 772.5812 | 752.4 | 400 | 1600 | 0 | 100% | 97.9224 | 182.0263 | 182.3673 | 182.3673 | 1 | 182.0263 | 98.8639 | 549.0395 | 521.4761 | 521.4761 | 521.4761 | 27.5634 | 549.0395 | 118.7177 | 107.0477 | 107.0477 | 107.0477 | 11.67 | 118.7177 | 0 | 0 | 0 | 0 | 0 | 0 | 0 | 0 | 0 | 178.0474 | 143.3542 | 143.3542 | 143.3542 | 34.6932 | 178.0474 | 3167.9453 | 3167.9453 | 1278.9313 | 1278.9313 | 1509.7253 | 1509.7253 | 0 | 0 | 379.2886 | 379.2886 | 232475593.1948 | 1327567610.963 | 172051519.3614 | 0 | 1732.0947 | 59.2311 | 0 | 0 | 0 | 1081.6137 | 198 | 1216 | 1844.7693 | 304 | 76 | 0.2669
723 | 824.0866 | 752.4 | 400 | 1600 | 0 | 100% | 98.0251 | 186.7451 | 187.0864 | 187.0864 | 1 | 186.7451 | 98.9285 | 578.4672 | 549.4239 | 549.4239 | 549.4239 | 29.0432 | 578.4672 | 118.708 | 107.038 | 107.038 | 107.038 | 11.67 | 118.708 | 0 | 0 | 0 | 0 | 0 | 0 | 0 | 0 | 0 | 179.5475 | 144.5367 | 144.5367 | 144.5367 | 35.0108 | 179.5475 | 3252.9202 | 3252.9202 | 1364.073 | 1364.073 | 1509.592 | 1509.592 | 0 | 0 | 379.2551 | 379.2551 | 235223703.2779 | 1327570088.8433 | 170434375.9443 | 0 | 1733.2282 | 60.1446 | 0 | 0 | 0 | 1153.7213 | 198 | 1216 | 1844.7693 | 304 | 76 | 0.26441
724 | 875.592 | 752.4 | 400 | 1600 | 0 | 100% | 98.1164 | 191.4804 | 191.8248 | 191.8248 | 1 | 191.4804 | 98.9864 | 608.0416 | 577.5111 | 577.5111 | 577.5111 | 30.5305 | 608.0416 | 118.6988 | 107.0289 | 107.0289 | 107.0289 | 11.6699 | 118.6988 | 0 | 0 | 0 | 0 | 0 | 0 | 0 | 0 | 0 | 180.9464 | 145.6408 | 145.6408 | 145.6408 | 35.3056 | 180.9464 | 3337.8955 | 3337.8955 | 1449.2063 | 1449.2063 | 1509.4658 | 1509.4658 | 0 | 0 | 379.2234 | 379.2234 | 237661197.9286 | 1327572004.5526 | 169008218.8385 | 0 | 1734.2414 | 61.0194 | 0 | 0 | 0 | 1225.8288 | 198 | 1216 | 1844.7693 | 304 | 76 | 0.26221
725 | 927.0974 | 752.4 | 400 | 1600 | 0 | 100% | 98.2648 | 196.2239 | 196.5744 | 196.5744 | 1 | 196.2239 | 99.0383 | 637.6224 | 605.6042 | 605.6042 | 605.6042 | 32.0182 | 637.6224 | 118.6902 | 107.0203 | 107.0203 | 107.0203 | 11.6699 | 118.6902 | 0 | 0 | 0 | 0 | 0 | 0 | 0 | 0 | 0 | 182.2479 | 146.6666 | 146.6666 | 146.6666 | 35.5813 | 182.2479 | 3422.8713 | 3422.8713 | 1534.332 | 1534.332 | 1509.346 | 1509.346 | 0 | 0 | 379.1933 | 379.1933 | 239882157.2444 | 1327573677.5265 | 167695739.5549 | 0 | 1735.1516 | 61.858 | 0 | 0 | 0 | 1297.9364 | 198 | 1216 | 1844.7693 | 304 | 76 | 0.26019
726 | 978.6028 | 752.4 | 400 | 1600 | 0 | 100% | 98.3904 | 200.9737 | 201.3272 | 201.3272 | 1 | 200.9737 | 99.0831 | 667.2175 | 633.7108 | 633.7108 | 633.7108 | 33.5067 | 667.2175 | 118.682 | 107.0121 | 107.0121 | 107.0121 | 11.6699 | 118.682 | 0 | 0 | 0 | 0 | 0 | 0 | 0 | 0 | 0 | 183.4521 | 147.6148 | 147.6148 | 147.6148 | 35.8373 | 183.4521 | 3507.8475 | 3507.8475 | 1619.4506 | 1619.4506 | 1509.2322 | 1509.2322 | 0 | 0 | 379.1647 | 379.1647 | 241888189.0652 | 1327575031.3291 | 166472484.1772 | 0 | 1735.9357 | 62.663 | 0 | 0 | 0 | 1370.044 | 198 | 1216 | 1844.7693 | 304 | 76 | 0.2583
727 | 1030.1083 | 752.4 | 400 | 1600 | 0 | 100% | 98.4589 | 205.7321 | 206.0867 | 206.0867 | 1 | 205.7321 | 99.1255 | 696.8452 | 661.8483 | 661.8483 | 661.8483 | 34.9969 | 696.8452 | 118.6742 | 107.0043 | 107.0043 | 107.0043 | 11.6699 | 118.6742 | 0 | 0 | 0 | 0 | 0 | 0 | 0 | 0 | 0 | 184.5921 | 148.5145 | 148.5145 | 148.5145 | 36.0776 | 184.5921 | 3592.824 | 3592.824 | 1704.5625 | 1704.5625 | 1509.1239 | 1509.1239 | 0 | 0 | 379.1375 | 379.1375 | 243708124.5487 | 1327576154.6249 | 165393966.9654 | 0 | 1736.6782 | 63.4349 | 0 | 0 | 0 | 1442.1516 | 198 | 1216 | 1844.7693 | 304 | 76 | 0.25664
728 | 20.6022 | 801.8 | 400 | 1600 | 0 | 100% | 87.4201 | 126.5506 | 126.577 | 126.577 | 1 | 126.5506 | 91.7282 | 175.8284 | 167.0176 | 167.0176 | 167.0176 | 8.8108 | 175.8284 | 125.2495 | 112.959 | 112.959 | 112.959 | 12.2905 | 125.2495 | 0 | 0 | 0 | 0 | 0 | 0 | 0 | 0 | 0 | 129.876 | 105.1127 | 105.1127 | 105.1127 | 24.7633 | 129.876 | 2026.1799 | 2026.1799 | 34.1712 | 34.1712 | 1611.9815 | 1611.9815 | 0 | 0 | 380.0272 | 380.0272 | 19870865.0749 | 1343306820.5424 | 243900316.8311 | 0 | 1607.078 | 45.764 | 0 | 0 | 0 | 28.843 | 211 | 1216 | 1844.7693 | 304 | 76 | 0.37746
729 | 51.5054 | 801.8 | 400 | 1600 | 0 | 100% | 88.5959 | 128.1486 | 128.2079 | 128.2079 | 1 | 128.1486 | 92.827 | 181.6099 | 172.5082 | 172.5082 | 172.5082 | 9.1017 | 181.6099 | 125.2278 | 112.938 | 112.938 | 112.938 | 12.2898 | 125.2278 | 0 | 0 | 0 | 0 | 0 | 0 | 0 | 0 | 0 | 134.3277 | 108.6581 | 108.6581 | 108.6581 | 25.6697 | 134.3277 | 2077.1564 | 2077.1564 | 85.4166 | 85.4166 | 1611.7639 | 1611.7639 | 0 | 0 | 379.9759 | 379.9759 | 48046942.8132 | 1343377211.868 | 234904043.9319 | 0 | 1626.3282 | 46.2204 | 0 | 0 | 0 | 72.1076 | 211 | 1216 | 1844.7693 | 304 | 76 | 0.36364
730 | 154.5162 | 801.8 | 400 | 1600 | 0 | 100% | 92.089 | 134.6828 | 134.8327 | 134.8327 | 1 | 134.6828 | 95.388 | 207.0221 | 196.6429 | 196.6429 | 196.6429 | 10.3792 | 207.0221 | 125.1678 | 112.8794 | 112.8794 | 112.8794 | 12.2884 | 125.1678 | 0 | 0 | 0 | 0 | 0 | 0 | 0 | 0 | 0 | 154.1812 | 124.5446 | 124.5446 | 124.5446 | 29.6366 | 154.1812 | 2247.0827 | 2247.0827 | 256.1464 | 256.1464 | 1611.1137 | 1611.1137 | 0 | 0 | 379.8226 | 379.8226 | 125761588.5666 | 1343535256.494 | 201901188.0411 | 0 | 1671.198 | 48.2227 | 0 | 0 | 0 | 216.3227 | 211 | 1216 | 1844.7693 | 304 | 76 | 0.31291
731 | 206.0217 | 801.8 | 400 | 1600 | 0 | 100% | 93.6986 | 138.5019 | 138.6695 | 138.6695 | 1 | 138.5019 | 96.184 | 227.827 | 216.4027 | 216.4027 | 216.4027 | 11.4243 | 227.827 | 125.1432 | 112.8552 | 112.8552 | 112.8552 | 12.288 | 125.1432 | 0 | 0 | 0 | 0 | 0 | 0 | 0 | 0 | 0 | 163.2594 | 131.7968 | 131.7968 | 131.7968 | 31.4626 | 163.2594 | 2332.0483 | 2332.0483 | 341.4675 | 341.4675 | 1610.826 | 1610.826 | 0 | 0 | 379.7548 | 379.7548 | 151388028.532 | 1343581118.395 | 190173858.2685 | 0 | 1685.143 | 49.3788 | 0 | 0 | 0 | 288.4303 | 211 | 1216 | 1844.7693 | 304 | 76 | 0.29487
732 | 257.5271 | 801.8 | 400 | 1600 | 0 | 100% | 94.7146 | 142.529 | 142.7081 | 142.7081 | 1 | 142.529 | 96.8045 | 257.2785 | 244.3754 | 244.3754 | 244.3754 | 12.9031 | 257.2785 | 125.1224 | 112.8346 | 112.8346 | 112.8346 | 12.2878 | 125.1224 | 0 | 0 | 0 | 0 | 0 | 0 | 0 | 0 | 0 | 167.0697 | 134.8033 | 134.8033 | 134.8033 | 32.2664 | 167.0697 | 2417.0152 | 2417.0152 | 426.7638 | 426.7638 | 1610.5595 | 1610.5595 | 0 | 0 | 379.6919 | 379.6919 | 166756145.7596 | 1343603010.2067 | 185654938.3277 | 0 | 1696.0141 | 50.5437 | 0 | 0 | 0 | 360.5379 | 211 | 1216 | 1844.7693 | 304 | 76 | 0.28793
733 | 309.0325 | 801.8 | 400 | 1600 | 0 | 100% | 95.5023 | 146.7201 | 146.9242 | 146.9242 | 1 | 146.7201 | 97.2924 | 288.0634 | 273.6142 | 273.6142 | 273.6142 | 14.4492 | 288.0634 | 125.104 | 112.8163 | 112.8163 | 112.8163 | 12.2877 | 125.104 | 0 | 0 | 0 | 0 | 0 | 0 | 0 | 0 | 0 | 169.5775 | 136.7759 | 136.7759 | 136.7759 | 32.8017 | 169.5775 | 2501.9833 | 2501.9833 | 512.0378 | 512.0378 | 1610.3119 | 1610.3119 | 0 | 0 | 379.6336 | 379.6336 | 178427971.9215 | 1343613022.0587 | 182521264.4476 | 0 | 1704.5623 | 51.7066 | 0 | 0 | 0 | 432.6455 | 211 | 1216 | 1844.7693 | 304 | 76 | 0.28312
734 | 360.5379 | 801.8 | 400 | 1600 | 0 | 100% | 96.0959 | 151.0213 | 151.2355 | 151.2355 | 1 | 151.0213 | 97.6751 | 319.2539 | 303.238 | 303.238 | 303.238 | 16.0158 | 319.2539 | 125.0874 | 112.7998 | 112.7998 | 112.7998 | 12.2876 | 125.0874 | 0 | 0 | 0 | 0 | 0 | 0 | 0 | 0 | 0 | 171.4117 | 138.206 | 138.206 | 138.206 | 33.2057 | 171.4117 | 2586.9525 | 2586.9525 | 597.2919 | 597.2919 | 1610.0814 | 1610.0814 | 0 | 0 | 379.5792 | 379.5792 | 187465007.0717 | 1343616491.5836 | 180185855.366 | 0 | 1711.2674 | 52.8554 | 0 | 0 | 0 | 504.753 | 211 | 1216 | 1844.7693 | 304 | 76 | 0.27954
735 | 412.0433 | 801.8 | 400 | 1600 | 0 | 100% | 96.5753 | 155.4224 | 155.6521 | 155.6521 | 1 | 155.4224 | 97.9888 | 350.7008 | 333.1051 | 333.1051 | 333.1051 | 17.5957 | 350.7008 | 125.071 | 112.7835 | 112.7835 | 112.7835 | 12.2875 | 125.071 | 0 | 0 | 0 | 0 | 0 | 0 | 0 | 0 | 0 | 173.0061 | 139.4478 | 139.4478 | 139.4478 | 33.5583 | 173.0061 | 2671.9227 | 2671.9227 | 682.5281 | 682.5281 | 1609.8661 | 1609.8661 | 0 | 0 | 379.5285 | 379.5285 | 194799091.4441 | 1343638172.6546 | 178327345.9245 | 0 | 1716.7646 | 53.9741 | 0 | 0 | 0 | 576.8606 | 211 | 1216 | 1844.7693 | 304 | 76 | 0.27667
736 | 463.5487 | 801.8 | 400 | 1600 | 0 | 100% | 96.8493 | 159.9136 | 160.1514 | 160.1514 | 1 | 159.9136 | 98.2201 | 382.4384 | 363.2481 | 363.2481 | 363.2481 | 19.1903 | 382.4384 | 125.0545 | 112.7672 | 112.7672 | 112.7672 | 12.2873 | 125.0545 | 0 | 0 | 0 | 0 | 0 | 0 | 0 | 0 | 0 | 174.5379 | 140.6449 | 140.6449 | 140.6449 | 33.893 | 174.5379 | 2756.8938 | 2756.8938 | 767.748 | 767.748 | 1609.6648 | 1609.6648 | 0 | 0 | 379.481 | 379.481 | 200732976.1879 | 1343664036.882 | 176419456.2204 | 0 | 1720.8165 | 55.0727 | 0 | 0 | 0 | 648.9682 | 211 | 1216 | 1844.7693 | 304 | 76 | 0.27373
737 | 515.0541 | 801.8 | 400 | 1600 | 0 | 100% | 97.226 | 164.4706 | 164.7283 | 164.7283 | 1 | 164.4706 | 98.4102 | 414.0477 | 393.269 | 393.269 | 393.269 | 20.7787 | 414.0477 | 125.0391 | 112.752 | 112.752 | 112.752 | 12.2871 | 125.0391 | 0 | 0 | 0 | 0 | 0 | 0 | 0 | 0 | 0 | 176.1534 | 141.9128 | 141.9128 | 141.9128 | 34.2406 | 176.1534 | 2841.8657 | 2841.8657 | 852.9533 | 852.9533 | 1609.4759 | 1609.4759 | 0 | 0 | 379.4365 | 379.4365 | 205902865.147 | 1343687289.4934 | 174556795.144 | 0 | 1724.1469 | 56.1337 | 0 | 0 | 0 | 721.0758 | 211 | 1216 | 1844.7693 | 304 | 76 | 0.27086
738 | 566.5595 | 801.8 | 400 | 1600 | 0 | 100% | 97.4315 | 169.0738 | 169.3462 | 169.3462 | 1 | 169.0738 | 98.5666 | 445.537 | 423.1757 | 423.1757 | 423.1757 | 22.3614 | 445.537 | 125.0251 | 112.7382 | 112.7382 | 112.7382 | 12.2869 | 125.0251 | 0 | 0 | 0 | 0 | 0 | 0 | 0 | 0 | 0 | 177.7685 | 143.1778 | 143.1778 | 143.1778 | 34.5907 | 177.7685 | 2926.8383 | 2926.8383 | 938.1452 | 938.1452 | 1609.2984 | 1609.2984 | 0 | 0 | 379.3947 | 379.3947 | 210357163.7938 | 1343699713.7224 | 172829361.504 | 0 | 1726.8862 | 57.1564 | 0 | 0 | 0 | 793.1834 | 211 | 1216 | 1844.7693 | 304 | 76 | 0.2682
739 | 618.065 | 801.8 | 400 | 1600 | 0 | 100% | 97.6826 | 173.7002 | 173.993 | 173.993 | 1 | 173.7002 | 98.6965 | 476.7259 | 452.7969 | 452.7969 | 452.7969 | 23.9291 | 476.7259 | 125.0128 | 112.7259 | 112.7259 | 112.7259 | 12.2868 | 125.0128 | 0 | 0 | 0 | 0 | 0 | 0 | 0 | 0 | 0 | 179.3148 | 144.3914 | 144.3914 | 144.3914 | 34.9234 | 179.3148 | 3011.8115 | 3011.8115 | 1023.3249 | 1023.3249 | 1609.1314 | 1609.1314 | 0 | 0 | 379.3553 | 379.3553 | 214395781.6199 | 1343705197.6427 | 171060890.792 | 0 | 1729.1619 | 58.1404 | 0 | 0 | 0 | 865.2909 | 211 | 1216 | 1844.7693 | 304 | 76 | 0.26548
740 | 669.5704 | 801.8 | 400 | 1600 | 0 | 100% | 97.8995 | 178.3589 | 178.6708 | 178.6708 | 1 | 178.3589 | 98.806 | 507.6566 | 482.1726 | 482.1726 | 482.1726 | 25.484 | 507.6566 | 125.0013 | 112.7145 | 112.7145 | 112.7145 | 12.2868 | 125.0013 | 0 | 0 | 0 | 0 | 0 | 0 | 0 | 0 | 0 | 180.9421 | 145.6699 | 145.6699 | 145.6699 | 35.2721 | 180.9421 | 3096.7854 | 3096.7854 | 1108.4934 | 1108.4934 | 1608.9739 | 1608.9739 | 0 | 0 | 379.3181 | 379.3181 | 218038600.1181 | 1343709879.228 | 169332349.6042 | 0 | 1731.0808 | 59.0865 | 0 | 0 | 0 | 937.3985 | 211 | 1216 | 1844.7693 | 304 | 76 | 0.26281
741 | 721.0758 | 801.8 | 400 | 1600 | 0 | 100% | 98.0023 | 183.0484 | 183.381 | 183.381 | 1 | 183.0484 | 98.8861 | 538.2672 | 511.2442 | 511.2442 | 511.2442 | 27.023 | 538.2672 | 124.9905 | 112.7037 | 112.7037 | 112.7037 | 12.2868 | 124.9905 | 0 | 0 | 0 | 0 | 0 | 0 | 0 | 0 | 0 | 182.7116 | 147.0692 | 147.0692 | 147.0692 | 35.6425 | 182.7116 | 3181.7599 | 3181.7599 | 1193.6517 | 1193.6517 | 1608.8251 | 1608.8251 | 0 | 0 | 379.2831 | 379.2831 | 221400897.7109 | 1343713631.2944 | 167370088.6921 | 0 | 1732.4846 | 60.0012 | 0 | 0 | 0 | 1009.5061 | 211 | 1216 | 1844.7693 | 304 | 76 | 0.25979
742 | 772.5812 | 801.8 | 400 | 1600 | 0 | 100% | 98.0822 | 187.7645 | 188.1036 | 188.1036 | 1 | 187.7645 | 98.9529 | 568.7393 | 540.1841 | 540.1841 | 540.1841 | 28.5552 | 568.7393 | 124.9803 | 112.6936 | 112.6936 | 112.6936 | 12.2867 | 124.9803 | 0 | 0 | 0 | 0 | 0 | 0 | 0 | 0 | 0 | 184.5364 | 148.5108 | 148.5108 | 148.5108 | 36.0255 | 184.5364 | 3266.7348 | 3266.7348 | 1278.8007 | 1278.8007 | 1608.6843 | 1608.6843 | 0 | 0 | 379.2499 | 379.2499 | 224388964.9665 | 1343716820.0386 | 165549138.4939 | 0 | 1733.6549 | 60.8794 | 0 | 0 | 0 | 1081.6137 | 211 | 1216 | 1844.7693 | 304 | 76 | 0.25699
743 | 824.0866 | 801.8 | 400 | 1600 | 0 | 100% | 98.1963 | 192.4915 | 192.8326 | 192.8326 | 1 | 192.4915 | 99.0138 | 599.281 | 569.19 | 569.19 | 569.19 | 30.091 | 599.281 | 124.9707 | 112.684 | 112.684 | 112.684 | 12.2867 | 124.9707 | 0 | 0 | 0 | 0 | 0 | 0 | 0 | 0 | 0 | 186.199 | 149.8218 | 149.8218 | 149.8218 | 36.3772 | 186.199 | 3351.7102 | 3351.7102 | 1363.9409 | 1363.9409 | 1608.5509 | 1608.5509 | 0 | 0 | 379.2184 | 379.2184 | 227028023.616 | 1343719384.4497 | 163973985.8658 | 0 | 1734.7214 | 61.721 | 0 | 0 | 0 | 1153.7213 | 211 | 1216 | 1844.7693 | 304 | 76 | 0.25456
744 | 875.592 | 801.8 | 400 | 1600 | 0 | 100% | 98.3562 | 197.2285 | 197.573 | 197.573 | 1 | 197.2285 | 99.067 | 629.9534 | 598.3199 | 598.3199 | 598.3199 | 31.6335 | 629.9534 | 124.9616 | 112.6749 | 112.6749 | 112.6749 | 12.2867 | 124.9616 | 0 | 0 | 0 | 0 | 0 | 0 | 0 | 0 | 0 | 187.6976 | 151.0039 | 151.0039 | 151.0039 | 36.6937 | 187.6976 | 3436.6861 | 3436.6861 | 1449.0732 | 1449.0732 | 1608.4243 | 1608.4243 | 0 | 0 | 379.1886 | 379.1886 | 229369322.5957 | 1343721341.0225 | 162563316.9533 | 0 | 1735.654 | 62.529 | 0 | 0 | 0 | 1225.8288 | 211 | 1216 | 1844.7693 | 304 | 76 | 0.25239
745 | 927.0974 | 801.8 | 400 | 1600 | 0 | 100% | 98.4132 | 201.9781 | 202.3253 | 202.3253 | 1 | 201.9781 | 99.1122 | 660.672 | 627.4936 | 627.4936 | 627.4936 | 33.1784 | 660.672 | 124.953 | 112.6664 | 112.6664 | 112.6664 | 12.2867 | 124.953 | 0 | 0 | 0 | 0 | 0 | 0 | 0 | 0 | 0 | 189.1224 | 152.1322 | 152.1322 | 152.1322 | 36.9902 | 189.1224 | 3521.6623 | 3521.6623 | 1534.1981 | 1534.1981 | 1608.304 | 1608.304 | 0 | 0 | 379.1602 | 379.1602 | 231475064.5497 | 1343722854.6289 | 161247020.6871 | 0 | 1736.4449 | 63.3057 | 0 | 0 | 0 | 1297.9364 | 211 | 1216 | 1844.7693 | 304 | 76 | 0.25036
746 | 978.6028 | 801.8 | 400 | 1600 | 0 | 100% | 98.516 | 206.737 | 207.0941 | 207.0941 | 1 | 206.737 | 99.1547 | 691.3657 | 656.6436 | 656.6436 | 656.6436 | 34.7221 | 691.3657 | 124.9449 | 112.6582 | 112.6582 | 112.6582 | 12.2867 | 124.9449 | 0 | 0 | 0 | 0 | 0 | 0 | 0 | 0 | 0 | 190.4921 | 153.2188 | 153.2188 | 153.2188 | 37.2733 | 190.4921 | 3606.6389 | 3606.6389 | 1619.3161 | 1619.3161 | 1608.1896 | 1608.1896 | 0 | 0 | 379.1333 | 379.1333 | 233428646.4075 | 1343724143.8059 | 160037492.5847 | 0 | 1737.1903 | 64.0511 | 0 | 0 | 0 | 1370.044 | 211 | 1216 | 1844.7693 | 304 | 76 | 0.24849
747 | 1030.1083 | 801.8 | 400 | 1600 | 0 | 100% | 98.6073 | 211.4967 | 211.8536 | 211.8536 | 1 | 211.4967 | 99.1939 | 722.0372 | 685.7723 | 685.7723 | 685.7723 | 36.2649 | 722.0372 | 124.9371 | 112.6505 | 112.6505 | 112.6505 | 12.2866 | 124.9371 | 0 | 0 | 0 | 0 | 0 | 0 | 0 | 0 | 0 | 191.7355 | 154.2016 | 154.2016 | 154.2016 | 37.5338 | 191.7355 | 3691.6159 | 3691.6159 | 1704.4277 | 1704.4277 | 1608.0806 | 1608.0806 | 0 | 0 | 379.1076 | 379.1076 | 235189666.3808 | 1343725279.3191 | 158962949.9072 | 0 | 1737.8779 | 64.7672 | 0 | 0 | 0 | 1442.1516 | 211 | 1216 | 1844.7693 | 304 | 76 | 0.24684
748 | 20.6022 | 851.2 | 400 | 1600 | 0 | 100% | 88.3904 | 131.9305 | 131.945 | 131.945 | 1 | 131.9305 | 92.4282 | 181.5263 | 172.4278 | 172.4278 | 172.4278 | 9.0985 | 181.5263 | 131.532 | 118.6221 | 118.6221 | 118.6221 | 12.9099 | 131.532 | 0 | 0 | 0 | 0 | 0 | 0 | 0 | 0 | 0 | 130.3232 | 105.4246 | 105.4246 | 105.4246 | 24.8986 | 130.3232 | 2124.9536 | 2124.9536 | 34.1625 | 34.1625 | 1710.8609 | 1710.8609 | 0 | 0 | 379.9302 | 379.9302 | 19240580.4006 | 1357642123.1247 | 242459135.2006 | 0 | 1619.3418 | 48.5178 | 0 | 0 | 0 | 28.843 | 224 | 1216 | 1844.7693 | 304 | 76 | 0.37537
749 | 51.5054 | 851.2 | 400 | 1600 | 0 | 100% | 89.7032 | 133.5446 | 133.5931 | 133.5931 | 1 | 133.5446 | 93.4508 | 187.0781 | 177.7002 | 177.7002 | 177.7002 | 9.3779 | 187.0781 | 131.5117 | 118.6023 | 118.6023 | 118.6023 | 12.9094 | 131.5117 | 0 | 0 | 0 | 0 | 0 | 0 | 0 | 0 | 0 | 135.0162 | 109.1559 | 109.1559 | 109.1559 | 25.8603 | 135.0162 | 2175.9314 | 2175.9314 | 85.3959 | 85.3959 | 1710.6518 | 1710.6518 | 0 | 0 | 379.8837 | 379.8837 | 46639076.3122 | 1357703489.3647 | 232915247.6043 | 0 | 1637.2578 | 48.938 | 0 | 0 | 0 | 72.1076 | 224 | 1216 | 1844.7693 | 304 | 76 | 0.36071
750 | 154.5162 | 851.2 | 400 | 1600 | 0 | 100% | 92.7854 | 140.2515 | 140.3929 | 140.3929 | 1 | 140.2515 | 95.7637 | 213.5987 | 202.8877 | 202.8877 | 202.8877 | 10.7111 | 213.5987 | 131.4564 | 118.5482 | 118.5482 | 118.5482 | 12.9082 | 131.4564 | 0 | 0 | 0 | 0 | 0 | 0 | 0 | 0 | 0 | 156.6226 | 126.4475 | 126.4475 | 126.4475 | 30.1751 | 156.6226 | 2345.8615 | 2345.8615 | 256.0935 | 256.0935 | 1710.0237 | 1710.0237 | 0 | 0 | 379.7442 | 379.7442 | 121833201.1352 | 1357826397.6136 | 198119809.2777 | 0 | 1677.7794 | 50.8023 | 0 | 0 | 0 | 216.3227 | 224 | 1216 | 1844.7693 | 304 | 76 | 0.3072
751 | 206.0217 | 851.2 | 400 | 1600 | 0 | 100% | 94.2694 | 144.1067 | 144.2669 | 144.2669 | 1 | 144.1067 | 96.4998 | 235.2643 | 223.4649 | 223.4649 | 223.4649 | 11.7993 | 235.2643 | 131.4337 | 118.5258 | 118.5258 | 118.5258 | 12.9079 | 131.4337 | 0 | 0 | 0 | 0 | 0 | 0 | 0 | 0 | 0 | 166.2311 | 134.1219 | 134.1219 | 134.1219 | 32.1092 | 166.2311 | 2430.8286 | 2430.8286 | 341.4022 | 341.4022 | 1709.7442 | 1709.7442 | 0 | 0 | 379.6822 | 379.6822 | 146533313.377 | 1357859930.0071 | 186282777.0827 | 0 | 1690.676 | 51.854 | 0 | 0 | 0 | 288.4303 | 224 | 1216 | 1844.7693 | 304 | 76 | 0.28899
752 | 257.5271 | 851.2 | 400 | 1600 | 0 | 100% | 95.1598 | 148.157 | 148.3309 | 148.3309 | 1 | 148.157 | 97.0732 | 265.814 | 252.4806 | 252.4806 | 252.4806 | 13.3334 | 265.814 | 131.4137 | 118.506 | 118.506 | 118.506 | 12.9077 | 131.4137 | 0 | 0 | 0 | 0 | 0 | 0 | 0 | 0 | 0 | 170.4421 | 137.4533 | 137.4533 | 137.4533 | 32.9888 | 170.4421 | 2515.7969 | 2515.7969 | 426.6879 | 426.6879 | 1709.4845 | 1709.4845 | 0 | 0 | 379.6245 | 379.6245 | 161376637.3506 | 1357879499.3091 | 181466786.7675 | 0 | 1700.7229 | 52.9146 | 0 | 0 | 0 | 360.5379 | 224 | 1216 | 1844.7693 | 304 | 76 | 0.28159
753 | 309.0325 | 851.2 | 400 | 1600 | 0 | 100% | 95.879 | 152.3591 | 152.5574 | 152.5574 | 1 | 152.3591 | 97.526 | 297.5399 | 282.613 | 282.613 | 282.613 | 14.9268 | 297.5399 | 131.3959 | 118.4883 | 118.4883 | 118.4883 | 12.9076 | 131.3959 | 0 | 0 | 0 | 0 | 0 | 0 | 0 | 0 | 0 | 173.309 | 139.7135 | 139.7135 | 139.7135 | 33.5954 | 173.309 | 2600.7663 | 2600.7663 | 511.9531 | 511.9531 | 1709.2425 | 1709.2425 | 0 | 0 | 379.5708 | 379.5708 | 172710626.7353 | 1357888305.8983 | 178056590.5775 | 0 | 1708.6555 | 53.9731 | 0 | 0 | 0 | 432.6455 | 224 | 1216 | 1844.7693 | 304 | 76 | 0.27636
754 | 360.5379 | 851.2 | 400 | 1600 | 0 | 100% | 96.3813 | 156.678 | 156.8891 | 156.8891 | 1 | 156.678 | 97.8796 | 329.7969 | 313.2498 | 313.2498 | 313.2498 | 16.5472 | 329.7969 | 131.3785 | 118.4711 | 118.4711 | 118.4711 | 12.9074 | 131.3785 | 0 | 0 | 0 | 0 | 0 | 0 | 0 | 0 | 0 | 175.5059 | 141.4298 | 141.4298 | 141.4298 | 34.0761 | 175.5059 | 2685.7366 | 2685.7366 | 597.1996 | 597.1996 | 1709.0165 | 1709.0165 | 0 | 0 | 379.5206 | 379.5206 | 181450112.708 | 1357912710.9249 | 175488630.9259 | 0 | 1714.8515 | 55.0207 | 0 | 0 | 0 | 504.753 | 224 | 1216 | 1844.7693 | 304 | 76 | 0.2724
755 | 412.0433 | 851.2 | 400 | 1600 | 0 | 100% | 96.895 | 161.087 | 161.3103 | 161.3103 | 1 | 161.087 | 98.1683 | 362.3209 | 344.1397 | 344.1397 | 344.1397 | 18.1812 | 362.3209 | 131.3611 | 118.454 | 118.454 | 118.454 | 12.9072 | 131.3611 | 0 | 0 | 0 | 0 | 0 | 0 | 0 | 0 | 0 | 177.3287 | 142.8578 | 142.8578 | 142.8578 | 34.4709 | 177.3287 | 2770.7079 | 2770.7079 | 682.4293 | 682.4293 | 1708.8049 | 1708.8049 | 0 | 0 | 379.4736 | 379.4736 | 188499917.7859 | 1357940963.4335 | 173468515.3386 | 0 | 1719.9094 | 56.0436 | 0 | 0 | 0 | 576.8606 | 224 | 1216 | 1844.7693 | 304 | 76 | 0.26929
756 | 463.5487 | 851.2 | 400 | 1600 | 0 | 100% | 97.2603 | 165.6 | 165.8367 | 165.8367 | 1 | 165.6 | 98.3759 | 395.1396 | 375.3094 | 375.3094 | 375.3094 | 19.8302 | 395.1396 | 131.345 | 118.4381 | 118.4381 | 118.4381 | 12.9069 | 131.345 | 0 | 0 | 0 | 0 | 0 | 0 | 0 | 0 | 0 | 179.2191 | 144.3432 | 144.3432 | 144.3432 | 34.8759 | 179.2191 | 2855.6799 | 2855.6799 | 767.6438 | 767.6438 | 1708.6065 | 1708.6065 | 0 | 0 | 379.4295 | 379.4295 | 194267290.3424 | 1357965246.5522 | 171313139.068 | 0 | 1723.5457 | 57.0513 | 0 | 0 | 0 | 648.9682 | 224 | 1216 | 1844.7693 | 304 | 76 | 0.26597
757 | 515.0541 | 851.2 | 400 | 1600 | 0 | 100% | 97.5114 | 170.1748 | 170.4308 | 170.4308 | 1 | 170.1748 | 98.5462 | 427.7485 | 406.2796 | 406.2796 | 406.2796 | 21.4689 | 427.7485 | 131.33 | 118.4232 | 118.4232 | 118.4232 | 12.9067 | 131.33 | 0 | 0 | 0 | 0 | 0 | 0 | 0 | 0 | 0 | 181.1803 | 145.884 | 145.884 | 145.884 | 35.2963 | 181.1803 | 2940.6526 | 2940.6526 | 852.8445 | 852.8445 | 1708.42 | 1708.42 | 0 | 0 | 379.3881 | 379.3881 | 199282874.3916 | 1357987049.7516 | 169259235.9513 | 0 | 1726.5292 | 58.0253 | 0 | 0 | 0 | 721.0758 | 224 | 1216 | 1844.7693 | 304 | 76 | 0.26281
758 | 566.5595 | 851.2 | 400 | 1600 | 0 | 100% | 97.7169 | 174.7823 | 175.0539 | 175.0539 | 1 | 174.7823 | 98.692 | 460.2784 | 437.1745 | 437.1745 | 437.1745 | 23.1039 | 460.2784 | 131.3164 | 118.4099 | 118.4099 | 118.4099 | 12.9066 | 131.3164 | 0 | 0 | 0 | 0 | 0 | 0 | 0 | 0 | 0 | 182.9573 | 147.2818 | 147.2818 | 147.2818 | 35.6754 | 182.9573 | 3025.6259 | 3025.6259 | 938.0325 | 938.0325 | 1708.2443 | 1708.2443 | 0 | 0 | 379.3491 | 379.3491 | 203599306.9926 | 1357995492.4903 | 167489820.7643 | 0 | 1729.0846 | 58.9631 | 0 | 0 | 0 | 793.1834 | 224 | 1216 | 1844.7693 | 304 | 76 | 0.26008
759 | 618.065 | 851.2 | 400 | 1600 | 0 | 100% | 97.9452 | 179.4262 | 179.7184 | 179.7184 | 1 | 179.4262 | 98.8026 | 492.4901 | 467.7671 | 467.7671 | 467.7671 | 24.723 | 492.4901 | 131.3045 | 118.398 | 118.398 | 118.398 | 12.9065 | 131.3045 | 0 | 0 | 0 | 0 | 0 | 0 | 0 | 0 | 0 | 184.8057 | 148.7371 | 148.7371 | 148.7371 | 36.0686 | 184.8057 | 3110.5999 | 3110.5999 | 1023.2089 | 1023.2089 | 1708.0787 | 1708.0787 | 0 | 0 | 379.3123 | 379.3123 | 207512562.2087 | 1357999359.679 | 165509270.1496 | 0 | 1731.0212 | 59.8717 | 0 | 0 | 0 | 865.2909 | 224 | 1216 | 1844.7693 | 304 | 76 | 0.25703
760 | 669.5704 | 851.2 | 400 | 1600 | 0 | 100% | 98.0251 | 184.1125 | 184.4248 | 184.4248 | 1 | 184.1125 | 98.8896 | 524.4454 | 498.116 | 498.116 | 498.116 | 26.3295 | 524.4454 | 131.2934 | 118.3869 | 118.3869 | 118.3869 | 12.9065 | 131.2934 | 0 | 0 | 0 | 0 | 0 | 0 | 0 | 0 | 0 | 186.8358 | 150.342 | 150.342 | 150.342 | 36.4939 | 186.8358 | 3195.5744 | 3195.5744 | 1108.3748 | 1108.3748 | 1707.9221 | 1707.9221 | 0 | 0 | 379.2775 | 379.2775 | 211041522.4749 | 1358002412.6873 | 163502301.3448 | 0 | 1732.5462 | 60.7486 | 0 | 0 | 0 | 937.3985 | 224 | 1216 | 1844.7693 | 304 | 76 | 0.25394
761 | 721.0758 | 851.2 | 400 | 1600 | 0 | 100% | 98.1507 | 188.814 | 189.1473 | 189.1473 | 1 | 188.814 | 98.9653 | 556.0616 | 528.1425 | 528.1425 | 528.1425 | 27.919 | 556.0616 | 131.2828 | 118.3764 | 118.3764 | 118.3764 | 12.9065 | 131.2828 | 0 | 0 | 0 | 0 | 0 | 0 | 0 | 0 | 0 | 188.8438 | 151.9295 | 151.9295 | 151.9295 | 36.9143 | 188.8438 | 3280.5495 | 3280.5495 | 1193.5308 | 1193.5308 | 1707.774 | 1707.774 | 0 | 0 | 379.2446 | 379.2446 | 214298495.2261 | 1358004772.534 | 161568349.979 | 0 | 1733.8716 | 61.5909 | 0 | 0 | 0 | 1009.5061 | 224 | 1216 | 1844.7693 | 304 | 76 | 0.25096
762 | 772.5812 | 851.2 | 400 | 1600 | 0 | 100% | 98.2192 | 193.5287 | 193.8667 | 193.8667 | 1 | 193.5287 | 99.0311 | 587.562 | 558.0591 | 558.0591 | 558.0591 | 29.5029 | 587.562 | 131.273 | 118.3665 | 118.3665 | 118.3665 | 12.9065 | 131.273 | 0 | 0 | 0 | 0 | 0 | 0 | 0 | 0 | 0 | 190.7514 | 153.4355 | 153.4355 | 153.4355 | 37.3159 | 190.7514 | 3365.5249 | 3365.5249 | 1278.6779 | 1278.6779 | 1707.6336 | 1707.6336 | 0 | 0 | 379.2135 | 379.2135 | 217174636.9404 | 1358005977.392 | 159843771.9267 | 0 | 1735.0244 | 62.4002 | 0 | 0 | 0 | 1081.6137 | 224 | 1216 | 1844.7693 | 304 | 76 | 0.2483
763 | 824.0866 | 851.2 | 400 | 1600 | 0 | 100% | 98.3562 | 198.2553 | 198.5945 | 198.5945 | 1 | 198.2553 | 99.0892 | 619.1424 | 588.0514 | 588.0514 | 588.0514 | 31.091 | 619.1424 | 131.2636 | 118.3572 | 118.3572 | 118.3572 | 12.9065 | 131.2636 | 0 | 0 | 0 | 0 | 0 | 0 | 0 | 0 | 0 | 192.4956 | 154.813 | 154.813 | 154.813 | 37.6826 | 192.4956 | 3450.5009 | 3450.5009 | 1363.8167 | 1363.8167 | 1707.5003 | 1707.5003 | 0 | 0 | 379.1839 | 379.1839 | 219716632.9012 | 1358006798.6825 | 158319198.7607 | 0 | 1736.0426 | 63.1777 | 0 | 0 | 0 | 1153.7213 | 224 | 1216 | 1844.7693 | 304 | 76 | 0.24595
764 | 875.592 | 851.2 | 400 | 1600 | 0 | 100% | 98.4475 | 202.9935 | 203.3331 | 203.3331 | 1 | 202.9935 | 99.1378 | 650.8894 | 618.2019 | 618.2019 | 618.2019 | 32.6875 | 650.8894 | 131.2548 | 118.3483 | 118.3483 | 118.3483 | 12.9065 | 131.2548 | 0 | 0 | 0 | 0 | 0 | 0 | 0 | 0 | 0 | 194.0724 | 156.0594 | 156.0594 | 156.0594 | 38.013 | 194.0724 | 3535.4772 | 3535.4772 | 1448.9477 | 1448.9477 | 1707.3737 | 1707.3737 | 0 | 0 | 379.1557 | 379.1557 | 221952302.4237 | 1358007544.7124 | 156934295.7018 | 0 | 1736.8941 | 63.9264 | 0 | 0 | 0 | 1225.8288 | 224 | 1216 | 1844.7693 | 304 | 76 | 0.24382
765 | 927.0974 | 851.2 | 400 | 1600 | 0 | 100% | 98.5502 | 207.7444 | 208.0935 | 208.0935 | 1 | 207.7444 | 99.1786 | 682.6868 | 648.4002 | 648.4002 | 648.4002 | 34.2866 | 682.6868 | 131.2463 | 118.3399 | 118.3399 | 118.3399 | 12.9064 | 131.2463 | 0 | 0 | 0 | 0 | 0 | 0 | 0 | 0 | 0 | 195.5732 | 157.2467 | 157.2467 | 157.2467 | 38.3266 | 195.5732 | 3620.4539 | 3620.4539 | 1534.0717 | 1534.0717 | 1707.2532 | 1707.2532 | 0 | 0 | 379.129 | 379.129 | 223996557.296 | 1358008191.7496 | 155604856.695 | 0 | 1737.6096 | 64.6473 | 0 | 0 | 0 | 1297.9364 | 224 | 1216 | 1844.7693 | 304 | 76 | 0.24177
766 | 978.6028 | 851.2 | 400 | 1600 | 0 | 100% | 98.6758 | 212.5042 | 212.8657 | 212.8657 | 1 | 212.5042 | 99.2169 | 714.3781 | 678.4976 | 678.4976 | 678.4976 | 35.8805 | 714.3781 | 131.2383 | 118.3319 | 118.3319 | 118.3319 | 12.9064 | 131.2383 | 0 | 0 | 0 | 0 | 0 | 0 | 0 | 0 | 0 | 197.0433 | 158.4119 | 158.4119 | 158.4119 | 38.6314 | 197.0433 | 3705.4309 | 3705.4309 | 1619.189 | 1619.189 | 1707.1384 | 1707.1384 | 0 | 0 | 379.1035 | 379.1035 | 225902847.0501 | 1358008694.569 | 154368650.9664 | 0 | 1738.2802 | 65.3402 | 0 | 0 | 0 | 1370.044 | 224 | 1216 | 1844.7693 | 304 | 76 | 0.23987
767 | 1030.1083 | 851.2 | 400 | 1600 | 0 | 100% | 98.7785 | 217.2661 | 217.6217 | 217.6217 | 1 | 217.2661 | 99.2532 | 746.0617 | 708.5875 | 708.5875 | 708.5875 | 37.4742 | 746.0617 | 131.2307 | 118.3243 | 118.3243 | 118.3243 | 12.9064 | 131.2307 | 0 | 0 | 0 | 0 | 0 | 0 | 0 | 0 | 0 | 198.3883 | 159.4747 | 159.4747 | 159.4747 | 38.9136 | 198.3883 | 3790.4082 | 3790.4082 | 1704.3001 | 1704.3001 | 1707.0289 | 1707.0289 | 0 | 0 | 379.0792 | 379.0792 | 227591552.6607 | 1358009129.6281 | 153315284.9012 | 0 | 1738.916 | 66.0064 | 0 | 0 | 0 | 1442.1516 | 224 | 1216 | 1844.7693 | 304 | 76 | 0.23824
768 | 20.6022 | 900.6 | 400 | 1600 | 0 | 100% | 89.4064 | 137.3884 | 137.3923 | 137.3923 | 1 | 137.3884 | 93.0237 | 186.742 | 177.38 | 177.38 | 177.38 | 9.362 | 186.742 | 137.8299 | 124.299 | 124.299 | 124.299 | 13.5309 | 137.8299 | 0 | 0 | 0 | 0 | 0 | 0 | 0 | 0 | 0 | 131.0628 | 105.9717 | 105.9717 | 105.9717 | 25.0911 | 131.0628 | 2223.7298 | 2223.7298 | 34.1546 | 34.1546 | 1809.733 | 1809.733 | 0 | 0 | 379.8422 | 379.8422 | 18701677.7876 | 1370511387.6329 | 240562126.2228 | 0 | 1629.7752 | 51.0255 | 0 | 0 | 0 | 28.843 | 237 | 1216 | 1844.7693 | 304 | 76 | 0.37257
769 | 51.5054 | 900.6 | 400 | 1600 | 0 | 100% | 90.605 | 139.0421 | 139.0811 | 139.0811 | 1 | 139.0421 | 93.9674 | 191.8785 | 182.258 | 182.258 | 182.258 | 9.6206 | 191.8785 | 137.8127 | 124.2821 | 124.2821 | 124.2821 | 13.5306 | 137.8127 | 0 | 0 | 0 | 0 | 0 | 0 | 0 | 0 | 0 | 136.2084 | 110.0703 | 110.0703 | 110.0703 | 26.1381 | 136.2084 | 2274.7087 | 2274.7087 | 85.377 | 85.377 | 1809.5317 | 1809.5317 | 0 | 0 | 379.8 | 379.8 | 45457341.3385 | 1370546769.2504 | 230304605.6516 | 0 | 1646.3087 | 51.4201 | 0 | 0 | 0 | 72.1076 | 237 | 1216 | 1844.7693 | 304 | 76 | 0.35682
770 | 154.5162 | 900.6 | 400 | 1600 | 0 | 100% | 93.2763 | 145.8881 | 146.0229 | 146.0229 | 1 | 145.8881 | 96.0726 | 220.0696 | 209.032 | 209.032 | 209.032 | 11.0375 | 220.0696 | 137.7612 | 124.2316 | 124.2316 | 124.2316 | 13.5296 | 137.7612 | 0 | 0 | 0 | 0 | 0 | 0 | 0 | 0 | 0 | 159.2504 | 128.5105 | 128.5105 | 128.5105 | 30.7399 | 159.2504 | 2444.6421 | 2444.6421 | 256.0452 | 256.0452 | 1808.9244 | 1808.9244 | 0 | 0 | 379.6725 | 379.6725 | 118213526.8926 | 1370645373.811 | 194333710.9621 | 0 | 1683.1926 | 53.1526 | 0 | 0 | 0 | 216.3227 | 237 | 1216 | 1844.7693 | 304 | 76 | 0.30148
771 | 206.0217 | 900.6 | 400 | 1600 | 0 | 100% | 94.7374 | 149.7625 | 149.917 | 149.917 | 1 | 149.7625 | 96.7676 | 242.6654 | 230.4928 | 230.4928 | 230.4928 | 12.1726 | 242.6654 | 137.7389 | 124.2097 | 124.2097 | 124.2097 | 13.5293 | 137.7389 | 0 | 0 | 0 | 0 | 0 | 0 | 0 | 0 | 0 | 169.1852 | 136.4515 | 136.4515 | 136.4515 | 32.7337 | 169.1852 | 2529.6106 | 2529.6106 | 341.3423 | 341.3423 | 1808.6528 | 1808.6528 | 0 | 0 | 379.6155 | 379.6155 | 142027134.0812 | 1370681136.6456 | 182659211.5562 | 0 | 1695.3675 | 54.1075 | 0 | 0 | 0 | 288.4303 | 237 | 1216 | 1844.7693 | 304 | 76 | 0.28352
772 | 257.5271 | 900.6 | 400 | 1600 | 0 | 100% | 95.5365 | 153.8125 | 153.9825 | 153.9825 | 1 | 153.8125 | 97.3143 | 274.1428 | 260.3894 | 260.3894 | 260.3894 | 13.7534 | 274.1428 | 137.7198 | 124.1907 | 124.1907 | 124.1907 | 13.5291 | 137.7198 | 0 | 0 | 0 | 0 | 0 | 0 | 0 | 0 | 0 | 173.6165 | 139.9609 | 139.9609 | 139.9609 | 33.6555 | 173.6165 | 2614.5801 | 2614.5801 | 426.6181 | 426.6181 | 1808.3996 | 1808.3996 | 0 | 0 | 379.5624 | 379.5624 | 156461290.6722 | 1370697044.7896 | 177788089.9168 | 0 | 1704.9464 | 55.0697 | 0 | 0 | 0 | 360.5379 | 237 | 1216 | 1844.7693 | 304 | 76 | 0.27604
773 | 309.0325 | 900.6 | 400 | 1600 | 0 | 100% | 96.1872 | 158.0313 | 158.225 | 158.225 | 1 | 158.0313 | 97.7299 | 306.8662 | 291.4692 | 291.4692 | 291.4692 | 15.397 | 306.8662 | 137.6995 | 124.1708 | 124.1708 | 124.1708 | 13.5287 | 137.6995 | 0 | 0 | 0 | 0 | 0 | 0 | 0 | 0 | 0 | 176.8864 | 142.5354 | 142.5354 | 142.5354 | 34.3511 | 176.8864 | 2699.5506 | 2699.5506 | 511.8748 | 511.8748 | 1808.1631 | 1808.1631 | 0 | 0 | 379.5127 | 379.5127 | 167431867.1595 | 1370747264.225 | 174049307.0804 | 0 | 1712.2284 | 56.0401 | 0 | 0 | 0 | 432.6455 | 237 | 1216 | 1844.7693 | 304 | 76 | 0.27029
774 | 360.5379 | 900.6 | 400 | 1600 | 0 | 100% | 96.6895 | 162.3554 | 162.5649 | 162.5649 | 1 | 162.3554 | 98.0701 | 340.1178 | 323.0504 | 323.0504 | 323.0504 | 17.0673 | 340.1178 | 137.6806 | 124.1523 | 124.1523 | 124.1523 | 13.5283 | 137.6806 | 0 | 0 | 0 | 0 | 0 | 0 | 0 | 0 | 0 | 179.3265 | 144.4519 | 144.4519 | 144.4519 | 34.8746 | 179.3265 | 2784.5219 | 2784.5219 | 597.1141 | 597.1141 | 1807.9416 | 1807.9416 | 0 | 0 | 379.4662 | 379.4662 | 175928242.3739 | 1370778891.6065 | 171480891.4081 | 0 | 1718.188 | 56.9943 | 0 | 0 | 0 | 504.753 | 237 | 1216 | 1844.7693 | 304 | 76 | 0.26634
775 | 412.0433 | 900.6 | 400 | 1600 | 0 | 100% | 97.2032 | 166.7797 | 166.999 | 166.999 | 1 | 166.7797 | 98.3234 | 373.6478 | 354.8959 | 354.8959 | 354.8959 | 18.7519 | 373.6478 | 137.6637 | 124.1357 | 124.1357 | 124.1357 | 13.5281 | 137.6637 | 0 | 0 | 0 | 0 | 0 | 0 | 0 | 0 | 0 | 181.4672 | 146.1362 | 146.1362 | 146.1362 | 35.3309 | 181.4672 | 2869.4941 | 2869.4941 | 682.3377 | 682.3377 | 1807.7338 | 1807.7338 | 0 | 0 | 379.4226 | 379.4226 | 182759043.3301 | 1370804876.748 | 169061372.3083 | 0 | 1722.6253 | 57.9389 | 0 | 0 | 0 | 576.8606 | 237 | 1216 | 1844.7693 | 304 | 76 | 0.26261
776 | 463.5487 | 900.6 | 400 | 1600 | 0 | 100% | 97.4429 | 171.3147 | 171.5512 | 171.5512 | 1 | 171.3147 | 98.5155 | 407.4608 | 387.0098 | 387.0098 | 387.0098 | 20.451 | 407.4608 | 137.6479 | 124.1201 | 124.1201 | 124.1201 | 13.5278 | 137.6479 | 0 | 0 | 0 | 0 | 0 | 0 | 0 | 0 | 0 | 183.7487 | 147.9355 | 147.9355 | 147.9355 | 35.8132 | 183.7487 | 2954.4669 | 2954.4669 | 767.5469 | 767.5469 | 1807.5384 | 1807.5384 | 0 | 0 | 379.3816 | 379.3816 | 188382433.4498 | 1370829082.3764 | 166780209.876 | 0 | 1725.9917 | 58.8641 | 0 | 0 | 0 | 648.9682 | 237 | 1216 | 1844.7693 | 304 | 76 | 0.25909
777 | 515.0541 | 900.6 | 400 | 1600 | 0 | 100% | 97.7055 | 175.9062 | 176.1601 | 176.1601 | 1 | 175.9062 | 98.6684 | 441.0725 | 418.9324 | 418.9324 | 418.9324 | 22.1401 | 441.0725 | 137.6332 | 124.1055 | 124.1055 | 124.1055 | 13.5276 | 137.6332 | 0 | 0 | 0 | 0 | 0 | 0 | 0 | 0 | 0 | 186.0268 | 149.7327 | 149.7327 | 149.7327 | 36.2941 | 186.0268 | 3039.4404 | 3039.4404 | 852.743 | 852.743 | 1807.3543 | 1807.3543 | 0 | 0 | 379.343 | 379.343 | 193236628.3868 | 1370850195.2887 | 164583007.1492 | 0 | 1728.6698 | 59.7617 | 0 | 0 | 0 | 721.0758 | 237 | 1216 | 1844.7693 | 304 | 76 | 0.25571
778 | 566.5595 | 900.6 | 400 | 1600 | 0 | 100% | 97.8653 | 180.5273 | 180.7975 | 180.7975 | 1 | 180.5273 | 98.7938 | 474.6548 | 450.8268 | 450.8268 | 450.8268 | 23.828 | 474.6548 | 137.6201 | 124.0926 | 124.0926 | 124.0926 | 13.5275 | 137.6201 | 0 | 0 | 0 | 0 | 0 | 0 | 0 | 0 | 0 | 188.0494 | 151.3272 | 151.3272 | 151.3272 | 36.7222 | 188.0494 | 3124.4144 | 3124.4144 | 937.9272 | 937.9272 | 1807.1807 | 1807.1807 | 0 | 0 | 379.3065 | 379.3065 | 197411591.1303 | 1370855580.5085 | 162600939.5658 | 0 | 1730.8681 | 60.6293 | 0 | 0 | 0 | 793.1834 | 237 | 1216 | 1844.7693 | 304 | 76 | 0.25266
779 | 618.065 | 900.6 | 400 | 1600 | 0 | 100% | 98.0479 | 185.2014 | 185.4922 | 185.4922 | 1 | 185.2014 | 98.884 | 507.8849 | 482.3865 | 482.3865 | 482.3865 | 25.4984 | 507.8849 | 137.6085 | 124.081 | 124.081 | 124.081 | 13.5275 | 137.6085 | 0 | 0 | 0 | 0 | 0 | 0 | 0 | 0 | 0 | 190.3354 | 153.1349 | 153.1349 | 153.1349 | 37.2004 | 190.3354 | 3209.389 | 3209.389 | 1023.1004 | 1023.1004 | 1807.0165 | 1807.0165 | 0 | 0 | 379.2721 | 379.2721 | 201198656.0951 | 1370858869.1126 | 160389342.6436 | 0 | 1732.4469 | 61.472 | 0 | 0 | 0 | 865.2909 | 237 | 1216 | 1844.7693 | 304 | 76 | 0.24925
780 | 669.5704 | 900.6 | 400 | 1600 | 0 | 100% | 98.0936 | 189.8945 | 190.2071 | 190.2071 | 1 | 189.8945 | 98.9706 | 540.8417 | 513.6865 | 513.6865 | 513.6865 | 27.1552 | 540.8417 | 137.5976 | 124.0701 | 124.0701 | 124.0701 | 13.5275 | 137.5976 | 0 | 0 | 0 | 0 | 0 | 0 | 0 | 0 | 0 | 192.5491 | 154.8865 | 154.8865 | 154.8865 | 37.6626 | 192.5491 | 3294.3641 | 3294.3641 | 1108.2635 | 1108.2635 | 1806.8612 | 1806.8612 | 0 | 0 | 379.2395 | 379.2395 | 204626971.6487 | 1370861374.2017 | 158475964.5249 | 0 | 1733.9643 | 62.2793 | 0 | 0 | 0 | 937.3985 | 237 | 1216 | 1844.7693 | 304 | 76 | 0.2463
781 | 721.0758 | 900.6 | 400 | 1600 | 0 | 100% | 98.242 | 194.5941 | 194.9273 | 194.9273 | 1 | 194.5941 | 99.0396 | 573.4135 | 544.6207 | 544.6207 | 544.6207 | 28.7928 | 573.4135 | 137.5872 | 124.0598 | 124.0598 | 124.0598 | 13.5274 | 137.5872 | 0 | 0 | 0 | 0 | 0 | 0 | 0 | 0 | 0 | 194.6577 | 156.553 | 156.553 | 156.553 | 38.1047 | 194.6577 | 3379.3397 | 3379.3397 | 1193.4172 | 1193.4172 | 1806.7139 | 1806.7139 | 0 | 0 | 379.2085 | 379.2085 | 207795095.2571 | 1370863344.6807 | 156516218.2145 | 0 | 1735.1747 | 63.0585 | 0 | 0 | 0 | 1009.5061 | 237 | 1216 | 1844.7693 | 304 | 76 | 0.24328
782 | 772.5812 | 900.6 | 400 | 1600 | 0 | 100% | 98.3562 | 199.31 | 199.6468 | 199.6468 | 1 | 199.31 | 99.1004 | 605.925 | 575.4974 | 575.4974 | 575.4974 | 30.4276 | 605.925 | 137.5775 | 124.05 | 124.05 | 124.05 | 13.5274 | 137.5775 | 0 | 0 | 0 | 0 | 0 | 0 | 0 | 0 | 0 | 196.6679 | 158.1412 | 158.1412 | 158.1412 | 38.5267 | 196.6679 | 3464.3157 | 3464.3157 | 1278.5624 | 1278.5624 | 1806.5741 | 1806.5741 | 0 | 0 | 379.1792 | 379.1792 | 210569460.1236 | 1370864699.0149 | 154804580.3766 | 0 | 1736.2387 | 63.8081 | 0 | 0 | 0 | 1081.6137 | 237 | 1216 | 1844.7693 | 304 | 76 | 0.24064
783 | 824.0866 | 900.6 | 400 | 1600 | 0 | 100% | 98.4817 | 204.0392 | 204.375 | 204.375 | 1 | 204.0392 | 99.1532 | 638.5404 | 606.4728 | 606.4728 | 606.4728 | 32.0677 | 638.5404 | 137.5682 | 124.0408 | 124.0408 | 124.0408 | 13.5274 | 137.5682 | 0 | 0 | 0 | 0 | 0 | 0 | 0 | 0 | 0 | 198.5137 | 159.6039 | 159.6039 | 159.6039 | 38.9098 | 198.5137 | 3549.292 | 3549.292 | 1363.6995 | 1363.6995 | 1806.4412 | 1806.4412 | 0 | 0 | 379.1513 | 379.1513 | 213010073.0721 | 1370865474.3172 | 153287798.4309 | 0 | 1737.1633 | 64.5299 | 0 | 0 | 0 | 1153.7213 | 237 | 1216 | 1844.7693 | 304 | 76 | 0.23831
784 | 875.592 | 900.6 | 400 | 1600 | 0 | 100% | 98.6073 | 208.782 | 209.1224 | 209.1224 | 1 | 208.782 | 99.1947 | 671.3327 | 637.6159 | 637.6159 | 637.6159 | 33.7167 | 671.3327 | 137.5595 | 124.0321 | 124.0321 | 124.0321 | 13.5274 | 137.5595 | 0 | 0 | 0 | 0 | 0 | 0 | 0 | 0 | 0 | 200.2071 | 160.9438 | 160.9438 | 160.9438 | 39.2633 | 200.2071 | 3634.2688 | 3634.2688 | 1448.8293 | 1448.8293 | 1806.3147 | 1806.3147 | 0 | 0 | 379.1248 | 379.1248 | 215176702.0302 | 1370866122.4167 | 151847635.9503 | 0 | 1737.8905 | 65.2266 | 0 | 0 | 0 | 1225.8288 | 237 | 1216 | 1844.7693 | 304 | 76 | 0.23609
785 | 927.0974 | 900.6 | 400 | 1600 | 0 | 100% | 98.6301 | 213.5395 | 213.8941 | 213.8941 | 1 | 213.5395 | 99.2334 | 704.0825 | 668.7187 | 668.7187 | 668.7187 | 35.3638 | 704.0825 | 137.5511 | 124.0237 | 124.0237 | 124.0237 | 13.5274 | 137.5511 | 0 | 0 | 0 | 0 | 0 | 0 | 0 | 0 | 0 | 201.8814 | 162.2726 | 162.2726 | 162.2726 | 39.6088 | 201.8814 | 3719.2459 | 3719.2459 | 1533.9522 | 1533.9522 | 1806.1942 | 1806.1942 | 0 | 0 | 379.0995 | 379.0995 | 217189991.3553 | 1370866691.4714 | 150512300.7907 | 0 | 1738.569 | 65.8968 | 0 | 0 | 0 | 1297.9364 | 237 | 1216 | 1844.7693 | 304 | 76 | 0.23403
786 | 978.6028 | 900.6 | 400 | 1600 | 0 | 100% | 98.79 | 218.3001 | 218.6625 | 218.6625 | 1 | 218.3001 | 99.2695 | 736.711 | 699.7061 | 699.7061 | 699.7061 | 37.0049 | 736.711 | 137.5432 | 124.0158 | 124.0158 | 124.0158 | 13.5274 | 137.5432 | 0 | 0 | 0 | 0 | 0 | 0 | 0 | 0 | 0 | 203.4631 | 163.5261 | 163.5261 | 163.5261 | 39.937 | 203.4631 | 3804.2233 | 3804.2233 | 1619.0687 | 1619.0687 | 1806.0792 | 1806.0792 | 0 | 0 | 379.0753 | 379.0753 | 219039419.9162 | 1370867224.366 | 149295060.2173 | 0 | 1739.2017 | 66.5418 | 0 | 0 | 0 | 1370.044 | 237 | 1216 | 1844.7693 | 304 | 76 | 0.23216
787 | 1030.1083 | 900.6 | 400 | 1600 | 0 | 100% | 98.847 | 223.06 | 223.4141 | 223.4141 | 1 | 223.06 | 99.3039 | 769.4089 | 730.7594 | 730.7594 | 730.7594 | 38.6495 | 769.4089 | 137.5356 | 124.0082 | 124.0082 | 124.0082 | 13.5274 | 137.5356 | 0 | 0 | 0 | 0 | 0 | 0 | 0 | 0 | 0 | 204.8507 | 164.622 | 164.622 | 164.622 | 40.2287 | 204.8507 | 3889.201 | 3889.201 | 1704.1792 | 1704.1792 | 1805.9694 | 1805.9694 | 0 | 0 | 379.0523 | 379.0523 | 220662240.1958 | 1370867495.8618 | 148275258.2578 | 0 | 1739.805 | 67.163 | 0 | 0 | 0 | 1442.1516 | 237 | 1216 | 1844.7693 | 304 | 76 | 0.23059
788 | 20.6022 | 950 | 400 | 1600 | 0 | 100% | 90.2397 | 142.8976 | 142.8921 | 142.8921 | 1 | 142.8976 | 93.5442 | 191.5858 | 181.979 | 181.979 | 181.979 | 9.6068 | 191.5858 | 144.1182 | 129.9673 | 129.9673 | 129.9673 | 14.1509 | 144.1182 | 0 | 0 | 0 | 0 | 0 | 0 | 0 | 0 | 0 | 132.0566 | 106.7398 | 106.7398 | 106.7398 | 25.3168 | 132.0566 | 2322.5081 | 2322.5081 | 34.1474 | 34.1474 | 1908.5986 | 1908.5986 | 0 | 0 | 379.7621 | 379.7621 | 18225966.0024 | 1382344304.7737 | 238324353.8669 | 0 | 1638.8946 | 53.3114 | 0 | 0 | 0 | 28.843 | 250 | 1216 | 1844.7693 | 304 | 76 | 0.36925
789 | 51.5054 | 950 | 400 | 1600 | 0 | 100% | 91.3014 | 144.6352 | 144.6663 | 144.6663 | 1 | 144.6352 | 94.3877 | 196.8176 | 186.9475 | 186.9475 | 186.9475 | 9.8701 | 196.8176 | 144.1037 | 129.9529 | 129.9529 | 129.9529 | 14.1508 | 144.1037 | 0 | 0 | 0 | 0 | 0 | 0 | 0 | 0 | 0 | 137.916 | 111.4134 | 111.4134 | 111.4134 | 26.5026 | 137.916 | 2373.488 | 2373.488 | 85.3599 | 85.3599 | 1908.4046 | 1908.4046 | 0 | 0 | 379.7235 | 379.7235 | 44297239.1757 | 1382356525.6689 | 227019288.5416 | 0 | 1653.6731 | 53.6977 | 0 | 0 | 0 | 72.1076 | 250 | 1216 | 1844.7693 | 304 | 76 | 0.35188
790 | 154.5162 | 950 | 400 | 1600 | 0 | 100% | 93.8356 | 151.5593 | 151.6886 | 151.6886 | 1 | 151.5593 | 96.3432 | 226.6599 | 215.2899 | 215.2899 | 215.2899 | 11.3699 | 226.6599 | 144.0599 | 129.9095 | 129.9095 | 129.9095 | 14.1504 | 144.0599 | 0 | 0 | 0 | 0 | 0 | 0 | 0 | 0 | 0 | 161.8776 | 130.5771 | 130.5771 | 130.5771 | 31.3004 | 161.8776 | 2543.4242 | 2543.4242 | 256.0007 | 256.0007 | 1907.8169 | 1907.8169 | 0 | 0 | 379.6066 | 379.6066 | 114733248.8896 | 1382395214.0071 | 190804710.2544 | 0 | 1687.9332 | 55.293 | 0 | 0 | 0 | 216.3227 | 250 | 1216 | 1844.7693 | 304 | 76 | 0.29616
791 | 206.0217 | 950 | 400 | 1600 | 0 | 100% | 95.1256 | 155.4213 | 155.5716 | 155.5716 | 1 | 155.4213 | 97.0162 | 250.0772 | 237.5309 | 237.5309 | 237.5309 | 12.5463 | 250.0772 | 144.0393 | 129.8891 | 129.8891 | 129.8891 | 14.1502 | 144.0393 | 0 | 0 | 0 | 0 | 0 | 0 | 0 | 0 | 0 | 171.8362 | 138.5388 | 138.5388 | 138.5388 | 33.2974 | 171.8362 | 2628.3939 | 2628.3939 | 341.287 | 341.287 | 1907.5528 | 1907.5528 | 0 | 0 | 379.5541 | 379.5541 | 137802306.9403 | 1382422369.0119 | 179498479.0826 | 0 | 1699.7232 | 56.1566 | 0 | 0 | 0 | 288.4303 | 250 | 1216 | 1844.7693 | 304 | 76 | 0.27877
792 | 257.5271 | 950 | 400 | 1600 | 0 | 100% | 95.8219 | 159.4814 | 159.6452 | 159.6452 | 1 | 159.4814 | 97.5204 | 282.4714 | 268.2982 | 268.2982 | 268.2982 | 14.1732 | 282.4714 | 144.0168 | 129.8672 | 129.8672 | 129.8672 | 14.1496 | 144.0168 | 0 | 0 | 0 | 0 | 0 | 0 | 0 | 0 | 0 | 176.6253 | 142.3265 | 142.3265 | 142.3265 | 34.2989 | 176.6253 | 2713.3646 | 2713.3646 | 426.5536 | 426.5536 | 1907.306 | 1907.306 | 0 | 0 | 379.505 | 379.505 | 151816408.0632 | 1382483534.5712 | 174256905.4412 | 0 | 1708.5568 | 57.0421 | 0 | 0 | 0 | 360.5379 | 250 | 1216 | 1844.7693 | 304 | 76 | 0.27071
793 | 309.0325 | 950 | 400 | 1600 | 0 | 100% | 96.484 | 163.7154 | 163.9072 | 163.9072 | 1 | 163.7154 | 97.9212 | 316.1796 | 300.3132 | 300.3132 | 300.3132 | 15.8664 | 316.1796 | 143.995 | 129.846 | 129.846 | 129.846 | 14.149 | 143.995 | 0 | 0 | 0 | 0 | 0 | 0 | 0 | 0 | 0 | 180.2491 | 145.1917 | 145.1917 | 145.1917 | 35.0574 | 180.2491 | 2798.336 | 2798.336 | 511.8023 | 511.8023 | 1907.0748 | 1907.0748 | 0 | 0 | 379.4589 | 379.4589 | 162486068.6267 | 1382540689.1975 | 170552728.4073 | 0 | 1715.5795 | 57.9271 | 0 | 0 | 0 | 432.6455 | 250 | 1216 | 1844.7693 | 304 | 76 | 0.26501
794 | 360.5379 | 950 | 400 | 1600 | 0 | 100% | 97.0205 | 168.0433 | 168.2498 | 168.2498 | 1 | 168.0433 | 98.2359 | 350.3437 | 332.761 | 332.761 | 332.761 | 17.5827 | 350.3437 | 143.9768 | 129.8281 | 129.8281 | 129.8281 | 14.1487 | 143.9768 | 0 | 0 | 0 | 0 | 0 | 0 | 0 | 0 | 0 | 182.9262 | 147.2984 | 147.2984 | 147.2984 | 35.6278 | 182.9262 | 2883.3083 | 2883.3083 | 597.0347 | 597.0347 | 1906.8578 | 1906.8578 | 0 | 0 | 379.4158 | 379.4158 | 170775498.1744 | 1382570642.7151 | 167747129.4285 | 0 | 1721.0933 | 58.8054 | 0 | 0 | 0 | 504.753 | 250 | 1216 | 1844.7693 | 304 | 76 | 0.26069
795 | 412.0433 | 950 | 400 | 1600 | 0 | 100% | 97.4087 | 172.4932 | 172.7103 | 172.7103 | 1 | 172.4932 | 98.467 | 384.882 | 365.564 | 365.564 | 365.564 | 19.318 | 384.882 | 143.9602 | 129.8118 | 129.8118 | 129.8118 | 14.1484 | 143.9602 | 0 | 0 | 0 | 0 | 0 | 0 | 0 | 0 | 0 | 185.4883 | 149.3215 | 149.3215 | 149.3215 | 36.1668 | 185.4883 | 2968.2812 | 2968.2812 | 682.2523 | 682.2523 | 1906.6537 | 1906.6537 | 0 | 0 | 379.3752 | 379.3752 | 177401595.4895 | 1382596386.4316 | 165143262.0347 | 0 | 1725.1412 | 59.6765 | 0 | 0 | 0 | 576.8606 | 250 | 1216 | 1844.7693 | 304 | 76 | 0.25668
796 | 463.5487 | 950 | 400 | 1600 | 0 | 100% | 97.5913 | 177.0481 | 177.2816 | 177.2816 | 1 | 177.0481 | 98.6335 | 419.6884 | 398.6213 | 398.6213 | 398.6213 | 21.0671 | 419.6884 | 143.9447 | 129.7965 | 129.7965 | 129.7965 | 14.1482 | 143.9447 | 0 | 0 | 0 | 0 | 0 | 0 | 0 | 0 | 0 | 188.1327 | 151.4099 | 151.4099 | 151.4099 | 36.7228 | 188.1327 | 3053.2548 | 3053.2548 | 767.4565 | 767.4565 | 1906.4614 | 1906.4614 | 0 | 0 | 379.3369 | 379.3369 | 182866729.5038 | 1382619463.6483 | 162573522.4271 | 0 | 1728.0597 | 60.5337 | 0 | 0 | 0 | 648.9682 | 250 | 1216 | 1844.7693 | 304 | 76 | 0.25272
797 | 515.0541 | 950 | 400 | 1600 | 0 | 100% | 97.8653 | 181.6632 | 181.914 | 181.914 | 1 | 181.6632 | 98.7664 | 454.3791 | 431.5686 | 431.5686 | 431.5686 | 22.8105 | 454.3791 | 143.9302 | 129.7822 | 129.7822 | 129.7822 | 14.148 | 143.9302 | 0 | 0 | 0 | 0 | 0 | 0 | 0 | 0 | 0 | 190.7638 | 153.4937 | 153.4937 | 153.4937 | 37.2701 | 190.7638 | 3138.2289 | 3138.2289 | 852.6482 | 852.6482 | 1906.2799 | 1906.2799 | 0 | 0 | 379.3008 | 379.3008 | 187547964.8814 | 1382640059.3351 | 160199717.0189 | 0 | 1730.3877 | 61.3656 | 0 | 0 | 0 | 721.0758 | 250 | 1216 | 1844.7693 | 304 | 76 | 0.24906
798 | 566.5595 | 950 | 400 | 1600 | 0 | 100% | 98.0023 | 186.3119 | 186.5824 | 186.5824 | 1 | 186.3119 | 98.8721 | 488.9785 | 464.429 | 464.429 | 464.429 | 24.5495 | 488.9785 | 143.9176 | 129.7697 | 129.7697 | 129.7697 | 14.1479 | 143.9176 | 0 | 0 | 0 | 0 | 0 | 0 | 0 | 0 | 0 | 193.2019 | 155.4204 | 155.4204 | 155.4204 | 37.7815 | 193.2019 | 3223.2036 | 3223.2036 | 937.8286 | 937.8286 | 1906.1083 | 1906.1083 | 0 | 0 | 379.2666 | 379.2666 | 191617694.8968 | 1382643150.9166 | 157979075.13 | 0 | 1732.2399 | 62.1711 | 0 | 0 | 0 | 793.1834 | 250 | 1216 | 1844.7693 | 304 | 76 | 0.24564
799 | 618.065 | 950 | 400 | 1600 | 0 | 100% | 98.1507 | 190.9916 | 191.2832 | 191.2832 | 1 | 190.9916 | 98.9597 | 523.1717 | 496.9033 | 496.9033 | 496.9033 | 26.2684 | 523.1717 | 143.9063 | 129.7584 | 129.7584 | 129.7584 | 14.1479 | 143.9063 | 0 | 0 | 0 | 0 | 0 | 0 | 0 | 0 | 0 | 195.6787 | 157.3814 | 157.3814 | 157.3814 | 38.2972 | 195.6787 | 3308.1788 | 3308.1788 | 1022.9986 | 1022.9986 | 1905.9459 | 1905.9459 | 0 | 0 | 379.2343 | 379.2343 | 195308412.3925 | 1382645326.5013 | 155820515.8319 | 0 | 1733.7743 | 62.9489 | 0 | 0 | 0 | 865.2909 | 250 | 1216 | 1844.7693 | 304 | 76 | 0.24232
800 | 669.5704 | 950 | 400 | 1600 | 0 | 100% | 98.242 | 195.6828 | 195.9974 | 195.9974 | 1 | 195.6828 | 99.0387 | 557.0609 | 529.0888 | 529.0888 | 529.0888 | 27.9721 | 557.0609 | 143.8956 | 129.7478 | 129.7478 | 129.7478 | 14.1478 | 143.8956 | 0 | 0 | 0 | 0 | 0 | 0 | 0 | 0 | 0 | 198.0022 | 159.2232 | 159.2232 | 159.2232 | 38.7789 | 198.0022 | 3393.1544 | 3393.1544 | 1108.1589 | 1108.1589 | 1905.7919 | 1905.7919 | 0 | 0 | 379.2037 | 379.2037 | 198663270.4141 | 1382647165.316 | 153847567.9022 | 0 | 1735.158 | 63.6972 | 0 | 0 | 0 | 937.3985 | 250 | 1216 | 1844.7693 | 304 | 76 | 0.23928
801 | 721.0758 | 950 | 400 | 1600 | 0 | 100% | 98.379 | 200.3859 | 200.7178 | 200.7178 | 1 | 200.3859 | 99.101 | 590.5854 | 560.9278 | 560.9278 | 560.9278 | 29.6576 | 590.5854 | 143.8855 | 129.7377 | 129.7377 | 129.7377 | 14.1478 | 143.8855 | 0 | 0 | 0 | 0 | 0 | 0 | 0 | 0 | 0 | 200.2611 | 161.0089 | 161.0089 | 161.0089 | 39.2521 | 200.2611 | 3478.1305 | 3478.1305 | 1193.3103 | 1193.3103 | 1905.6456 | 1905.6456 | 0 | 0 | 379.1746 | 379.1746 | 201731048.9523 | 1382648184.5607 | 151870327.87 | 0 | 1736.2496 | 64.4206 | 0 | 0 | 0 | 1009.5061 | 250 | 1216 | 1844.7693 | 304 | 76 | 0.23623
802 | 772.5812 | 950 | 400 | 1600 | 0 | 100% | 98.4817 | 205.1051 | 205.4387 | 205.4387 | 1 | 205.1051 | 99.1585 | 624.1135 | 592.77 | 592.77 | 592.77 | 31.3435 | 624.1135 | 143.8759 | 129.7281 | 129.7281 | 129.7281 | 14.1478 | 143.8759 | 0 | 0 | 0 | 0 | 0 | 0 | 0 | 0 | 0 | 202.3835 | 162.6883 | 162.6883 | 162.6883 | 39.6953 | 202.3835 | 3563.1069 | 3563.1069 | 1278.4535 | 1278.4535 | 1905.5066 | 1905.5066 | 0 | 0 | 379.1469 | 379.1469 | 204403499.4684 | 1382649023.9654 | 150204016.6964 | 0 | 1737.2565 | 65.1163 | 0 | 0 | 0 | 1081.6137 | 250 | 1216 | 1844.7693 | 304 | 76 | 0.23366
803 | 824.0866 | 950 | 400 | 1600 | 0 | 100% | 98.6301 | 209.8363 | 210.1738 | 210.1738 | 1 | 209.8363 | 99.2059 | 657.7639 | 624.7282 | 624.7282 | 624.7282 | 33.0356 | 657.7639 | 143.8669 | 129.7191 | 129.7191 | 129.7191 | 14.1478 | 143.8669 | 0 | 0 | 0 | 0 | 0 | 0 | 0 | 0 | 0 | 204.3173 | 164.2195 | 164.2195 | 164.2195 | 40.0978 | 204.3173 | 3648.0837 | 3648.0837 | 1363.589 | 1363.589 | 1905.3742 | 1905.3742 | 0 | 0 | 379.1206 | 379.1206 | 206773929.6529 | 1382649606.7548 | 148663609.7151 | 0 | 1738.0871 | 65.7882 | 0 | 0 | 0 | 1153.7213 | 250 | 1216 | 1844.7693 | 304 | 76 | 0.23129
804 | 875.592 | 950 | 400 | 1600 | 0 | 100% | 98.6758 | 214.5828 | 214.9264 | 214.9264 | 1 | 214.5828 | 99.2452 | 691.5183 | 656.7852 | 656.7852 | 656.7852 | 34.7331 | 691.5183 | 143.8582 | 129.7104 | 129.7104 | 129.7104 | 14.1478 | 143.8582 | 0 | 0 | 0 | 0 | 0 | 0 | 0 | 0 | 0 | 206.1445 | 165.6664 | 165.6664 | 165.6664 | 40.4781 | 206.1445 | 3733.0609 | 3733.0609 | 1448.7174 | 1448.7174 | 1905.248 | 1905.248 | 0 | 0 | 379.0955 | 379.0955 | 208890358.5436 | 1382650035.6104 | 147235506.5892 | 0 | 1738.7759 | 66.4366 | 0 | 0 | 0 | 1225.8288 | 250 | 1216 | 1844.7693 | 304 | 76 | 0.22909
805 | 927.0974 | 950 | 400 | 1600 | 0 | 100% | 98.7215 | 219.3414 | 219.6989 | 219.6989 | 1 | 219.3414 | 99.2783 | 725.1968 | 688.7699 | 688.7699 | 688.7699 | 36.4268 | 725.1968 | 143.85 | 129.7022 | 129.7022 | 129.7022 | 14.1478 | 143.85 | 0 | 0 | 0 | 0 | 0 | 0 | 0 | 0 | 0 | 207.9344 | 167.0865 | 167.0865 | 167.0865 | 40.8479 | 207.9344 | 3818.0383 | 3818.0383 | 1533.8391 | 1533.8391 | 1905.1277 | 1905.1277 | 0 | 0 | 379.0715 | 379.0715 | 210858264.9445 | 1382650464.466 | 145847518.725 | 0 | 1739.3562 | 67.0625 | 0 | 0 | 0 | 1297.9364 | 250 | 1216 | 1844.7693 | 304 | 76 | 0.22695
806 | 978.6028 | 950 | 400 | 1600 | 0 | 100% | 98.8242 | 224.1046 | 224.4664 | 224.4664 | 1 | 224.1046 | 99.3091 | 758.8107 | 720.6932 | 720.6932 | 720.6932 | 38.1175 | 758.8107 | 143.8421 | 129.6943 | 129.6943 | 129.6943 | 14.1478 | 143.8421 | 0 | 0 | 0 | 0 | 0 | 0 | 0 | 0 | 0 | 209.6178 | 168.42 | 168.42 | 168.42 | 41.1978 | 209.6178 | 3903.016 | 3903.016 | 1618.9547 | 1618.9547 | 1905.0127 | 1905.0127 | 0 | 0 | 379.0486 | 379.0486 | 212638957.961 | 1382650819.8038 | 144604785.2444 | 0 | 1739.8946 | 67.6659 | 0 | 0 | 0 | 1370.044 | 250 | 1216 | 1844.7693 | 304 | 76 | 0.22504
807 | 1030.1083 | 950 | 400 | 1600 | 0 | 100% | 98.9041 | 228.8726 | 229.2298 | 229.2298 | 1 | 228.8726 | 99.3375 | 792.5109 | 752.6984 | 752.6984 | 752.6984 | 39.8125 | 792.5109 | 143.8346 | 129.6868 | 129.6868 | 129.6868 | 14.1478 | 143.8346 | 0 | 0 | 0 | 0 | 0 | 0 | 0 | 0 | 0 | 211.1573 | 169.6391 | 169.6391 | 169.6391 | 41.5182 | 211.1573 | 3987.994 | 3987.994 | 1704.0645 | 1704.0645 | 1904.9028 | 1904.9028 | 0 | 0 | 379.0268 | 379.0268 | 214219071.8368 | 1382651146.3 | 143523142.7178 | 0 | 1740.3934 | 68.2478 | 0 | 0 | 0 | 1442.1516 | 250 | 1216 | 1844.7693 | 304 | 76 | 0.22337
808 | 20.6022 | 1003.2 | 400 | 1600 | 0 | 100% | 90.9247 | 148.9129 | 148.8986 | 148.8986 | 1 | 148.9129 | 94.0072 | 196.138 | 186.301 | 186.301 | 186.301 | 9.837 | 196.138 | 150.8841 | 136.066 | 136.066 | 136.066 | 14.818 | 150.8841 | 0 | 0 | 0 | 0 | 0 | 0 | 0 | 0 | 0 | 133.5539 | 107.9077 | 107.9077 | 107.9077 | 25.6462 | 133.5539 | 2428.8868 | 2428.8868 | 34.1403 | 34.1403 | 2015.063 | 2015.063 | 0 | 0 | 379.6835 | 379.6835 | 17798349.8546 | 1394037658.0499 | 235170728.7083 | 0 | 1647.0067 | 55.5688 | 0 | 0 | 0 | 28.843 | 264 | 1216 | 1844.7693 | 304 | 76 | 0.36453
809 | 51.5054 | 1003.2 | 400 | 1600 | 0 | 100% | 91.8493 | 150.7167 | 150.7404 | 150.7404 | 1 | 150.7167 | 94.7695 | 202.5295 | 192.3711 | 192.3711 | 192.3711 | 10.1584 | 202.5295 | 150.8706 | 136.0526 | 136.0526 | 136.0526 | 14.8179 | 150.8706 | 0 | 0 | 0 | 0 | 0 | 0 | 0 | 0 | 0 | 139.9465 | 113.007 | 113.007 | 113.007 | 26.9395 | 139.9465 | 2479.8677 | 2479.8677 | 85.343 | 85.343 | 2014.8763 | 2014.8763 | 0 | 0 | 379.6484 | 379.6484 | 43031783.7827 | 1394045908.0456 | 223284206.9437 | 0 | 1660.3619 | 55.937 | 0 | 0 | 0 | 72.1076 | 264 | 1216 | 1844.7693 | 304 | 76 | 0.34626
810 | 154.5162 | 1003.2 | 400 | 1600 | 0 | 100% | 94.3037 | 157.6772 | 157.8024 | 157.8024 | 1 | 157.6772 | 96.6109 | 233.9593 | 222.2213 | 222.2213 | 222.2213 | 11.738 | 233.9593 | 150.8322 | 136.0143 | 136.0143 | 136.0143 | 14.8179 | 150.8322 | 0 | 0 | 0 | 0 | 0 | 0 | 0 | 0 | 0 | 164.4873 | 132.631 | 132.631 | 132.631 | 31.8563 | 164.4873 | 2649.8066 | 2649.8066 | 255.9567 | 255.9567 | 2014.3085 | 2014.3085 | 0 | 0 | 379.5414 | 379.5414 | 111134256.9723 | 1394046680.7914 | 187441300.9429 | 0 | 1692.6222 | 57.3883 | 0 | 0 | 0 | 216.3227 | 264 | 1216 | 1844.7693 | 304 | 76 | 0.29111
811 | 206.0217 | 1003.2 | 400 | 1600 | 0 | 100% | 95.3995 | 161.5359 | 161.6826 | 161.6826 | 1 | 161.5359 | 97.2548 | 258.1173 | 245.1657 | 245.1657 | 245.1657 | 12.9516 | 258.1173 | 150.8101 | 135.9927 | 135.9927 | 135.9927 | 14.8175 | 150.8101 | 0 | 0 | 0 | 0 | 0 | 0 | 0 | 0 | 0 | 174.6361 | 140.7394 | 140.7394 | 140.7394 | 33.8968 | 174.6361 | 2734.7774 | 2734.7774 | 341.2322 | 341.2322 | 2014.0521 | 2014.0521 | 0 | 0 | 379.4931 | 379.4931 | 133493416.1005 | 1394097739.8209 | 176313334.4854 | 0 | 1703.9045 | 58.1704 | 0 | 0 | 0 | 288.4303 | 264 | 1216 | 1844.7693 | 304 | 76 | 0.27398
812 | 257.5271 | 1003.2 | 400 | 1600 | 0 | 100% | 96.1187 | 165.6107 | 165.7719 | 165.7719 | 1 | 165.6107 | 97.7262 | 291.4944 | 276.8664 | 276.8664 | 276.8664 | 14.6281 | 291.4944 | 150.7873 | 135.9705 | 135.9705 | 135.9705 | 14.8168 | 150.7873 | 0 | 0 | 0 | 0 | 0 | 0 | 0 | 0 | 0 | 179.7929 | 144.8258 | 144.8258 | 144.8258 | 34.9671 | 179.7929 | 2819.7491 | 2819.7491 | 426.4894 | 426.4894 | 2013.8119 | 2013.8119 | 0 | 0 | 379.4478 | 379.4478 | 147107996.6915 | 1394161092.4601 | 170894184.8402 | 0 | 1712.1633 | 58.9799 | 0 | 0 | 0 | 360.5379 | 264 | 1216 | 1844.7693 | 304 | 76 | 0.26565
813 | 309.0325 | 1003.2 | 400 | 1600 | 0 | 100% | 96.7808 | 169.8429 | 170.0322 | 170.0322 | 1 | 169.8429 | 98.1034 | 326.1494 | 309.7805 | 309.7805 | 309.7805 | 16.3689 | 326.1494 | 150.7662 | 135.9499 | 135.9499 | 135.9499 | 14.8162 | 150.7662 | 0 | 0 | 0 | 0 | 0 | 0 | 0 | 0 | 0 | 183.6223 | 147.8548 | 147.8548 | 147.8548 | 35.7675 | 183.6223 | 2904.7215 | 2904.7215 | 511.7299 | 511.7299 | 2013.5863 | 2013.5863 | 0 | 0 | 379.4053 | 379.4053 | 157514942.371 | 1394213985.3109 | 167043277.9253 | 0 | 1718.7722 | 59.7886 | 0 | 0 | 0 | 432.6455 | 264 | 1216 | 1844.7693 | 304 | 76 | 0.25972
814 | 360.5379 | 1003.2 | 400 | 1600 | 0 | 100% | 97.1918 | 174.1876 | 174.3916 | 174.3916 | 1 | 174.1876 | 98.3996 | 361.3127 | 343.1772 | 343.1772 | 343.1772 | 18.1355 | 361.3127 | 150.7485 | 135.9326 | 135.9326 | 135.9326 | 14.8159 | 150.7485 | 0 | 0 | 0 | 0 | 0 | 0 | 0 | 0 | 0 | 186.6704 | 150.2612 | 150.2612 | 150.2612 | 36.4092 | 186.6704 | 2989.6946 | 2989.6946 | 596.9553 | 596.9553 | 2013.374 | 2013.374 | 0 | 0 | 379.3653 | 379.3653 | 165570427.9488 | 1394242684.8435 | 164148746.626 | 0 | 1723.9619 | 60.5923 | 0 | 0 | 0 | 504.753 | 264 | 1216 | 1844.7693 | 304 | 76 | 0.25526
815 | 412.0433 | 1003.2 | 400 | 1600 | 0 | 100% | 97.5799 | 178.6624 | 178.8772 | 178.8772 | 1 | 178.6624 | 98.5993 | 396.9832 | 377.0554 | 377.0554 | 377.0554 | 19.9278 | 396.9832 | 150.7322 | 135.9165 | 135.9165 | 135.9165 | 14.8156 | 150.7322 | 0 | 0 | 0 | 0 | 0 | 0 | 0 | 0 | 0 | 189.6261 | 152.6009 | 152.6009 | 152.6009 | 37.0252 | 189.6261 | 3074.6683 | 3074.6683 | 682.1668 | 682.1668 | 2013.1739 | 2013.1739 | 0 | 0 | 379.3276 | 379.3276 | 171975333.3636 | 1394269281.047 | 161215876.0143 | 0 | 1727.4605 | 61.3978 | 0 | 0 | 0 | 576.8606 | 264 | 1216 | 1844.7693 | 304 | 76 | 0.25074
816 | 463.5487 | 1003.2 | 400 | 1600 | 0 | 100% | 97.7397 | 183.2692 | 183.501 | 183.501 | 1 | 183.2692 | 98.7301 | 432.8677 | 411.1367 | 411.1367 | 411.1367 | 21.7311 | 432.8677 | 150.717 | 135.9016 | 135.9016 | 135.9016 | 14.8154 | 150.717 | 0 | 0 | 0 | 0 | 0 | 0 | 0 | 0 | 0 | 193.0016 | 155.2739 | 155.2739 | 155.2739 | 37.7277 | 193.0016 | 3159.6426 | 3159.6426 | 767.3656 | 767.3656 | 2012.985 | 2012.985 | 0 | 0 | 379.292 | 379.292 | 177279496.7691 | 1394291491.8487 | 158180440.2394 | 0 | 1729.7514 | 62.1945 | 0 | 0 | 0 | 648.9682 | 264 | 1216 | 1844.7693 | 304 | 76 | 0.24606
817 | 515.0541 | 1003.2 | 400 | 1600 | 0 | 100% | 97.9452 | 187.8995 | 188.1504 | 188.1504 | 1 | 187.8995 | 98.8497 | 468.6337 | 445.1051 | 445.1051 | 445.1051 | 23.5286 | 468.6337 | 150.7028 | 135.8876 | 135.8876 | 135.8876 | 14.8152 | 150.7028 | 0 | 0 | 0 | 0 | 0 | 0 | 0 | 0 | 0 | 195.9385 | 157.6004 | 157.6004 | 157.6004 | 38.3381 | 195.9385 | 3244.6174 | 3244.6174 | 852.5528 | 852.5528 | 2012.8063 | 2012.8063 | 0 | 0 | 379.2583 | 379.2583 | 181832407.6942 | 1394309280.3748 | 155704403.7983 | 0 | 1731.8461 | 62.9608 | 0 | 0 | 0 | 721.0758 | 264 | 1216 | 1844.7693 | 304 | 76 | 0.24225
818 | 566.5595 | 1003.2 | 400 | 1600 | 0 | 100% | 98.1393 | 192.5539 | 192.8259 | 192.8259 | 1 | 192.5539 | 98.9455 | 504.2255 | 478.9079 | 478.9079 | 478.9079 | 25.3176 | 504.2255 | 150.6907 | 135.8756 | 135.8756 | 135.8756 | 14.8151 | 150.6907 | 0 | 0 | 0 | 0 | 0 | 0 | 0 | 0 | 0 | 198.5993 | 159.7067 | 159.7067 | 159.7067 | 38.8925 | 198.5993 | 3329.5927 | 3329.5927 | 937.7292 | 937.7292 | 2012.6371 | 2012.6371 | 0 | 0 | 379.2264 | 379.2264 | 185819037.6602 | 1394311676.5465 | 153395179.9594 | 0 | 1733.5259 | 63.7034 | 0 | 0 | 0 | 793.1834 | 264 | 1216 | 1844.7693 | 304 | 76 | 0.23869
819 | 618.065 | 1003.2 | 400 | 1600 | 0 | 100% | 98.242 | 197.2349 | 197.5277 | 197.5277 | 1 | 197.2349 | 99.0291 | 539.3802 | 512.2954 | 512.2954 | 512.2954 | 27.0848 | 539.3802 | 150.6797 | 135.8646 | 135.8646 | 135.8646 | 14.8151 | 150.6797 | 0 | 0 | 0 | 0 | 0 | 0 | 0 | 0 | 0 | 201.2514 | 161.8081 | 161.8081 | 161.8081 | 39.4433 | 201.2514 | 3414.5685 | 3414.5685 | 1022.8957 | 1022.8957 | 2012.4765 | 2012.4765 | 0 | 0 | 379.1962 | 379.1962 | 189431501.3436 | 1394313260.3711 | 151245292.4849 | 0 | 1734.9901 | 64.4197 | 0 | 0 | 0 | 865.2909 | 264 | 1216 | 1844.7693 | 304 | 76 | 0.23538
820 | 669.5704 | 1003.2 | 400 | 1600 | 0 | 100% | 98.379 | 201.9249 | 202.2389 | 202.2389 | 1 | 201.9249 | 99.1035 | 574.2768 | 545.4376 | 545.4376 | 545.4376 | 28.8392 | 574.2768 | 150.6692 | 135.8541 | 135.8541 | 135.8541 | 14.8151 | 150.6692 | 0 | 0 | 0 | 0 | 0 | 0 | 0 | 0 | 0 | 203.6876 | 163.7367 | 163.7367 | 163.7367 | 39.9509 | 203.6876 | 3499.5446 | 3499.5446 | 1108.0531 | 1108.0531 | 2012.3241 | 2012.3241 | 0 | 0 | 379.1675 | 379.1675 | 192690127.6651 | 1394314614.7485 | 149288496.4896 | 0 | 1736.2932 | 65.1103 | 0 | 0 | 0 | 937.3985 | 264 | 1216 | 1844.7693 | 304 | 76 | 0.23237
821 | 721.0758 | 1003.2 | 400 | 1600 | 0 | 100% | 98.4932 | 206.6311 | 206.9584 | 206.9584 | 1 | 206.6311 | 99.1647 | 608.8814 | 578.3023 | 578.3023 | 578.3023 | 30.579 | 608.8814 | 150.6593 | 135.8442 | 135.8442 | 135.8442 | 14.8151 | 150.6593 | 0 | 0 | 0 | 0 | 0 | 0 | 0 | 0 | 0 | 206.0682 | 165.6223 | 165.6223 | 165.6223 | 40.4459 | 206.0682 | 3584.5212 | 3584.5212 | 1193.202 | 1193.202 | 2012.179 | 2012.179 | 0 | 0 | 379.1401 | 379.1401 | 195634329.437 | 1394315665.5375 | 147415376.9597 | 0 | 1737.3654 | 65.7781 | 0 | 0 | 0 | 1009.5061 | 264 | 1216 | 1844.7693 | 304 | 76 | 0.22948
822 | 772.5812 | 1003.2 | 400 | 1600 | 0 | 100% | 98.6073 | 211.3518 | 211.6841 | 211.6841 | 1 | 211.3518 | 99.216 | 643.549 | 611.2268 | 611.2268 | 611.2268 | 32.3222 | 643.549 | 150.6499 | 135.8348 | 135.8348 | 135.8348 | 14.8151 | 150.6499 | 0 | 0 | 0 | 0 | 0 | 0 | 0 | 0 | 0 | 208.2627 | 167.3598 | 167.3598 | 167.3598 | 40.9029 | 208.2627 | 3669.498 | 3669.498 | 1278.3429 | 1278.3429 | 2012.041 | 2012.041 | 0 | 0 | 379.1141 | 379.1141 | 198209195.9195 | 1394316461.0976 | 145738065.249 | 0 | 1738.2637 | 66.4232 | 0 | 0 | 0 | 1081.6137 | 264 | 1216 | 1844.7693 | 304 | 76 | 0.2269
823 | 824.0866 | 1003.2 | 400 | 1600 | 0 | 100% | 98.6758 | 216.0907 | 216.431 | 216.431 | 1 | 216.0907 | 99.2509 | 678.2315 | 644.1652 | 644.1652 | 644.1652 | 34.0662 | 678.2315 | 150.6409 | 135.8259 | 135.8259 | 135.8259 | 14.8151 | 150.6409 | 0 | 0 | 0 | 0 | 0 | 0 | 0 | 0 | 0 | 210.383 | 169.0386 | 169.0386 | 169.0386 | 41.3444 | 210.383 | 3754.4753 | 3754.4753 | 1363.4766 | 1363.4766 | 2011.9093 | 2011.9093 | 0 | 0 | 379.0893 | 379.0893 | 200526603.7105 | 1394317025.1179 | 144031572.3461 | 0 | 1738.8752 | 67.0494 | 0 | 0 | 0 | 1153.7213 | 264 | 1216 | 1844.7693 | 304 | 76 | 0.22427
824 | 875.592 | 1003.2 | 400 | 1600 | 0 | 100% | 98.6872 | 220.8493 | 221.196 | 221.196 | 1 | 220.8493 | 99.2836 | 712.9889 | 677.1748 | 677.1748 | 677.1748 | 35.8142 | 712.9889 | 150.6324 | 135.8173 | 135.8173 | 135.8173 | 14.8151 | 150.6324 | 0 | 0 | 0 | 0 | 0 | 0 | 0 | 0 | 0 | 212.4563 | 170.6834 | 170.6834 | 170.6834 | 41.7729 | 212.4563 | 3839.4528 | 3839.4528 | 1448.6034 | 1448.6034 | 2011.7837 | 2011.7837 | 0 | 0 | 379.0657 | 379.0657 | 202593096.6847 | 1394317398.1848 | 142538566.7164 | 0 | 1739.4491 | 67.6529 | 0 | 0 | 0 | 1225.8288 | 264 | 1216 | 1844.7693 | 304 | 76 | 0.22197
825 | 927.0974 | 1003.2 | 400 | 1600 | 0 | 100% | 98.79 | 225.6153 | 225.9721 | 225.9721 | 1 | 225.6153 | 99.3139 | 747.7004 | 710.1405 | 710.1405 | 710.1405 | 37.5599 | 747.7004 | 150.6243 | 135.8092 | 135.8092 | 135.8092 | 14.8151 | 150.6243 | 0 | 0 | 0 | 0 | 0 | 0 | 0 | 0 | 0 | 214.42 | 172.2414 | 172.2414 | 172.2414 | 42.1787 | 214.42 | 3924.4306 | 3924.4306 | 1533.7239 | 1533.7239 | 2011.6637 | 2011.6637 | 0 | 0 | 379.043 | 379.043 | 204492727.3089 | 1394317657.4572 | 141169052.2385 | 0 | 1739.9794 | 68.235 | 0 | 0 | 0 | 1297.9364 | 264 | 1216 | 1844.7693 | 304 | 76 | 0.21986
826 | 978.6028 | 1003.2 | 400 | 1600 | 0 | 100% | 98.8699 | 230.3852 | 230.7467 | 230.7467 | 1 | 230.3852 | 99.3432 | 782.3812 | 743.077 | 743.077 | 743.077 | 39.3042 | 782.3812 | 150.6165 | 135.8014 | 135.8014 | 135.8014 | 14.8151 | 150.6165 | 0 | 0 | 0 | 0 | 0 | 0 | 0 | 0 | 0 | 216.2506 | 173.6943 | 173.6943 | 173.6943 | 42.5563 | 216.2506 | 4009.4087 | 4009.4087 | 1618.8384 | 1618.8384 | 2011.5489 | 2011.5489 | 0 | 0 | 379.0214 | 379.0214 | 206216108.6078 | 1394317916.7297 | 139959455.7945 | 0 | 1740.4935 | 68.7963 | 0 | 0 | 0 | 1370.044 | 264 | 1216 | 1844.7693 | 304 | 76 | 0.21799
827 | 1030.1083 | 1003.2 | 400 | 1600 | 0 | 100% | 98.9498 | 235.1534 | 235.5139 | 235.5139 | 1 | 235.1534 | 99.371 | 817.1159 | 776.0647 | 776.0647 | 776.0647 | 41.0513 | 817.1159 | 150.609 | 135.794 | 135.794 | 135.794 | 14.815 | 150.609 | 0 | 0 | 0 | 0 | 0 | 0 | 0 | 0 | 0 | 217.8703 | 174.979 | 174.979 | 174.979 | 42.8913 | 217.8703 | 4094.387 | 4094.387 | 1703.9473 | 1703.9473 | 2011.439 | 2011.439 | 0 | 0 | 379.0007 | 379.0007 | 207762442.833 | 1394318103.794 | 138898954.2002 | 0 | 1740.9795 | 69.3383 | 0 | 0 | 0 | 1442.1516 | 264 | 1216 | 1844.7693 | 304 | 76 | 0.21636
828 | 206.0217 | 22.8 | 600 | 2400 | 0 | 100% | 6.9292 | 183.6101 | 245.7574 | 245.7574 | 1 | 183.6101 | 27.1365 | 91.2312 | 86.6908 | 86.6908 | 86.6908 | 4.5404 | 91.2312 | 57.1842 | 51.6093 | 51.6093 | 51.6093 | 5.5749 | 57.1842 | 0 | 0 | 0 | 0 | 0 | 0 | 0 | 0 | 0 | 11335.9459 | 9133.0171 | 9133.0171 | 9133.0171 | 2202.9288 | 11335.9459 | 964.0147 | 964.0147 | 344.19 | 344.19 | 46.1707 | 46.1707 | 0 | 0 | 573.654 | 573.654 | 384430313.9915 | 84212608.3755 | 6788414.6923 | 0 | 475.4313 | 0.40617 | 0 | 0 | 0 | 288.4303 | 6 | 1824 | 2767.1539 | 456 | 114 | 0.0069723
829 | 257.5271 | 22.8 | 600 | 2400 | 0 | 100% | 15.7192 | 168.6355 | 183.1268 | 183.1268 | 1 | 168.6355 | 32.5632 | 98.0776 | 93.191 | 93.191 | 93.191 | 4.8866 | 98.0776 | 57.121 | 51.5463 | 51.5463 | 51.5463 | 5.5747 | 57.121 | 0 | 0 | 0 | 0 | 0 | 0 | 0 | 0 | 0 | 1287.2121 | 1037.8031 | 1037.8031 | 1037.8031 | 249.409 | 1287.2121 | 1048.8145 | 1048.8145 | 429.7263 | 429.7263 | 46.1158 | 46.1158 | 0 | 0 | 572.9724 | 572.9724 | 442587055.6385 | 84215037.1991 | 43704306.2413 | 0 | 570.5064 | 0.26075 | 0 | 0 | 0 | 360.5379 | 6 | 1824 | 2767.1539 | 456 | 114 | 0.044888
830 | 309.0325 | 22.8 | 600 | 2400 | 0 | 100% | 22.8881 | 158.454 | 164.9848 | 164.9848 | 1 | 158.454 | 37.9246 | 106.9931 | 101.6573 | 101.6573 | 101.6573 | 5.3358 | 106.9931 | 57.0697 | 51.495 | 51.495 | 51.495 | 5.5747 | 57.0697 | 0 | 0 | 0 | 0 | 0 | 0 | 0 | 0 | 0 | 554.0401 | 447.3583 | 447.3583 | 447.3583 | 106.6818 | 554.0401 | 1133.6466 | 1133.6466 | 515.1657 | 515.1657 | 46.0706 | 46.0706 | 0 | 0 | 572.4103 | 572.4103 | 484626411.3872 | 84215986.0495 | 95596900.9335 | 0 | 664.4393 | 0.1725 | 0 | 0 | 0 | 432.6455 | 6 | 1824 | 2767.1539 | 456 | 114 | 0.098186
831 | 360.5379 | 22.8 | 600 | 2400 | 0 | 100% | 29.3607 | 150.8433 | 154.3196 | 154.3196 | 1 | 150.8433 | 43.2407 | 116.9173 | 111.082 | 111.082 | 111.082 | 5.8353 | 116.9173 | 57.0269 | 51.4523 | 51.4523 | 51.4523 | 5.5746 | 57.0269 | 0 | 0 | 0 | 0 | 0 | 0 | 0 | 0 | 0 | 328.2975 | 265.3791 | 265.3791 | 265.3791 | 62.9184 | 328.2975 | 1218.5031 | 1218.5031 | 600.5316 | 600.5316 | 46.0326 | 46.0326 | 0 | 0 | 571.9389 | 571.9389 | 515452009.3858 | 84216491.519 | 157909248.712 | 0 | 757.5777 | 0.11201 | 0 | 0 | 0 | 504.753 | 6 | 1824 | 2767.1539 | 456 | 114 | 0.16219
832 | 412.0433 | 22.8 | 600 | 2400 | 0 | 100% | 35.7763 | 145.0054 | 146.7689 | 146.7689 | 1 | 145.0054 | 48.5249 | 127.2951 | 120.9377 | 120.9377 | 120.9377 | 6.3575 | 127.2951 | 56.9906 | 51.416 | 51.416 | 51.416 | 5.5746 | 56.9906 | 0 | 0 | 0 | 0 | 0 | 0 | 0 | 0 | 0 | 226.7335 | 183.4974 | 183.4974 | 183.4974 | 43.2361 | 226.7335 | 1303.3787 | 1303.3787 | 685.8406 | 685.8406 | 46.0004 | 46.0004 | 0 | 0 | 571.5378 | 571.5378 | 539904685.8634 | 84216749.8759 | 226034953.8523 | 0 | 850.1564 | 0.078572 | 0 | 0 | 0 | 576.8606 | 6 | 1824 | 2767.1539 | 456 | 114 | 0.23216
833 | 463.5487 | 22.8 | 600 | 2400 | 0 | 100% | 41.2443 | 141.1599 | 141.8511 | 141.8511 | 1 | 141.1599 | 53.3276 | 137.7348 | 130.8521 | 130.8521 | 130.8521 | 6.8828 | 137.7348 | 56.9595 | 51.3849 | 51.3849 | 51.3849 | 5.5746 | 56.9595 | 0 | 0 | 0 | 0 | 0 | 0 | 0 | 0 | 0 | 174.5257 | 141.413 | 141.413 | 141.413 | 33.1127 | 174.5257 | 1388.2694 | 1388.2694 | 771.1044 | 771.1044 | 45.9726 | 45.9726 | 0 | 0 | 571.1924 | 571.1924 | 560650580.9642 | 84216790.7488 | 289431867.9686 | 0 | 934.2992 | 0.98506 | 0 | 0 | 0 | 648.9682 | 6 | 1824 | 2767.1539 | 456 | 114 | 0.29727
834 | 515.0541 | 22.8 | 600 | 2400 | 0 | 100% | 46.3128 | 139.8667 | 140.0535 | 140.0535 | 1 | 139.8667 | 57.4575 | 148.0568 | 140.6545 | 140.6545 | 140.6545 | 7.4023 | 148.0568 | 56.9325 | 51.3579 | 51.3579 | 51.3579 | 5.5746 | 56.9325 | 0 | 0 | 0 | 0 | 0 | 0 | 0 | 0 | 0 | 146.9439 | 119.3778 | 119.3778 | 119.3778 | 27.5661 | 146.9439 | 1473.1721 | 1473.1721 | 856.3318 | 856.3318 | 45.9484 | 45.9484 | 0 | 0 | 570.8919 | 570.8919 | 578892753.4833 | 84216790.7488 | 343545422.6703 | 0 | 1006.655 | 2.9578 | 0 | 0 | 0 | 721.0758 | 6 | 1824 | 2767.1539 | 456 | 114 | 0.35285
835 | 566.5595 | 22.8 | 600 | 2400 | 0 | 100% | 50.468 | 139.7663 | 139.6808 | 139.6808 | 1 | 139.7663 | 60.8875 | 158.3185 | 150.3996 | 150.3996 | 150.3996 | 7.9188 | 158.3185 | 56.9087 | 51.3341 | 51.3341 | 51.3341 | 5.5746 | 56.9087 | 0 | 0 | 0 | 0 | 0 | 0 | 0 | 0 | 0 | 129.0571 | 104.8928 | 104.8928 | 104.8928 | 24.1642 | 129.0571 | 1558.0848 | 1558.0848 | 941.5296 | 941.5296 | 45.9271 | 45.9271 | 0 | 0 | 570.628 | 570.628 | 594945085.2123 | 84216790.7488 | 387586842.2419 | 0 | 1066.7487 | 5.7735 | 0 | 0 | 0 | 793.1834 | 6 | 1824 | 2767.1539 | 456 | 114 | 0.39808
836 | 618.065 | 22.8 | 600 | 2400 | 0 | 100% | 53.8813 | 140.931 | 140.6742 | 140.6742 | 1 | 140.931 | 63.8987 | 168.4822 | 160.0518 | 160.0518 | 160.0518 | 8.4305 | 168.4822 | 56.8877 | 51.3131 | 51.3131 | 51.3131 | 5.5746 | 56.8877 | 0 | 0 | 0 | 0 | 0 | 0 | 0 | 0 | 0 | 117.4536 | 95.5379 | 95.5379 | 95.5379 | 21.9156 | 117.4536 | 1643.0056 | 1643.0056 | 1026.7028 | 1026.7028 | 45.9083 | 45.9083 | 0 | 0 | 570.3945 | 570.3945 | 609388893.061 | 84216790.7488 | 425898897.9622 | 0 | 1119.5046 | 8.8081 | 0 | 0 | 0 | 865.2909 | 6 | 1824 | 2767.1539 | 456 | 114 | 0.43743
837 | 669.5704 | 22.8 | 600 | 2400 | 0 | 100% | 56.8836 | 142.6323 | 142.2523 | 142.2523 | 1 | 142.6323 | 66.5822 | 178.5628 | 169.6248 | 169.6248 | 169.6248 | 8.938 | 178.5628 | 56.869 | 51.2944 | 51.2944 | 51.2944 | 5.5746 | 56.869 | 0 | 0 | 0 | 0 | 0 | 0 | 0 | 0 | 0 | 108.7313 | 88.4936 | 88.4936 | 88.4936 | 20.2377 | 108.7313 | 1727.9333 | 1727.9333 | 1111.8554 | 1111.8554 | 45.8916 | 45.8916 | 0 | 0 | 570.1863 | 570.1863 | 622506739.0806 | 84216790.7488 | 459797060.1121 | 0 | 1166.5206 | 11.8695 | 0 | 0 | 0 | 937.3985 | 6 | 1824 | 2767.1539 | 456 | 114 | 0.47225
838 | 721.0758 | 22.8 | 600 | 2400 | 0 | 100% | 59.5776 | 144.7097 | 144.2199 | 144.2199 | 1 | 144.7097 | 69.0089 | 188.5664 | 179.1248 | 179.1248 | 179.1248 | 9.4416 | 188.5664 | 56.8522 | 51.2776 | 51.2776 | 51.2776 | 5.5746 | 56.8522 | 0 | 0 | 0 | 0 | 0 | 0 | 0 | 0 | 0 | 101.8578 | 82.9179 | 82.9179 | 82.9179 | 18.9398 | 101.8578 | 1812.8668 | 1812.8668 | 1196.9907 | 1196.9907 | 45.8766 | 45.8766 | 0 | 0 | 569.9996 | 569.9996 | 634395074.4555 | 84216790.7488 | 490424029.6546 | 0 | 1209.0359 | 14.8608 | 0 | 0 | 0 | 1009.5061 | 6 | 1824 | 2767.1539 | 456 | 114 | 0.50371
839 | 772.5812 | 22.8 | 600 | 2400 | 0 | 100% | 62.5571 | 147.053 | 146.4577 | 146.4577 | 1 | 147.053 | 71.2416 | 198.5486 | 188.6043 | 188.6043 | 188.6043 | 9.9442 | 198.5486 | 56.837 | 51.2624 | 51.2624 | 51.2624 | 5.5746 | 56.837 | 0 | 0 | 0 | 0 | 0 | 0 | 0 | 0 | 0 | 96.2499 | 78.371 | 78.371 | 78.371 | 17.8789 | 96.2499 | 1897.8052 | 1897.8052 | 1282.1111 | 1282.1111 | 45.863 | 45.863 | 0 | 0 | 569.8311 | 569.8311 | 645035079.9856 | 84216790.7488 | 518901543.5323 | 0 | 1248.1534 | 17.7099 | 0 | 0 | 0 | 1081.6137 | 6 | 1824 | 2767.1539 | 456 | 114 | 0.53295
840 | 824.0866 | 22.8 | 600 | 2400 | 0 | 100% | 64.9543 | 149.6225 | 148.9633 | 148.9633 | 1 | 149.6225 | 73.2576 | 208.5415 | 198.0941 | 198.0941 | 198.0941 | 10.4474 | 208.5415 | 56.8233 | 51.2487 | 51.2487 | 51.2487 | 5.5746 | 56.8233 | 0 | 0 | 0 | 0 | 0 | 0 | 0 | 0 | 0 | 91.5907 | 74.5931 | 74.5931 | 74.5931 | 16.9976 | 91.5907 | 1982.7479 | 1982.7479 | 1367.2187 | 1367.2187 | 45.8507 | 45.8507 | 0 | 0 | 569.6785 | 569.6785 | 654670449.0757 | 84216790.7488 | 544585823.6295 | 0 | 1283.4731 | 20.4613 | 0 | 0 | 0 | 1153.7213 | 6 | 1824 | 2767.1539 | 456 | 114 | 0.55948
841 | 875.592 | 22.8 | 600 | 2400 | 0 | 100% | 67.1233 | 152.3561 | 151.6317 | 151.6317 | 1 | 152.3561 | 75.1403 | 218.5126 | 207.5631 | 207.5631 | 207.5631 | 10.9495 | 218.5126 | 56.8108 | 51.2362 | 51.2362 | 51.2362 | 5.5746 | 56.8108 | 0 | 0 | 0 | 0 | 0 | 0 | 0 | 0 | 0 | 87.6457 | 71.3933 | 71.3933 | 71.3933 | 16.2525 | 87.6457 | 2067.6943 | 2067.6943 | 1452.3153 | 1452.3153 | 45.8395 | 45.8395 | 0 | 0 | 569.5394 | 569.5394 | 663512104.6022 | 84216790.7488 | 568729279.2628 | 0 | 1316.4582 | 23.042 | 0 | 0 | 0 | 1225.8288 | 6 | 1824 | 2767.1539 | 456 | 114 | 0.58445
842 | 927.0974 | 22.8 | 600 | 2400 | 0 | 100% | 69.4635 | 155.2311 | 154.4441 | 154.4441 | 1 | 155.2311 | 76.88 | 228.4669 | 217.0162 | 217.0162 | 217.0162 | 11.4507 | 228.4669 | 56.7994 | 51.2248 | 51.2248 | 51.2248 | 5.5746 | 56.7994 | 0 | 0 | 0 | 0 | 0 | 0 | 0 | 0 | 0 | 84.2621 | 68.6451 | 68.6451 | 68.6451 | 15.617 | 84.2621 | 2152.6438 | 2152.6438 | 1537.4023 | 1537.4023 | 45.8293 | 45.8293 | 0 | 0 | 569.4123 | 569.4123 | 671570083.6543 | 84216790.7488 | 591150676.1981 | 0 | 1346.9376 | 25.4886 | 0 | 0 | 0 | 1297.9364 | 6 | 1824 | 2767.1539 | 456 | 114 | 0.60768
843 | 978.6028 | 22.8 | 600 | 2400 | 0 | 100% | 71.3356 | 158.3721 | 157.5803 | 157.5803 | 1 | 158.3721 | 78.3624 | 238.423 | 226.471 | 226.471 | 226.471 | 11.952 | 238.423 | 56.7888 | 51.2143 | 51.2143 | 51.2143 | 5.5746 | 56.7888 | 0 | 0 | 0 | 0 | 0 | 0 | 0 | 0 | 0 | 81.4829 | 66.3812 | 66.3812 | 66.3812 | 15.1018 | 81.4829 | 2237.5962 | 2237.5962 | 1622.4808 | 1622.4808 | 45.8199 | 45.8199 | 0 | 0 | 569.2955 | 569.2955 | 678949541.4873 | 84216790.7488 | 609743069.2294 | 0 | 1372.9094 | 27.9313 | 0 | 0 | 0 | 1370.044 | 6 | 1824 | 2767.1539 | 456 | 114 | 0.62697
844 | 1030.1083 | 22.8 | 600 | 2400 | 0 | 100% | 72.911 | 161.8122 | 161.0247 | 161.0247 | 1 | 161.8122 | 79.6339 | 248.3701 | 235.9172 | 235.9172 | 235.9172 | 12.4529 | 248.3701 | 56.7792 | 51.2046 | 51.2046 | 51.2046 | 5.5746 | 56.7792 | 0 | 0 | 0 | 0 | 0 | 0 | 0 | 0 | 0 | 79.2593 | 64.5649 | 64.5649 | 64.5649 | 14.6944 | 79.2593 | 2322.5511 | 2322.5511 | 1707.5519 | 1707.5519 | 45.8112 | 45.8112 | 0 | 0 | 569.188 | 569.188 | 685770404.9977 | 84216790.7488 | 625199576.6911 | 0 | 1395.1868 | 30.3342 | 0 | 0 | 0 | 1442.1516 | 6 | 1824 | 2767.1539 | 456 | 114 | 0.64305
845 | 154.5162 | 53.2 | 600 | 2400 | 0 | 100% | 0.31963 | 172.3258 | 76.907 | 76.907 | 1 | 172.3258 | 27.9922 | 90.1468 | 85.6621 | 85.6621 | 85.6621 | 4.4847 | 90.1468 | 57.2466 | 51.6675 | 51.6675 | 51.6675 | 5.5791 | 57.2466 | 0 | 0 | 0 | 0 | 0 | 0 | 0 | 0 | 0 | 0 | 0 | 0 | 0 | 0 | 0 | 939.8905 | 939.8905 | 258.2421 | 258.2421 | 107.7731 | 107.7731 | 0 | 0 | 573.8753 | 573.8753 | 293748175.0093 | 196284014.1691 | 391941.976 | 0 | 490.4241 | 0.29178 | 0 | 0 | 0 | 216.3227 | 14 | 1824 | 2767.1539 | 456 | 114 | 0.00040256
846 | 206.0217 | 53.2 | 600 | 2400 | 0 | 100% | 9.5548 | 158.9616 | 190.0647 | 190.0647 | 1 | 158.9616 | 33.5303 | 92.3523 | 87.7523 | 87.7523 | 87.7523 | 4.6 | 92.3523 | 57.1645 | 51.5871 | 51.5871 | 51.5871 | 5.5774 | 57.1645 | 0 | 0 | 0 | 0 | 0 | 0 | 0 | 0 | 0 | 5230.6285 | 4215.1859 | 4215.1859 | 4215.1859 | 1015.4426 | 5230.6285 | 1024.6792 | 1024.6792 | 343.8892 | 343.8892 | 107.6374 | 107.6374 | 0 | 0 | 573.1526 | 573.1526 | 378568715.4793 | 196366509.3655 | 12516065.6358 | 0 | 587.4513 | 0.24089 | 0 | 0 | 0 | 288.4303 | 14 | 1824 | 2767.1539 | 456 | 114 | 0.012855
847 | 257.5271 | 53.2 | 600 | 2400 | 0 | 100% | 18.0594 | 150.0531 | 160.5244 | 160.5244 | 1 | 150.0531 | 38.9383 | 100.3753 | 95.3708 | 95.3708 | 95.3708 | 5.0045 | 100.3753 | 57.1008 | 51.5244 | 51.5244 | 51.5244 | 5.5764 | 57.1008 | 0 | 0 | 0 | 0 | 0 | 0 | 0 | 0 | 0 | 1013.7421 | 817.7234 | 817.7234 | 817.7234 | 196.0188 | 1013.7421 | 1109.5031 | 1109.5031 | 429.417 | 429.417 | 107.5261 | 107.5261 | 0 | 0 | 572.56 | 572.56 | 431540410.0163 | 196425749.8954 | 54232128.5613 | 0 | 682.1983 | 0.15409 | 0 | 0 | 0 | 360.5379 | 14 | 1824 | 2767.1539 | 456 | 114 | 0.055701
848 | 309.0325 | 53.2 | 600 | 2400 | 0 | 100% | 25.5251 | 143.7019 | 148.8738 | 148.8738 | 1 | 143.7019 | 44.2836 | 110.306 | 104.8019 | 104.8019 | 104.8019 | 5.5041 | 110.306 | 57.0497 | 51.4739 | 51.4739 | 51.4739 | 5.5757 | 57.0497 | 0 | 0 | 0 | 0 | 0 | 0 | 0 | 0 | 0 | 476.8952 | 385.327 | 385.327 | 385.327 | 91.5682 | 476.8952 | 1194.3533 | 1194.3533 | 514.855 | 514.855 | 107.4332 | 107.4332 | 0 | 0 | 572.0651 | 572.0651 | 469211912.7437 | 196469121.3072 | 110166790.8077 | 0 | 775.8478 | 0.096066 | 0 | 0 | 0 | 432.6455 | 14 | 1824 | 2767.1539 | 456 | 114 | 0.11315
849 | 360.5379 | 53.2 | 600 | 2400 | 0 | 100% | 32.2717 | 138.7277 | 141.5847 | 141.5847 | 1 | 138.7277 | 49.5879 | 121.0267 | 114.9834 | 114.9834 | 114.9834 | 6.0433 | 121.0267 | 57.0082 | 51.4328 | 51.4328 | 51.4328 | 5.5754 | 57.0082 | 0 | 0 | 0 | 0 | 0 | 0 | 0 | 0 | 0 | 295.0798 | 238.7215 | 238.7215 | 238.7215 | 56.3584 | 295.0798 | 1279.2239 | 1279.2239 | 600.2238 | 600.2238 | 107.3544 | 107.3544 | 0 | 0 | 571.6457 | 571.6457 | 497415958.7997 | 196481167.2291 | 174882252.7759 | 0 | 868.7794 | 0.065204 | 0 | 0 | 0 | 504.753 | 14 | 1824 | 2767.1539 | 456 | 114 | 0.17962
850 | 412.0433 | 53.2 | 600 | 2400 | 0 | 100% | 38.9384 | 134.8933 | 136.355 | 136.355 | 1 | 134.8933 | 54.7532 | 132.0155 | 125.4196 | 125.4196 | 125.4196 | 6.596 | 132.0155 | 56.9733 | 51.3981 | 51.3981 | 51.3981 | 5.5751 | 56.9733 | 0 | 0 | 0 | 0 | 0 | 0 | 0 | 0 | 0 | 209.9651 | 170.0719 | 170.0719 | 170.0719 | 39.8933 | 209.9651 | 1364.1106 | 1364.1106 | 685.5381 | 685.5381 | 107.2868 | 107.2868 | 0 | 0 | 571.2857 | 571.2857 | 520223566.5622 | 196489297.2521 | 242563954.5555 | 0 | 959.2768 | 0.25946 | 0 | 0 | 0 | 576.8606 | 14 | 1824 | 2767.1539 | 456 | 114 | 0.24913
851 | 463.5487 | 53.2 | 600 | 2400 | 0 | 100% | 44.5205 | 133.3976 | 134.0835 | 134.0835 | 1 | 133.3976 | 59.2095 | 142.9752 | 135.828 | 135.828 | 135.828 | 7.1473 | 142.9752 | 56.9434 | 51.3685 | 51.3685 | 51.3685 | 5.575 | 56.9434 | 0 | 0 | 0 | 0 | 0 | 0 | 0 | 0 | 0 | 168.4828 | 136.8815 | 136.8815 | 136.8815 | 31.6014 | 168.4828 | 1449.0102 | 1449.0102 | 770.8086 | 770.8086 | 107.2282 | 107.2282 | 0 | 0 | 570.9734 | 570.9734 | 539729485.761 | 196494882.4442 | 301125806.0164 | 0 | 1037.3502 | 1.6758 | 0 | 0 | 0 | 648.9682 | 14 | 1824 | 2767.1539 | 456 | 114 | 0.30928
852 | 515.0541 | 53.2 | 600 | 2400 | 0 | 100% | 49.726 | 132.992 | 133.2608 | 133.2608 | 1 | 132.992 | 62.9971 | 153.8507 | 146.1562 | 146.1562 | 146.1562 | 7.6944 | 153.8507 | 56.9176 | 51.3428 | 51.3428 | 51.3428 | 5.5748 | 56.9176 | 0 | 0 | 0 | 0 | 0 | 0 | 0 | 0 | 0 | 143.3563 | 116.5378 | 116.5378 | 116.5378 | 26.8185 | 143.3563 | 1533.9202 | 1533.9202 | 856.0436 | 856.0436 | 107.1768 | 107.1768 | 0 | 0 | 570.6998 | 570.6998 | 556738285.2379 | 196498507.9384 | 350471912.9026 | 0 | 1103.7087 | 3.9601 | 0 | 0 | 0 | 721.0758 | 14 | 1824 | 2767.1539 | 456 | 114 | 0.35996
853 | 566.5595 | 53.2 | 600 | 2400 | 0 | 100% | 53.5502 | 133.96 | 134.0099 | 134.0099 | 1 | 133.96 | 66.1436 | 164.6358 | 156.3986 | 156.3986 | 156.3986 | 8.2371 | 164.6358 | 56.8951 | 51.3204 | 51.3204 | 51.3204 | 5.5748 | 56.8951 | 0 | 0 | 0 | 0 | 0 | 0 | 0 | 0 | 0 | 127.9727 | 104.0689 | 104.0689 | 104.0689 | 23.9038 | 127.9727 | 1618.8389 | 1618.8389 | 941.2493 | 941.2493 | 107.1314 | 107.1314 | 0 | 0 | 570.4581 | 570.4581 | 571771852.8139 | 196500734.6195 | 390562759.0451 | 0 | 1158.8353 | 6.8813 | 0 | 0 | 0 | 793.1834 | 14 | 1824 | 2767.1539 | 456 | 114 | 0.40114
854 | 618.065 | 53.2 | 600 | 2400 | 0 | 100% | 57.2032 | 135.6376 | 135.5353 | 135.5353 | 1 | 135.6376 | 68.9818 | 175.3461 | 166.57 | 166.57 | 166.57 | 8.7761 | 175.3461 | 56.8753 | 51.3006 | 51.3006 | 51.3006 | 5.5747 | 56.8753 | 0 | 0 | 0 | 0 | 0 | 0 | 0 | 0 | 0 | 117.1664 | 95.3546 | 95.3546 | 95.3546 | 21.8118 | 117.1664 | 1703.7647 | 1703.7647 | 1026.4305 | 1026.4305 | 107.091 | 107.091 | 0 | 0 | 570.2432 | 570.2432 | 585207670.96 | 196502166.7938 | 426850581.3601 | 0 | 1208.5604 | 9.8221 | 0 | 0 | 0 | 865.2909 | 14 | 1824 | 2767.1539 | 456 | 114 | 0.43841
855 | 669.5704 | 53.2 | 600 | 2400 | 0 | 100% | 60.3425 | 137.7352 | 137.5135 | 137.5135 | 1 | 137.7352 | 71.5137 | 185.9912 | 176.6793 | 176.6793 | 176.6793 | 9.3119 | 185.9912 | 56.8577 | 51.283 | 51.283 | 51.283 | 5.5747 | 56.8577 | 0 | 0 | 0 | 0 | 0 | 0 | 0 | 0 | 0 | 108.9688 | 88.7363 | 88.7363 | 88.7363 | 20.2325 | 108.9688 | 1788.6967 | 1788.6967 | 1111.5911 | 1111.5911 | 107.0549 | 107.0549 | 0 | 0 | 570.0507 | 570.0507 | 597284307.6306 | 196503203.2941 | 459132392.5053 | 0 | 1252.9199 | 12.7743 | 0 | 0 | 0 | 937.3985 | 14 | 1824 | 2767.1539 | 456 | 114 | 0.47157
856 | 721.0758 | 53.2 | 600 | 2400 | 0 | 100% | 63.3105 | 140.0569 | 139.7433 | 139.7433 | 1 | 140.0569 | 73.7995 | 196.5728 | 186.7282 | 186.7282 | 186.7282 | 9.8445 | 196.5728 | 56.8418 | 51.2672 | 51.2672 | 51.2672 | 5.5747 | 56.8418 | 0 | 0 | 0 | 0 | 0 | 0 | 0 | 0 | 0 | 102.3203 | 83.3431 | 83.3431 | 83.3431 | 18.9772 | 102.3203 | 1873.6338 | 1873.6338 | 1196.7341 | 1196.7341 | 107.0223 | 107.0223 | 0 | 0 | 569.8774 | 569.8774 | 608190391.5082 | 196504092.3562 | 488272430.4903 | 0 | 1292.9669 | 15.6587 | 0 | 0 | 0 | 1009.5061 | 14 | 1824 | 2767.1539 | 456 | 114 | 0.5015
857 | 772.5812 | 53.2 | 600 | 2400 | 0 | 100% | 66.1416 | 142.6774 | 142.2864 | 142.2864 | 1 | 142.6774 | 75.8471 | 207.1413 | 196.7647 | 196.7647 | 196.7647 | 10.3765 | 207.1413 | 56.8275 | 51.2529 | 51.2529 | 51.2529 | 5.5746 | 56.8275 | 0 | 0 | 0 | 0 | 0 | 0 | 0 | 0 | 0 | 97.0186 | 79.0411 | 79.0411 | 79.0411 | 17.9775 | 97.0186 | 1958.5753 | 1958.5753 | 1281.862 | 1281.862 | 106.9929 | 106.9929 | 0 | 0 | 569.7204 | 569.7204 | 617961206.6005 | 196504669.8295 | 514375628.5489 | 0 | 1328.8415 | 18.4706 | 0 | 0 | 0 | 1081.6137 | 14 | 1824 | 2767.1539 | 456 | 114 | 0.52838
858 | 824.0866 | 53.2 | 600 | 2400 | 0 | 100% | 68.5274 | 145.4666 | 145.0242 | 145.0242 | 1 | 145.4666 | 77.7153 | 217.6936 | 206.7859 | 206.7859 | 206.7859 | 10.9077 | 217.6936 | 56.8145 | 51.2399 | 51.2399 | 51.2399 | 5.5746 | 56.8145 | 0 | 0 | 0 | 0 | 0 | 0 | 0 | 0 | 0 | 92.588 | 75.4456 | 75.4456 | 75.4456 | 17.1424 | 92.588 | 2043.5207 | 2043.5207 | 1366.9769 | 1366.9769 | 106.9661 | 106.9661 | 0 | 0 | 569.5777 | 569.5777 | 626872762.128 | 196505094.8895 | 538194610.3544 | 0 | 1361.5725 | 21.1581 | 0 | 0 | 0 | 1153.7213 | 14 | 1824 | 2767.1539 | 456 | 114 | 0.55299
859 | 875.592 | 53.2 | 600 | 2400 | 0 | 100% | 70.8333 | 148.4326 | 147.9538 | 147.9538 | 1 | 148.4326 | 79.4025 | 228.2346 | 216.7962 | 216.7962 | 216.7962 | 11.4384 | 228.2346 | 56.8027 | 51.2281 | 51.2281 | 51.2281 | 5.5746 | 56.8027 | 0 | 0 | 0 | 0 | 0 | 0 | 0 | 0 | 0 | 88.8837 | 72.4377 | 72.4377 | 72.4377 | 16.446 | 88.8837 | 2128.4694 | 2128.4694 | 1452.0805 | 1452.0805 | 106.9416 | 106.9416 | 0 | 0 | 569.4473 | 569.4473 | 634932923.6095 | 196505425.1595 | 559693039.7712 | 0 | 1391.1314 | 23.7388 | 0 | 0 | 0 | 1225.8288 | 14 | 1824 | 2767.1539 | 456 | 114 | 0.57528
860 | 927.0974 | 53.2 | 600 | 2400 | 0 | 100% | 72.8311 | 151.62 | 151.1137 | 151.1137 | 1 | 151.62 | 80.9025 | 238.7629 | 226.7945 | 226.7945 | 226.7945 | 11.9684 | 238.7629 | 56.7918 | 51.2172 | 51.2172 | 51.2172 | 5.5746 | 56.7918 | 0 | 0 | 0 | 0 | 0 | 0 | 0 | 0 | 0 | 85.8403 | 69.9615 | 69.9615 | 69.9615 | 15.8788 | 85.8403 | 2213.421 | 2213.421 | 1537.1741 | 1537.1741 | 106.9191 | 106.9191 | 0 | 0 | 569.3278 | 569.3278 | 642334639.103 | 196505655.2673 | 578571203.1989 | 0 | 1417.4115 | 26.2388 | 0 | 0 | 0 | 1297.9364 | 14 | 1824 | 2767.1539 | 456 | 114 | 0.59486
861 | 978.6028 | 53.2 | 600 | 2400 | 0 | 100% | 74.7146 | 155.02 | 154.5079 | 154.5079 | 1 | 155.02 | 82.2021 | 249.2781 | 236.7803 | 236.7803 | 236.7803 | 12.4978 | 249.2781 | 56.7819 | 51.2073 | 51.2073 | 51.2073 | 5.5746 | 56.7819 | 0 | 0 | 0 | 0 | 0 | 0 | 0 | 0 | 0 | 83.335 | 67.9168 | 67.9168 | 67.9168 | 15.4182 | 83.335 | 2298.3752 | 2298.3752 | 1622.2591 | 1622.2591 | 106.8985 | 106.8985 | 0 | 0 | 569.2177 | 569.2177 | 649136970.2222 | 196505782.7523 | 594538807.3049 | 0 | 1440.1816 | 28.6762 | 0 | 0 | 0 | 1370.044 | 14 | 1824 | 2767.1539 | 456 | 114 | 0.61147
862 | 1030.1083 | 53.2 | 600 | 2400 | 0 | 100% | 76.29 | 158.6254 | 158.1178 | 158.1178 | 1 | 158.6254 | 83.3315 | 259.7785 | 246.752 | 246.752 | 246.752 | 13.0265 | 259.7785 | 56.7727 | 51.1981 | 51.1981 | 51.1981 | 5.5746 | 56.7727 | 0 | 0 | 0 | 0 | 0 | 0 | 0 | 0 | 0 | 81.287 | 66.2424 | 66.2424 | 66.2424 | 15.0446 | 81.287 | 2383.3317 | 2383.3317 | 1707.3363 | 1707.3363 | 106.8794 | 106.8794 | 0 | 0 | 569.1161 | 569.1161 | 655423901.6371 | 196505845.0805 | 608037723.1973 | 0 | 1459.9675 | 31.0411 | 0 | 0 | 0 | 1442.1516 | 14 | 1824 | 2767.1539 | 456 | 114 | 0.62553
863 | 103.0108 | 102.6 | 600 | 2400 | 0 | 100% | 0.057078 | 149.2508 | 68.4413 | 68.4413 | 1 | 149.2508 | 32.787 | 89.9123 | 85.4383 | 85.4383 | 85.4383 | 4.474 | 89.9123 | 57.35 | 51.7597 | 51.7597 | 51.7597 | 5.5903 | 57.35 | 0 | 0 | 0 | 0 | 0 | 0 | 0 | 0 | 0 | 0 | 0 | 0 | 0 | 0 | 0 | 953.672 | 953.672 | 172.123 | 172.123 | 207.8018 | 207.8018 | 0 | 0 | 573.7472 | 573.7472 | 196332973.333 | 377714601.6884 | 381058.0766 | 0 | 574.4286 | 0.051055 | 0 | 0 | 0 | 144.2152 | 27 | 1824 | 2767.1539 | 456 | 114 | 0.00039138
864 | 154.5162 | 102.6 | 600 | 2400 | 0 | 100% | 3.5388 | 140.6155 | 166.7655 | 166.7655 | 1 | 140.6155 | 38.3788 | 91.0195 | 86.4851 | 86.4851 | 86.4851 | 4.5344 | 91.0195 | 57.2312 | 51.6464 | 51.6464 | 51.6464 | 5.5848 | 57.2312 | 0 | 0 | 0 | 0 | 0 | 0 | 0 | 0 | 0 | 14006.0833 | 11284.7782 | 11284.7782 | 11284.7782 | 2721.305 | 14006.0833 | 1038.4672 | 1038.4672 | 257.87 | 257.87 | 207.5487 | 207.5487 | 0 | 0 | 573.0484 | 573.0484 | 289719417.8297 | 378099050.2391 | 4578252.4027 | 0 | 672.3967 | 0.13523 | 0 | 0 | 0 | 216.3227 | 27 | 1824 | 2767.1539 | 456 | 114 | 0.0047022
865 | 206.0217 | 102.6 | 600 | 2400 | 0 | 100% | 14.0639 | 134.671 | 147.9282 | 147.9282 | 1 | 134.671 | 43.8795 | 95.8689 | 91.0884 | 91.0884 | 91.0884 | 4.7805 | 95.8689 | 57.1496 | 51.5677 | 51.5677 | 51.5677 | 5.5819 | 57.1496 | 0 | 0 | 0 | 0 | 0 | 0 | 0 | 0 | 0 | 2088.103 | 1683.8193 | 1683.8193 | 1683.8193 | 404.2837 | 2088.103 | 1123.2958 | 1123.2958 | 343.4817 | 343.4817 | 207.3405 | 207.3405 | 0 | 0 | 572.4735 | 572.4735 | 363012071.0167 | 378315540.5247 | 27441407.6425 | 0 | 768.769 | 0.10369 | 0 | 0 | 0 | 288.4303 | 27 | 1824 | 2767.1539 | 456 | 114 | 0.028185
866 | 257.5271 | 102.6 | 600 | 2400 | 0 | 100% | 22.9566 | 130.5594 | 136.8398 | 136.8398 | 1 | 130.5594 | 49.2605 | 105.9248 | 100.6386 | 100.6386 | 100.6386 | 5.2862 | 105.9248 | 57.0875 | 51.5074 | 51.5074 | 51.5074 | 5.5801 | 57.0875 | 0 | 0 | 0 | 0 | 0 | 0 | 0 | 0 | 0 | 694.4226 | 560.9737 | 560.9737 | 560.9737 | 133.449 | 694.4226 | 1208.1497 | 1208.1497 | 428.9912 | 428.9912 | 207.1662 | 207.1662 | 0 | 0 | 571.9923 | 571.9923 | 407837399.9228 | 378461585.6086 | 76744595.3585 | 0 | 863.0436 | 0.066068 | 0 | 0 | 0 | 360.5379 | 27 | 1824 | 2767.1539 | 456 | 114 | 0.078823
867 | 309.0325 | 102.6 | 600 | 2400 | 0 | 100% | 30.6164 | 127.3355 | 130.8467 | 130.8467 | 1 | 127.3355 | 54.5852 | 117.3399 | 111.4801 | 111.4801 | 111.4801 | 5.8598 | 117.3399 | 57.0377 | 51.4589 | 51.4589 | 51.4589 | 5.5788 | 57.0377 | 0 | 0 | 0 | 0 | 0 | 0 | 0 | 0 | 0 | 377.3371 | 305.2924 | 305.2924 | 305.2924 | 72.0447 | 377.3371 | 1293.0232 | 1293.0232 | 514.4215 | 514.4215 | 207.0182 | 207.0182 | 0 | 0 | 571.5835 | 571.5835 | 440279017.0449 | 378570139.5534 | 137484413.6272 | 0 | 956.3336 | 0.047006 | 0 | 0 | 0 | 432.6455 | 27 | 1824 | 2767.1539 | 456 | 114 | 0.14121
868 | 360.5379 | 102.6 | 600 | 2400 | 0 | 100% | 38.0708 | 124.8614 | 126.8913 | 126.8913 | 1 | 124.8614 | 59.7658 | 129.2467 | 122.7885 | 122.7885 | 122.7885 | 6.4582 | 129.2467 | 56.9968 | 51.4189 | 51.4189 | 51.4189 | 5.5779 | 56.9968 | 0 | 0 | 0 | 0 | 0 | 0 | 0 | 0 | 0 | 251.7188 | 203.9331 | 203.9331 | 203.9331 | 47.7857 | 251.7188 | 1377.9122 | 1377.9122 | 599.7894 | 599.7894 | 206.8908 | 206.8908 | 0 | 0 | 571.232 | 571.232 | 465201339.0866 | 378654593.3466 | 203241527.1275 | 0 | 1047.0975 | 0.22382 | 0 | 0 | 0 | 504.753 | 27 | 1824 | 2767.1539 | 456 | 114 | 0.20875
869 | 412.0433 | 102.6 | 600 | 2400 | 0 | 100% | 45.0342 | 123.6466 | 124.7691 | 124.7691 | 1 | 123.6466 | 64.377 | 141.279 | 134.216 | 134.216 | 134.216 | 7.063 | 141.279 | 56.9622 | 51.385 | 51.385 | 51.385 | 5.5772 | 56.9622 | 0 | 0 | 0 | 0 | 0 | 0 | 0 | 0 | 0 | 191.7875 | 155.5701 | 155.5701 | 155.5701 | 36.2174 | 191.7875 | 1462.8136 | 1462.8136 | 685.1069 | 685.1069 | 206.7802 | 206.7802 | 0 | 0 | 570.9265 | 570.9265 | 485604672.9978 | 378726280.2556 | 263554349.7474 | 0 | 1127.8853 | 1.2839 | 0 | 0 | 0 | 576.8606 | 27 | 1824 | 2767.1539 | 456 | 114 | 0.27069
870 | 463.5487 | 102.6 | 600 | 2400 | 0 | 100% | 51.21 | 123.983 | 124.6001 | 124.6001 | 1 | 123.983 | 68.2847 | 153.2582 | 145.5929 | 145.5929 | 145.5929 | 7.6653 | 153.2582 | 56.9326 | 51.3559 | 51.3559 | 51.3559 | 5.5767 | 56.9326 | 0 | 0 | 0 | 0 | 0 | 0 | 0 | 0 | 0 | 160.2583 | 130.3425 | 130.3425 | 130.3425 | 29.9158 | 160.2583 | 1547.7251 | 1547.7251 | 770.3835 | 770.3835 | 206.6831 | 206.6831 | 0 | 0 | 570.6585 | 570.6585 | 503026861.2615 | 378786571.0102 | 314534233.379 | 0 | 1196.3477 | 3.2524 | 0 | 0 | 0 | 648.9682 | 27 | 1824 | 2767.1539 | 456 | 114 | 0.32305
871 | 515.0541 | 102.6 | 600 | 2400 | 0 | 100% | 55.8904 | 125.2453 | 125.597 | 125.597 | 1 | 125.2453 | 71.4536 | 165.1793 | 156.9145 | 156.9145 | 156.9145 | 8.2648 | 165.1793 | 56.9069 | 51.3307 | 51.3307 | 51.3307 | 5.5762 | 56.9069 | 0 | 0 | 0 | 0 | 0 | 0 | 0 | 0 | 0 | 141.1414 | 114.8439 | 114.8439 | 114.8439 | 26.2975 | 141.1414 | 1632.645 | 1632.645 | 855.6262 | 855.6262 | 206.5973 | 206.5973 | 0 | 0 | 570.4215 | 570.4215 | 518009256.2579 | 378839304.4703 | 355018708.1703 | 0 | 1251.8673 | 5.9987 | 0 | 0 | 0 | 721.0758 | 27 | 1824 | 2767.1539 | 456 | 114 | 0.36463
872 | 566.5595 | 102.6 | 600 | 2400 | 0 | 100% | 60 | 127.0496 | 127.2336 | 127.2336 | 1 | 127.0496 | 74.2914 | 177.0745 | 168.2114 | 168.2114 | 168.2114 | 8.8631 | 177.0745 | 56.8844 | 51.3085 | 51.3085 | 51.3085 | 5.5759 | 56.8844 | 0 | 0 | 0 | 0 | 0 | 0 | 0 | 0 | 0 | 127.7065 | 103.9491 | 103.9491 | 103.9491 | 23.7574 | 127.7065 | 1717.572 | 1717.572 | 940.8406 | 940.8406 | 206.5209 | 206.5209 | 0 | 0 | 570.2105 | 570.2105 | 531069212.0396 | 378883586.1591 | 391632763.7995 | 0 | 1301.5856 | 8.8167 | 0 | 0 | 0 | 793.1834 | 27 | 1824 | 2767.1539 | 456 | 114 | 0.40224
873 | 618.065 | 102.6 | 600 | 2400 | 0 | 100% | 63.8356 | 129.2684 | 129.3292 | 129.3292 | 1 | 129.2684 | 76.8329 | 188.8914 | 179.4338 | 179.4338 | 179.4338 | 9.4576 | 188.8914 | 56.8648 | 51.2891 | 51.2891 | 51.2891 | 5.5756 | 56.8648 | 0 | 0 | 0 | 0 | 0 | 0 | 0 | 0 | 0 | 117.862 | 96.0148 | 96.0148 | 96.0148 | 21.8473 | 117.862 | 1802.5048 | 1802.5048 | 1026.0311 | 1026.0311 | 206.4524 | 206.4524 | 0 | 0 | 570.0213 | 570.0213 | 542713843.8133 | 378910828.0204 | 424487677.3401 | 0 | 1346.1123 | 11.6479 | 0 | 0 | 0 | 865.2909 | 27 | 1824 | 2767.1539 | 456 | 114 | 0.43598
874 | 669.5704 | 102.6 | 600 | 2400 | 0 | 100% | 66.9749 | 131.9386 | 131.9258 | 131.9258 | 1 | 131.9386 | 78.9341 | 200.6348 | 190.5864 | 190.5864 | 190.5864 | 10.0484 | 200.6348 | 56.8475 | 51.272 | 51.272 | 51.272 | 5.5754 | 56.8475 | 0 | 0 | 0 | 0 | 0 | 0 | 0 | 0 | 0 | 110.718 | 90.246 | 90.246 | 90.246 | 20.472 | 110.718 | 1887.4427 | 1887.4427 | 1111.2013 | 1111.2013 | 206.3906 | 206.3906 | 0 | 0 | 569.8508 | 569.8508 | 553194897.0656 | 378923119.8174 | 450807302.3167 | 0 | 1382.9253 | 14.6595 | 0 | 0 | 0 | 937.3985 | 27 | 1824 | 2767.1539 | 456 | 114 | 0.46302
875 | 721.0758 | 102.6 | 600 | 2400 | 0 | 100% | 69.9201 | 134.8295 | 134.7383 | 134.7383 | 1 | 134.8295 | 80.8554 | 212.3313 | 201.6943 | 201.6943 | 201.6943 | 10.6369 | 212.3313 | 56.832 | 51.2567 | 51.2567 | 51.2567 | 5.5753 | 56.832 | 0 | 0 | 0 | 0 | 0 | 0 | 0 | 0 | 0 | 105.0049 | 85.6047 | 85.6047 | 85.6047 | 19.4003 | 105.0049 | 1972.3849 | 1972.3849 | 1196.3539 | 1196.3539 | 206.3347 | 206.3347 | 0 | 0 | 569.6963 | 569.6963 | 562529081.3267 | 378932863.6086 | 475124511.6075 | 0 | 1416.5865 | 17.5224 | 0 | 0 | 0 | 1009.5061 | 27 | 1824 | 2767.1539 | 456 | 114 | 0.48804
876 | 772.5812 | 102.6 | 600 | 2400 | 0 | 100% | 72.3858 | 137.9398 | 137.8021 | 137.8021 | 1 | 137.9398 | 82.5165 | 224.0189 | 212.7939 | 212.7939 | 212.7939 | 11.2251 | 224.0189 | 56.8181 | 51.2429 | 51.2429 | 51.2429 | 5.5752 | 56.8181 | 0 | 0 | 0 | 0 | 0 | 0 | 0 | 0 | 0 | 100.4118 | 81.8671 | 81.8671 | 81.8671 | 18.5447 | 100.4118 | 2057.3308 | 2057.3308 | 1281.4914 | 1281.4914 | 206.2837 | 206.2837 | 0 | 0 | 569.5557 | 569.5557 | 570955982.1893 | 378940773.2034 | 495792611.489 | 0 | 1445.6894 | 20.3418 | 0 | 0 | 0 | 1081.6137 | 27 | 1824 | 2767.1539 | 456 | 114 | 0.50942
877 | 824.0866 | 102.6 | 600 | 2400 | 0 | 100% | 74.6575 | 141.2353 | 141.0624 | 141.0624 | 1 | 141.2353 | 83.9982 | 235.6653 | 223.8542 | 223.8542 | 223.8542 | 11.8112 | 235.6653 | 56.8055 | 51.2304 | 51.2304 | 51.2304 | 5.5751 | 56.8055 | 0 | 0 | 0 | 0 | 0 | 0 | 0 | 0 | 0 | 96.6854 | 78.8373 | 78.8373 | 78.8373 | 17.8481 | 96.6854 | 2142.28 | 2142.28 | 1366.6157 | 1366.6157 | 206.2372 | 206.2372 | 0 | 0 | 569.4272 | 569.4272 | 578642406.8925 | 378947208.4135 | 514058184.5495 | 0 | 1471.6478 | 23.0514 | 0 | 0 | 0 | 1153.7213 | 27 | 1824 | 2767.1539 | 456 | 114 | 0.52838
878 | 875.592 | 102.6 | 600 | 2400 | 0 | 100% | 76.5753 | 144.6468 | 144.4491 | 144.4491 | 1 | 144.6468 | 85.3225 | 247.2985 | 234.9018 | 234.9018 | 234.9018 | 12.3967 | 247.2985 | 56.794 | 51.219 | 51.219 | 51.219 | 5.575 | 56.794 | 0 | 0 | 0 | 0 | 0 | 0 | 0 | 0 | 0 | 93.5253 | 76.2638 | 76.2638 | 76.2638 | 17.2615 | 93.5253 | 2227.2321 | 2227.2321 | 1451.7284 | 1451.7284 | 206.1945 | 206.1945 | 0 | 0 | 569.3092 | 569.3092 | 585556639.2875 | 378952793.5657 | 530340355.0281 | 0 | 1494.8498 | 25.6368 | 0 | 0 | 0 | 1225.8288 | 27 | 1824 | 2767.1539 | 456 | 114 | 0.5453
879 | 927.0974 | 102.6 | 600 | 2400 | 0 | 100% | 78.2306 | 148.25 | 148.0522 | 148.0522 | 1 | 148.25 | 86.4494 | 258.9377 | 245.9552 | 245.9552 | 245.9552 | 12.9825 | 258.9377 | 56.7835 | 51.2086 | 51.2086 | 51.2086 | 5.5749 | 56.7835 | 0 | 0 | 0 | 0 | 0 | 0 | 0 | 0 | 0 | 90.9648 | 74.174 | 74.174 | 74.174 | 16.7907 | 90.9648 | 2312.1867 | 2312.1867 | 1536.8309 | 1536.8309 | 206.1551 | 206.1551 | 0 | 0 | 569.2006 | 569.2006 | 591865861.684 | 378957183.5156 | 543769729.1531 | 0 | 1514.5928 | 28.1602 | 0 | 0 | 0 | 1297.9364 | 27 | 1824 | 2767.1539 | 456 | 114 | 0.5593
880 | 978.6028 | 102.6 | 600 | 2400 | 0 | 100% | 79.7603 | 152.0324 | 151.8355 | 151.8355 | 1 | 152.0324 | 87.4288 | 270.5603 | 256.9928 | 256.9928 | 256.9928 | 13.5675 | 270.5603 | 56.7739 | 51.199 | 51.199 | 51.199 | 5.5749 | 56.7739 | 0 | 0 | 0 | 0 | 0 | 0 | 0 | 0 | 0 | 88.9048 | 72.4906 | 72.4906 | 72.4906 | 16.4142 | 88.9048 | 2397.1435 | 2397.1435 | 1621.9244 | 1621.9244 | 206.1188 | 206.1188 | 0 | 0 | 569.1003 | 569.1003 | 597673551.0188 | 378960573.6029 | 555118809.1495 | 0 | 1531.7529 | 30.5808 | 0 | 0 | 0 | 1370.044 | 27 | 1824 | 2767.1539 | 456 | 114 | 0.57115
881 | 1030.1083 | 102.6 | 600 | 2400 | 0 | 100% | 81.1872 | 155.9063 | 155.6894 | 155.6894 | 1 | 155.9063 | 88.3334 | 282.1767 | 268.0245 | 268.0245 | 268.0245 | 14.1522 | 282.1767 | 56.7651 | 51.1902 | 51.1902 | 51.1902 | 5.5748 | 56.7651 | 0 | 0 | 0 | 0 | 0 | 0 | 0 | 0 | 0 | 87.1313 | 71.0372 | 71.0372 | 71.0372 | 16.0941 | 87.1313 | 2482.1023 | 2482.1023 | 1707.0099 | 1707.0099 | 206.0851 | 206.0851 | 0 | 0 | 569.0073 | 569.0073 | 602979238.6569 | 378963217.8182 | 565658834.8913 | 0 | 1547.6013 | 32.8561 | 0 | 0 | 0 | 1442.1516 | 27 | 1824 | 2767.1539 | 456 | 114 | 0.58211
882 | 51.5054 | 152 | 600 | 2400 | 0 | 100% | 0.034247 | 132.5311 | 62.2752 | 62.2752 | 1 | 132.5311 | 37.4864 | 89.628 | 85.1672 | 85.1672 | 85.1672 | 4.4608 | 89.628 | 57.5055 | 51.899 | 51.899 | 51.899 | 5.6065 | 57.5055 | 0 | 0 | 0 | 0 | 0 | 0 | 0 | 0 | 0 | 0 | 0 | 0 | 0 | 0 | 0 | 967.4546 | 967.4546 | 86.0429 | 86.0429 | 307.7882 | 307.7882 | 0 | 0 | 573.6235 | 573.6235 | 98383505.4074 | 557895156.1716 | 482882.5351 | 0 | 656.7615 | 0.035946 | 0 | 0 | 0 | 72.1076 | 40 | 1824 | 2767.1539 | 456 | 114 | 0.00049596
883 | 154.5162 | 152 | 600 | 2400 | 0 | 100% | 9.0868 | 122.8489 | 131.574 | 131.574 | 1 | 122.8489 | 48.7099 | 94.9033 | 90.1703 | 90.1703 | 90.1703 | 4.733 | 94.9033 | 57.2255 | 51.6355 | 51.6355 | 51.6355 | 5.5901 | 57.2255 | 0 | 0 | 0 | 0 | 0 | 0 | 0 | 0 | 0 | 3171.8025 | 2557.0847 | 2557.0847 | 2557.0847 | 614.7179 | 3171.8025 | 1137.0892 | 1137.0892 | 257.5735 | 257.5735 | 307.1261 | 307.1261 | 0 | 0 | 572.3896 | 572.3896 | 276777812.8609 | 559597122.2518 | 17023317.7006 | 0 | 853.3983 | 0.067492 | 0 | 0 | 0 | 216.3227 | 40 | 1824 | 2767.1539 | 456 | 114 | 0.017484
884 | 206.0217 | 152 | 600 | 2400 | 0 | 100% | 20.0799 | 119.9839 | 126.4504 | 126.4504 | 1 | 119.9839 | 54.179 | 102.1796 | 97.0798 | 97.0798 | 97.0798 | 5.0999 | 102.1796 | 57.1426 | 51.5565 | 51.5565 | 51.5565 | 5.5861 | 57.1426 | 0 | 0 | 0 | 0 | 0 | 0 | 0 | 0 | 0 | 1076.4389 | 868.9626 | 868.9626 | 868.9626 | 207.4764 | 1076.4389 | 1221.9466 | 1221.9466 | 343.1504 | 343.1504 | 306.8748 | 306.8748 | 0 | 0 | 571.9214 | 571.9214 | 339669451.8443 | 560012407.4165 | 49534587.1645 | 0 | 949.2164 | 0.052465 | 0 | 0 | 0 | 288.4303 | 40 | 1824 | 2767.1539 | 456 | 114 | 0.050876
885 | 257.5271 | 152 | 600 | 2400 | 0 | 100% | 29.6119 | 118.0512 | 121.9451 | 121.9451 | 1 | 118.0512 | 59.5164 | 113.9786 | 108.2861 | 108.2861 | 108.2861 | 5.6925 | 113.9786 | 57.0805 | 51.497 | 51.497 | 51.497 | 5.5835 | 57.0805 | 0 | 0 | 0 | 0 | 0 | 0 | 0 | 0 | 0 | 500.0001 | 404.522 | 404.522 | 404.522 | 95.4781 | 500.0001 | 1306.8229 | 1306.8229 | 428.6391 | 428.6391 | 306.661 | 306.661 | 0 | 0 | 571.5228 | 571.5228 | 378337850.2989 | 560286373.4518 | 104103219.0077 | 0 | 1042.7274 | 0.075937 | 0 | 0 | 0 | 360.5379 | 40 | 1824 | 2767.1539 | 456 | 114 | 0.10692
886 | 309.0325 | 152 | 600 | 2400 | 0 | 100% | 38.1507 | 116.614 | 118.9855 | 118.9855 | 1 | 116.614 | 64.6589 | 126.8632 | 120.5235 | 120.5235 | 120.5235 | 6.3397 | 126.8632 | 57.0319 | 51.4501 | 51.4501 | 51.4501 | 5.5818 | 57.0319 | 0 | 0 | 0 | 0 | 0 | 0 | 0 | 0 | 0 | 309.3122 | 250.6175 | 250.6175 | 250.6175 | 58.6947 | 309.3122 | 1391.7141 | 1391.7141 | 514.0579 | 514.0579 | 306.4767 | 306.4767 | 0 | 0 | 571.1794 | 571.1794 | 406735551.2427 | 560480458.9746 | 165607996.0661 | 0 | 1132.824 | 0.33967 | 0 | 0 | 0 | 432.6455 | 40 | 1824 | 2767.1539 | 456 | 114 | 0.17009
887 | 360.5379 | 152 | 600 | 2400 | 0 | 100% | 46.6438 | 115.9569 | 117.4357 | 117.4357 | 1 | 115.9569 | 69.3859 | 140.0821 | 133.0784 | 133.0784 | 133.0784 | 7.0037 | 140.0821 | 56.9918 | 51.4113 | 51.4113 | 51.4113 | 5.5805 | 56.9918 | 0 | 0 | 0 | 0 | 0 | 0 | 0 | 0 | 0 | 224.3089 | 181.9827 | 181.9827 | 181.9827 | 42.3262 | 224.3089 | 1476.6172 | 1476.6172 | 599.4203 | 599.4203 | 306.3164 | 306.3164 | 0 | 0 | 570.8805 | 570.8805 | 428796334.2773 | 560631251.8834 | 226212639.622 | 0 | 1215.6402 | 1.1539 | 0 | 0 | 0 | 504.753 | 40 | 1824 | 2767.1539 | 456 | 114 | 0.23234
888 | 412.0433 | 152 | 600 | 2400 | 0 | 100% | 53.79 | 116.3903 | 117.2704 | 117.2704 | 1 | 116.3903 | 73.3254 | 153.4803 | 145.8033 | 145.8033 | 145.8033 | 7.6769 | 153.4803 | 56.958 | 51.3785 | 51.3785 | 51.3785 | 5.5795 | 56.958 | 0 | 0 | 0 | 0 | 0 | 0 | 0 | 0 | 0 | 180.9147 | 146.9323 | 146.9323 | 146.9323 | 33.9824 | 180.9147 | 1561.5302 | 1561.5302 | 684.7368 | 684.7368 | 306.1755 | 306.1755 | 0 | 0 | 570.618 | 570.618 | 446600711.9401 | 560753912.836 | 277306712.6996 | 0 | 1284.6613 | 2.9608 | 0 | 0 | 0 | 576.8606 | 40 | 1824 | 2767.1539 | 456 | 114 | 0.28482
889 | 463.5487 | 152 | 600 | 2400 | 0 | 100% | 59.3037 | 118.1834 | 118.7525 | 118.7525 | 1 | 118.1834 | 76.4762 | 166.8486 | 158.4997 | 158.4997 | 158.4997 | 8.3488 | 166.8486 | 56.9291 | 51.3503 | 51.3503 | 51.3503 | 5.5787 | 56.9291 | 0 | 0 | 0 | 0 | 0 | 0 | 0 | 0 | 0 | 158.0483 | 128.6771 | 128.6771 | 128.6771 | 29.3712 | 158.0483 | 1646.4514 | 1646.4514 | 770.0151 | 770.0151 | 306.0508 | 306.0508 | 0 | 0 | 570.3855 | 570.3855 | 461604856.9297 | 560855114.8009 | 317403376.2727 | 0 | 1339.8633 | 5.5853 | 0 | 0 | 0 | 648.9682 | 40 | 1824 | 2767.1539 | 456 | 114 | 0.326
890 | 515.0541 | 152 | 600 | 2400 | 0 | 100% | 64.0753 | 120.2497 | 120.6521 | 120.6521 | 1 | 120.2497 | 79.2337 | 180.2006 | 171.1806 | 171.1806 | 171.1806 | 9.0201 | 180.2006 | 56.904 | 51.3259 | 51.3259 | 51.3259 | 5.5781 | 56.904 | 0 | 0 | 0 | 0 | 0 | 0 | 0 | 0 | 0 | 141.9322 | 115.601 | 115.601 | 115.601 | 26.3311 | 141.9322 | 1731.3793 | 1731.3793 | 855.2615 | 855.2615 | 305.9396 | 305.9396 | 0 | 0 | 570.1783 | 570.1783 | 474419975.5198 | 560941084.4382 | 352814001.2105 | 0 | 1388.1751 | 8.3666 | 0 | 0 | 0 | 721.0758 | 40 | 1824 | 2767.1539 | 456 | 114 | 0.36237
891 | 566.5595 | 152 | 600 | 2400 | 0 | 100% | 67.7968 | 122.7402 | 123.0107 | 123.0107 | 1 | 122.7402 | 81.5186 | 193.5277 | 183.8376 | 183.8376 | 183.8376 | 9.6902 | 193.5277 | 56.8821 | 51.3045 | 51.3045 | 51.3045 | 5.5776 | 56.8821 | 0 | 0 | 0 | 0 | 0 | 0 | 0 | 0 | 0 | 130.5121 | 106.3275 | 106.3275 | 106.3275 | 24.1846 | 130.5121 | 1816.313 | 1816.313 | 940.4808 | 940.4808 | 305.8398 | 305.8398 | 0 | 0 | 569.9924 | 569.9924 | 485500828.3808 | 561016874.3179 | 381688150.7092 | 0 | 1428.2059 | 11.3695 | 0 | 0 | 0 | 793.1834 | 40 | 1824 | 2767.1539 | 456 | 114 | 0.39202
892 | 618.065 | 152 | 600 | 2400 | 0 | 100% | 70.9018 | 125.6974 | 125.8883 | 125.8883 | 1 | 125.6974 | 83.4505 | 206.7788 | 196.4222 | 196.4222 | 196.4222 | 10.3566 | 206.7788 | 56.8624 | 51.2853 | 51.2853 | 51.2853 | 5.5771 | 56.8624 | 0 | 0 | 0 | 0 | 0 | 0 | 0 | 0 | 0 | 122.5807 | 99.8788 | 99.8788 | 99.8788 | 22.7019 | 122.5807 | 1901.2517 | 1901.2517 | 1025.6772 | 1025.6772 | 305.7498 | 305.7498 | 0 | 0 | 569.8247 | 569.8247 | 495372653.6536 | 561085662.9245 | 405594637.5451 | 0 | 1462.053 | 14.4272 | 0 | 0 | 0 | 865.2909 | 40 | 1824 | 2767.1539 | 456 | 114 | 0.41658
893 | 669.5704 | 152 | 600 | 2400 | 0 | 100% | 73.8699 | 128.8961 | 129.0226 | 129.0226 | 1 | 128.8961 | 85.2061 | 219.9428 | 208.9242 | 208.9242 | 208.9242 | 11.0187 | 219.9428 | 56.8449 | 51.2682 | 51.2682 | 51.2682 | 5.5768 | 56.8449 | 0 | 0 | 0 | 0 | 0 | 0 | 0 | 0 | 0 | 116.5201 | 95.0016 | 95.0016 | 95.0016 | 21.5184 | 116.5201 | 1986.1945 | 1986.1945 | 1110.8537 | 1110.8537 | 305.6682 | 305.6682 | 0 | 0 | 569.6726 | 569.6726 | 504244422.2794 | 561146345.0883 | 427420526.6475 | 0 | 1492.8113 | 17.3373 | 0 | 0 | 0 | 937.3985 | 40 | 1824 | 2767.1539 | 456 | 114 | 0.43902
894 | 721.0758 | 152 | 600 | 2400 | 0 | 100% | 76.5411 | 132.2122 | 132.2853 | 132.2853 | 1 | 132.2122 | 86.7499 | 233.0518 | 221.3737 | 221.3737 | 221.3737 | 11.6781 | 233.0518 | 56.8293 | 51.2528 | 51.2528 | 51.2528 | 5.5765 | 56.8293 | 0 | 0 | 0 | 0 | 0 | 0 | 0 | 0 | 0 | 111.5342 | 90.9747 | 90.9747 | 90.9747 | 20.5595 | 111.5342 | 2071.141 | 2071.141 | 1196.0131 | 1196.0131 | 305.5939 | 305.5939 | 0 | 0 | 569.534 | 569.534 | 512182437.5804 | 561201798.178 | 446473382.109 | 0 | 1519.8576 | 20.1513 | 0 | 0 | 0 | 1009.5061 | 40 | 1824 | 2767.1539 | 456 | 114 | 0.45874
895 | 772.5812 | 152 | 600 | 2400 | 0 | 100% | 78.6644 | 135.6546 | 135.6953 | 135.6953 | 1 | 135.6546 | 88.0859 | 246.092 | 233.7578 | 233.7578 | 233.7578 | 12.3342 | 246.092 | 56.8152 | 51.239 | 51.239 | 51.239 | 5.5762 | 56.8152 | 0 | 0 | 0 | 0 | 0 | 0 | 0 | 0 | 0 | 107.4263 | 87.6311 | 87.6311 | 87.6311 | 19.7952 | 107.4263 | 2156.0907 | 2156.0907 | 1281.1575 | 1281.1575 | 305.5259 | 305.5259 | 0 | 0 | 569.4073 | 569.4073 | 519466269.1523 | 561252115.3692 | 462545834.0493 | 0 | 1543.2642 | 22.8864 | 0 | 0 | 0 | 1081.6137 | 40 | 1824 | 2767.1539 | 456 | 114 | 0.47545
896 | 824.0866 | 152 | 600 | 2400 | 0 | 100% | 80.7078 | 139.2244 | 139.2329 | 139.2329 | 1 | 139.2244 | 89.2777 | 259.0735 | 246.0862 | 246.0862 | 246.0862 | 12.9873 | 259.0735 | 56.8023 | 51.2264 | 51.2264 | 51.2264 | 5.576 | 56.8023 | 0 | 0 | 0 | 0 | 0 | 0 | 0 | 0 | 0 | 104.0498 | 84.8796 | 84.8796 | 84.8796 | 19.1702 | 104.0498 | 2241.0432 | 2241.0432 | 1366.2888 | 1366.2888 | 305.4635 | 305.4635 | 0 | 0 | 569.291 | 569.291 | 526057476.7394 | 561296556.6312 | 476790758.2048 | 0 | 1564.1448 | 25.493 | 0 | 0 | 0 | 1153.7213 | 40 | 1824 | 2767.1539 | 456 | 114 | 0.49028
897 | 875.592 | 152 | 600 | 2400 | 0 | 100% | 82.2831 | 142.9841 | 142.9798 | 142.9798 | 1 | 142.9841 | 90.2433 | 272.066 | 258.4249 | 258.4249 | 258.4249 | 13.6411 | 272.066 | 56.7906 | 51.2149 | 51.2149 | 51.2149 | 5.5758 | 56.7906 | 0 | 0 | 0 | 0 | 0 | 0 | 0 | 0 | 0 | 101.3966 | 82.7119 | 82.7119 | 82.7119 | 18.6847 | 101.3966 | 2325.9982 | 2325.9982 | 1451.4085 | 1451.4085 | 305.406 | 305.406 | 0 | 0 | 569.1838 | 569.1838 | 531932762.1009 | 561336528.9799 | 487793306.8786 | 0 | 1581.0626 | 28.056 | 0 | 0 | 0 | 1225.8288 | 40 | 1824 | 2767.1539 | 456 | 114 | 0.50178
898 | 927.0974 | 152 | 600 | 2400 | 0 | 100% | 83.7215 | 146.8893 | 146.8736 | 146.8736 | 1 | 146.8893 | 91.0941 | 285.0676 | 270.7723 | 270.7723 | 270.7723 | 14.2953 | 285.0676 | 56.7802 | 51.2046 | 51.2046 | 51.2046 | 5.5756 | 56.7802 | 0 | 0 | 0 | 0 | 0 | 0 | 0 | 0 | 0 | 99.2611 | 80.9643 | 80.9643 | 80.9643 | 18.2968 | 99.2611 | 2410.9554 | 2410.9554 | 1536.5179 | 1536.5179 | 305.3528 | 305.3528 | 0 | 0 | 569.0847 | 569.0847 | 537305579.1098 | 561352378.7348 | 497310607.304 | 0 | 1595.9686 | 30.4947 | 0 | 0 | 0 | 1297.9364 | 40 | 1824 | 2767.1539 | 456 | 114 | 0.51176
899 | 978.6028 | 152 | 600 | 2400 | 0 | 100% | 85.2283 | 150.8461 | 150.8097 | 150.8097 | 1 | 150.8461 | 91.8889 | 298.0717 | 283.122 | 283.122 | 283.122 | 14.9497 | 298.0717 | 56.7706 | 51.1951 | 51.1951 | 51.1951 | 5.5755 | 56.7706 | 0 | 0 | 0 | 0 | 0 | 0 | 0 | 0 | 0 | 97.3829 | 79.4268 | 79.4268 | 79.4268 | 17.9561 | 97.3829 | 2495.9145 | 2495.9145 | 1621.6182 | 1621.6182 | 305.3035 | 305.3035 | 0 | 0 | 568.9928 | 568.9928 | 542181883.8496 | 561364714.1809 | 506347213.5831 | 0 | 1609.8938 | 32.7737 | 0 | 0 | 0 | 1370.044 | 40 | 1824 | 2767.1539 | 456 | 114 | 0.52123
900 | 1030.1083 | 152 | 600 | 2400 | 0 | 100% | 86.4498 | 154.8434 | 154.8012 | 154.8012 | 1 | 154.8434 | 92.5978 | 311.0834 | 295.4788 | 295.4788 | 295.4788 | 15.6046 | 311.0834 | 56.7618 | 51.1864 | 51.1864 | 51.1864 | 5.5754 | 56.7618 | 0 | 0 | 0 | 0 | 0 | 0 | 0 | 0 | 0 | 95.7052 | 78.0511 | 78.0511 | 78.0511 | 17.6541 | 95.7052 | 2580.8753 | 2580.8753 | 1706.7103 | 1706.7103 | 305.2577 | 305.2577 | 0 | 0 | 568.9074 | 568.9074 | 546639459.299 | 561375186.7676 | 514299101.9126 | 0 | 1622.3137 | 34.9401 | 0 | 0 | 0 | 1442.1516 | 40 | 1824 | 2767.1539 | 456 | 114 | 0.52943
901 | 20.6022 | 201.4 | 600 | 2400 | 0 | 100% | 0.18265 | 118.1583 | 59.144 | 59.144 | 1 | 118.1583 | 44.3921 | 89.5216 | 85.0631 | 85.0631 | 85.0631 | 4.4584 | 89.5216 | 57.5731 | 51.9565 | 51.9565 | 51.9565 | 5.6166 | 57.5731 | 0 | 0 | 0 | 0 | 0 | 0 | 0 | 0 | 0 | 0 | 0 | 0 | 0 | 0 | 0 | 1015.1571 | 1015.1571 | 34.3934 | 34.3934 | 407.5371 | 407.5371 | 0 | 0 | 573.2266 | 573.2266 | 39325608.5866 | 737822310.0941 | 601480.3621 | 0 | 777.7494 | 0.097455 | 0 | 0 | 0 | 28.843 | 53 | 1824 | 2767.1539 | 456 | 114 | 0.00061777
902 | 51.5054 | 201.4 | 600 | 2400 | 0 | 100% | 3.6187 | 116.1795 | 136.2294 | 136.2294 | 1 | 116.1795 | 47.8056 | 91.7331 | 87.1617 | 87.1617 | 87.1617 | 4.5714 | 91.7331 | 57.4685 | 51.8587 | 51.8587 | 51.8587 | 5.6097 | 57.4685 | 0 | 0 | 0 | 0 | 0 | 0 | 0 | 0 | 0 | 20758.0171 | 16725.2147 | 16725.2147 | 16725.2147 | 4032.8024 | 20758.0171 | 1066.0456 | 1066.0456 | 85.9268 | 85.9268 | 407.2691 | 407.2691 | 0 | 0 | 572.8496 | 572.8496 | 95757503.8093 | 738768948.3173 | 3028205.5604 | 0 | 837.5547 | 0.081132 | 0 | 0 | 0 | 72.1076 | 53 | 1824 | 2767.1539 | 456 | 114 | 0.0031102
903 | 154.5162 | 201.4 | 600 | 2400 | 0 | 100% | 18.3904 | 111.6073 | 115.6591 | 115.6591 | 1 | 111.6073 | 58.9812 | 103.1796 | 98.0293 | 98.0293 | 98.0293 | 5.1504 | 103.1796 | 57.2217 | 51.6273 | 51.6273 | 51.6273 | 5.5944 | 57.2217 | 0 | 0 | 0 | 0 | 0 | 0 | 0 | 0 | 0 | 1324.9776 | 1069.6164 | 1069.6164 | 1069.6164 | 255.3612 | 1324.9776 | 1235.744 | 1235.744 | 257.3317 | 257.3317 | 406.56 | 406.56 | 0 | 0 | 571.8523 | 571.8523 | 254060907.687 | 740866645.4958 | 38422352.6251 | 0 | 1033.3499 | 0.055004 | 0 | 0 | 0 | 216.3227 | 53 | 1824 | 2767.1539 | 456 | 114 | 0.039463
904 | 206.0217 | 201.4 | 600 | 2400 | 0 | 100% | 30.6963 | 110.3593 | 113.9973 | 113.9973 | 1 | 110.3593 | 64.3506 | 112.372 | 106.7592 | 106.7592 | 106.7592 | 5.6128 | 112.372 | 57.141 | 51.5511 | 51.5511 | 51.5511 | 5.59 | 57.141 | 0 | 0 | 0 | 0 | 0 | 0 | 0 | 0 | 0 | 663.9422 | 536.8731 | 536.8731 | 536.8731 | 127.0692 | 663.9422 | 1320.6229 | 1320.6229 | 342.8757 | 342.8757 | 406.2837 | 406.2837 | 0 | 0 | 571.4635 | 571.4635 | 308374303.4534 | 741479184.5839 | 77569497.2547 | 0 | 1127.423 | 0.1598 | 0 | 0 | 0 | 288.4303 | 53 | 1824 | 2767.1539 | 456 | 114 | 0.07967
905 | 257.5271 | 201.4 | 600 | 2400 | 0 | 100% | 41.3014 | 109.7518 | 112.2449 | 112.2449 | 1 | 109.7518 | 69.4737 | 126.0367 | 119.7378 | 119.7378 | 119.7378 | 6.2989 | 126.0367 | 57.0786 | 51.4918 | 51.4918 | 51.4918 | 5.5868 | 57.0786 | 0 | 0 | 0 | 0 | 0 | 0 | 0 | 0 | 0 | 383.564 | 310.8828 | 310.8828 | 310.8828 | 72.6812 | 383.564 | 1405.5162 | 1405.5162 | 428.343 | 428.343 | 406.0452 | 406.0452 | 0 | 0 | 571.128 | 571.128 | 341788756.5664 | 741913416.6697 | 133476459.8107 | 0 | 1217.1786 | 0.47757 | 0 | 0 | 0 | 360.5379 | 53 | 1824 | 2767.1539 | 456 | 114 | 0.13709
906 | 309.0325 | 201.4 | 600 | 2400 | 0 | 100% | 50.879 | 109.6991 | 111.3514 | 111.3514 | 1 | 109.6991 | 74.137 | 140.7426 | 133.7054 | 133.7054 | 133.7054 | 7.0373 | 140.7426 | 57.0296 | 51.445 | 51.445 | 51.445 | 5.5846 | 57.0296 | 0 | 0 | 0 | 0 | 0 | 0 | 0 | 0 | 0 | 266.616 | 216.4018 | 216.4018 | 216.4018 | 50.2142 | 266.616 | 1490.4212 | 1490.4212 | 513.7484 | 513.7484 | 405.8372 | 405.8372 | 0 | 0 | 570.8356 | 570.8356 | 366319911.3127 | 742224991.521 | 190336091.5188 | 0 | 1298.881 | 1.3479 | 0 | 0 | 0 | 432.6455 | 53 | 1824 | 2767.1539 | 456 | 114 | 0.19549
907 | 360.5379 | 201.4 | 600 | 2400 | 0 | 100% | 58.516 | 110.543 | 111.5473 | 111.5473 | 1 | 110.543 | 77.964 | 155.8102 | 148.0162 | 148.0162 | 148.0162 | 7.794 | 155.8102 | 56.9898 | 51.4068 | 51.4068 | 51.4068 | 5.583 | 56.9898 | 0 | 0 | 0 | 0 | 0 | 0 | 0 | 0 | 0 | 209.9915 | 170.6102 | 170.6102 | 170.6102 | 39.3813 | 209.9915 | 1575.3356 | 1575.3356 | 599.103 | 599.103 | 405.6543 | 405.6543 | 0 | 0 | 570.5783 | 570.5783 | 385191944.9646 | 742459461.9033 | 238277937.9243 | 0 | 1365.9293 | 3.197 | 0 | 0 | 0 | 504.753 | 53 | 1824 | 2767.1539 | 456 | 114 | 0.24473
908 | 412.0433 | 201.4 | 600 | 2400 | 0 | 100% | 64.0982 | 112.4689 | 113.2027 | 113.2027 | 1 | 112.4689 | 80.9777 | 171.0316 | 162.473 | 162.473 | 162.473 | 8.5587 | 171.0316 | 56.9566 | 51.3749 | 51.3749 | 51.3749 | 5.5817 | 56.9566 | 0 | 0 | 0 | 0 | 0 | 0 | 0 | 0 | 0 | 180.7331 | 146.9347 | 146.9347 | 146.9347 | 33.7984 | 180.7331 | 1660.2579 | 1660.2579 | 684.4155 | 684.4155 | 405.4922 | 405.4922 | 0 | 0 | 570.3502 | 570.3502 | 400495376.5599 | 742645368.151 | 275589335.2097 | 0 | 1418.7301 | 5.8335 | 0 | 0 | 0 | 576.8606 | 53 | 1824 | 2767.1539 | 456 | 114 | 0.28305
909 | 463.5487 | 201.4 | 600 | 2400 | 0 | 100% | 68.7443 | 115.1762 | 115.7415 | 115.7415 | 1 | 115.1762 | 83.4795 | 186.2613 | 176.9374 | 176.9374 | 176.9374 | 9.3239 | 186.2613 | 56.9282 | 51.3474 | 51.3474 | 51.3474 | 5.5807 | 56.9282 | 0 | 0 | 0 | 0 | 0 | 0 | 0 | 0 | 0 | 163.1934 | 132.9699 | 132.9699 | 132.9699 | 30.2235 | 163.1934 | 1745.1869 | 1745.1869 | 769.6927 | 769.6927 | 405.3475 | 405.3475 | 0 | 0 | 570.1467 | 570.1467 | 413231661.8967 | 742798571.5353 | 306531419.9241 | 0 | 1462.5617 | 8.7557 | 0 | 0 | 0 | 648.9682 | 53 | 1824 | 2767.1539 | 456 | 114 | 0.31483
910 | 515.0541 | 201.4 | 600 | 2400 | 0 | 100% | 72.5228 | 118.0001 | 118.4366 | 118.4366 | 1 | 118.0001 | 85.5485 | 201.4776 | 191.3889 | 191.3889 | 191.3889 | 10.0887 | 201.4776 | 56.9034 | 51.3235 | 51.3235 | 51.3235 | 5.5799 | 56.9034 | 0 | 0 | 0 | 0 | 0 | 0 | 0 | 0 | 0 | 150.0827 | 122.3057 | 122.3057 | 122.3057 | 27.7771 | 150.0827 | 1830.1214 | 1830.1214 | 854.9399 | 854.9399 | 405.2175 | 405.2175 | 0 | 0 | 569.964 | 569.964 | 424051288.2118 | 742929063.1692 | 331829247.694 | 0 | 1498.8096 | 11.822 | 0 | 0 | 0 | 721.0758 | 53 | 1824 | 2767.1539 | 456 | 114 | 0.34082
911 | 566.5595 | 201.4 | 600 | 2400 | 0 | 100% | 75.8105 | 121.0953 | 121.4587 | 121.4587 | 1 | 121.0953 | 87.3873 | 216.6724 | 205.8198 | 205.8198 | 205.8198 | 10.8526 | 216.6724 | 56.8816 | 51.3024 | 51.3024 | 51.3024 | 5.5793 | 56.8816 | 0 | 0 | 0 | 0 | 0 | 0 | 0 | 0 | 0 | 140.4002 | 114.4319 | 114.4319 | 114.4319 | 25.9683 | 140.4002 | 1915.0608 | 1915.0608 | 940.1616 | 940.1616 | 405.1002 | 405.1002 | 0 | 0 | 569.7989 | 569.7989 | 433418934.1185 | 743042098.3938 | 354565242.5175 | 0 | 1531.0263 | 14.8027 | 0 | 0 | 0 | 793.1834 | 53 | 1824 | 2767.1539 | 456 | 114 | 0.36417
912 | 618.065 | 201.4 | 600 | 2400 | 0 | 100% | 78.71 | 124.3111 | 124.6133 | 124.6133 | 1 | 124.3111 | 89.026 | 231.7307 | 220.121 | 220.121 | 220.121 | 11.6097 | 231.7307 | 56.8624 | 51.2837 | 51.2837 | 51.2837 | 5.5787 | 56.8624 | 0 | 0 | 0 | 0 | 0 | 0 | 0 | 0 | 0 | 132.6599 | 108.1374 | 108.1374 | 108.1374 | 24.5225 | 132.6599 | 2000.0043 | 2000.0043 | 1025.3613 | 1025.3613 | 404.9938 | 404.9938 | 0 | 0 | 569.6492 | 569.6492 | 441882687.5218 | 743139975.2214 | 374713569.6403 | 0 | 1559.7362 | 17.6743 | 0 | 0 | 0 | 865.2909 | 53 | 1824 | 2767.1539 | 456 | 114 | 0.38486
913 | 669.5704 | 201.4 | 600 | 2400 | 0 | 100% | 81.347 | 127.7591 | 128.0097 | 128.0097 | 1 | 127.7591 | 90.3702 | 246.6685 | 234.3076 | 234.3076 | 234.3076 | 12.3609 | 246.6685 | 56.8452 | 51.267 | 51.267 | 51.267 | 5.5782 | 56.8452 | 0 | 0 | 0 | 0 | 0 | 0 | 0 | 0 | 0 | 126.8865 | 103.4388 | 103.4388 | 103.4388 | 23.4477 | 126.8865 | 2084.9513 | 2084.9513 | 1110.5419 | 1110.5419 | 404.8967 | 404.8967 | 0 | 0 | 569.5127 | 569.5127 | 449440783.087 | 743226945.4407 | 390618295.23 | 0 | 1583.286 | 20.5362 | 0 | 0 | 0 | 937.3985 | 53 | 1824 | 2767.1539 | 456 | 114 | 0.40135
914 | 721.0758 | 201.4 | 600 | 2400 | 0 | 100% | 83.3219 | 131.5133 | 131.7356 | 131.7356 | 1 | 131.5133 | 91.4541 | 261.5415 | 248.4326 | 248.4326 | 248.4326 | 13.1089 | 261.5415 | 56.8298 | 51.252 | 51.252 | 51.252 | 5.5778 | 56.8298 | 0 | 0 | 0 | 0 | 0 | 0 | 0 | 0 | 0 | 122.9183 | 100.254 | 100.254 | 100.254 | 22.6643 | 122.9183 | 2169.9015 | 2169.9015 | 1195.7059 | 1195.7059 | 404.8079 | 404.8079 | 0 | 0 | 569.3877 | 569.3877 | 456284911.4022 | 743304645.5517 | 402686744.5333 | 0 | 1602.2763 | 23.3649 | 0 | 0 | 0 | 1009.5061 | 53 | 1824 | 2767.1539 | 456 | 114 | 0.41395
915 | 772.5812 | 201.4 | 600 | 2400 | 0 | 100% | 84.8402 | 135.3349 | 135.5381 | 135.5381 | 1 | 135.3349 | 92.4031 | 276.3138 | 262.4618 | 262.4618 | 262.4618 | 13.852 | 276.3138 | 56.8158 | 51.2383 | 51.2383 | 51.2383 | 5.5774 | 56.8158 | 0 | 0 | 0 | 0 | 0 | 0 | 0 | 0 | 0 | 119.5656 | 97.5137 | 97.5137 | 97.5137 | 22.0519 | 119.5656 | 2254.8544 | 2254.8544 | 1280.8552 | 1280.8552 | 404.7263 | 404.7263 | 0 | 0 | 569.273 | 569.273 | 462555750.2751 | 743378121.1925 | 412968314.9383 | 0 | 1618.9022 | 26.0519 | 0 | 0 | 0 | 1081.6137 | 53 | 1824 | 2767.1539 | 456 | 114 | 0.42471
916 | 824.0866 | 201.4 | 600 | 2400 | 0 | 100% | 86.347 | 139.3112 | 139.4997 | 139.4997 | 1 | 139.3112 | 93.1695 | 291.0266 | 276.4345 | 276.4345 | 276.4345 | 14.5921 | 291.0266 | 56.8029 | 51.2258 | 51.2258 | 51.2258 | 5.5771 | 56.8029 | 0 | 0 | 0 | 0 | 0 | 0 | 0 | 0 | 0 | 117.0067 | 95.4181 | 95.4181 | 95.4181 | 21.5885 | 117.0067 | 2339.8098 | 2339.8098 | 1365.9916 | 1365.9916 | 404.6511 | 404.6511 | 0 | 0 | 569.1671 | 569.1671 | 468188773.6515 | 743444821.8045 | 420695298.4893 | 0 | 1632.3289 | 28.6554 | 0 | 0 | 0 | 1153.7213 | 53 | 1824 | 2767.1539 | 456 | 114 | 0.43291
917 | 875.592 | 201.4 | 600 | 2400 | 0 | 100% | 87.5114 | 143.406 | 143.5802 | 143.5802 | 1 | 143.406 | 93.8163 | 305.8048 | 290.4692 | 290.4692 | 290.4692 | 15.3356 | 305.8048 | 56.7912 | 51.2144 | 51.2144 | 51.2144 | 5.5768 | 56.7912 | 0 | 0 | 0 | 0 | 0 | 0 | 0 | 0 | 0 | 114.9601 | 93.7405 | 93.7405 | 93.7405 | 21.2196 | 114.9601 | 2424.7673 | 2424.7673 | 1451.1165 | 1451.1165 | 404.5815 | 404.5815 | 0 | 0 | 569.0693 | 569.0693 | 473110857.8426 | 743505842.221 | 427044874.9392 | 0 | 1643.6616 | 31.1335 | 0 | 0 | 0 | 1225.8288 | 53 | 1824 | 2767.1539 | 456 | 114 | 0.43976
918 | 927.0974 | 201.4 | 600 | 2400 | 0 | 100% | 88.6301 | 147.6367 | 147.8057 | 147.8057 | 1 | 147.6367 | 94.3856 | 320.6081 | 304.5277 | 304.5277 | 304.5277 | 16.0804 | 320.6081 | 56.7806 | 51.204 | 51.204 | 51.204 | 5.5766 | 56.7806 | 0 | 0 | 0 | 0 | 0 | 0 | 0 | 0 | 0 | 113.4675 | 92.545 | 92.545 | 92.545 | 20.9225 | 113.4675 | 2509.7267 | 2509.7267 | 1536.2312 | 1536.2312 | 404.5169 | 404.5169 | 0 | 0 | 568.9785 | 568.9785 | 477613227.9831 | 743562811.2442 | 432459251.4279 | 0 | 1653.6353 | 33.4782 | 0 | 0 | 0 | 1297.9364 | 53 | 1824 | 2767.1539 | 456 | 114 | 0.44545
919 | 978.6028 | 201.4 | 600 | 2400 | 0 | 100% | 89.6689 | 151.8601 | 152.015 | 152.015 | 1 | 151.8601 | 94.9287 | 335.4008 | 318.5761 | 318.5761 | 318.5761 | 16.8247 | 335.4008 | 56.7707 | 51.1944 | 51.1944 | 51.1944 | 5.5764 | 56.7707 | 0 | 0 | 0 | 0 | 0 | 0 | 0 | 0 | 0 | 112.0008 | 91.3377 | 91.3377 | 91.3377 | 20.6631 | 112.0008 | 2594.6878 | 2594.6878 | 1621.3368 | 1621.3368 | 404.4569 | 404.4569 | 0 | 0 | 568.8941 | 568.8941 | 481735555.1588 | 743615956.1796 | 437800032.2115 | 0 | 1663.1515 | 35.6635 | 0 | 0 | 0 | 1370.044 | 53 | 1824 | 2767.1539 | 456 | 114 | 0.45094
920 | 1030.1083 | 201.4 | 600 | 2400 | 0 | 100% | 90.6393 | 156.0912 | 156.2349 | 156.2349 | 1 | 156.0912 | 95.4288 | 350.1717 | 332.6037 | 332.6037 | 332.6037 | 17.568 | 350.1717 | 56.7617 | 51.1855 | 51.1855 | 51.1855 | 5.5762 | 56.7617 | 0 | 0 | 0 | 0 | 0 | 0 | 0 | 0 | 0 | 110.6367 | 90.213 | 90.213 | 90.213 | 20.4237 | 110.6367 | 2679.6505 | 2679.6505 | 1706.4341 | 1706.4341 | 404.401 | 404.401 | 0 | 0 | 568.8154 | 568.8154 | 485528935.5139 | 743664775.8225 | 442719418.2403 | 0 | 1671.9131 | 37.717 | 0 | 0 | 0 | 1442.1516 | 53 | 1824 | 2767.1539 | 456 | 114 | 0.45599
921 | 20.6022 | 250.8 | 600 | 2400 | 0 | 100% | 23.5046 | 107.5909 | 108.8728 | 108.8728 | 1 | 107.5909 | 54.5958 | 102.0598 | 96.971 | 96.971 | 96.971 | 5.0887 | 102.0598 | 58.9993 | 53.2373 | 53.2373 | 53.2373 | 5.762 | 58.9993 | 0 | 0 | 0 | 0 | 0 | 0 | 0 | 0 | 0 | 1811.5609 | 1463.9157 | 1463.9157 | 1463.9157 | 347.6452 | 1811.5609 | 1113.7697 | 1113.7697 | 34.3517 | 34.3517 | 506.885 | 506.885 | 0 | 0 | 572.533 | 572.533 | 34438899.0092 | 895705504.2348 | 26373950.423 | 0 | 956.5184 | 0.079888 | 0 | 0 | 0 | 28.843 | 66 | 1824 | 2767.1539 | 456 | 114 | 0.027088
922 | 51.5054 | 250.8 | 600 | 2400 | 0 | 100% | 26.0845 | 106.6138 | 107.9881 | 107.9881 | 1 | 106.6138 | 57.9756 | 104.7364 | 99.5116 | 99.5116 | 99.5116 | 5.2248 | 104.7364 | 58.9287 | 53.1708 | 53.1708 | 53.1708 | 5.7579 | 58.9287 | 0 | 0 | 0 | 0 | 0 | 0 | 0 | 0 | 0 | 1353.8189 | 1094.5389 | 1094.5389 | 1094.5389 | 259.28 | 1353.8189 | 1164.6778 | 1164.6778 | 85.8337 | 85.8337 | 506.6155 | 506.6155 | 0 | 0 | 572.2286 | 572.2286 | 83831270.0406 | 896383151.8914 | 35517293.5063 | 0 | 1015.7317 | 0.070883 | 0 | 0 | 0 | 72.1076 | 66 | 1824 | 2767.1539 | 456 | 114 | 0.036479
923 | 154.5162 | 250.8 | 600 | 2400 | 0 | 100% | 40.137 | 104.4883 | 106.1958 | 106.1958 | 1 | 104.4883 | 68.9668 | 116.1105 | 110.3104 | 110.3104 | 110.3104 | 5.8001 | 116.1105 | 58.7543 | 53.006 | 53.006 | 53.006 | 5.7483 | 58.7543 | 0 | 0 | 0 | 0 | 0 | 0 | 0 | 0 | 0 | 582.8083 | 472.0583 | 472.0583 | 472.0583 | 110.75 | 582.8083 | 1334.4234 | 1334.4234 | 257.1308 | 257.1308 | 505.8869 | 505.8869 | 0 | 0 | 571.4057 | 571.4057 | 225654948.4621 | 897955382.3693 | 84687243.8713 | 0 | 1208.2976 | 0.22427 | 0 | 0 | 0 | 216.3227 | 66 | 1824 | 2767.1539 | 456 | 114 | 0.086981
924 | 206.0217 | 250.8 | 600 | 2400 | 0 | 100% | 51.0845 | 104.3606 | 106.0893 | 106.0893 | 1 | 104.3606 | 74.0072 | 126.6773 | 120.3459 | 120.3459 | 120.3459 | 6.3314 | 126.6773 | 58.6931 | 52.9478 | 52.9478 | 52.9478 | 5.7453 | 58.6931 | 0 | 0 | 0 | 0 | 0 | 0 | 0 | 0 | 0 | 402.3475 | 326.5264 | 326.5264 | 326.5264 | 75.8211 | 402.3475 | 1419.3187 | 1419.3187 | 342.6443 | 342.6443 | 505.5967 | 505.5967 | 0 | 0 | 571.0778 | 571.0778 | 273419250.7966 | 898450256.4572 | 124735860.7741 | 0 | 1296.6054 | 0.74296 | 0 | 0 | 0 | 288.4303 | 66 | 1824 | 2767.1539 | 456 | 114 | 0.12811
925 | 257.5271 | 250.8 | 600 | 2400 | 0 | 100% | 58.9726 | 105.0001 | 106.4011 | 106.4011 | 1 | 105.0001 | 78.3214 | 142.178 | 135.0684 | 135.0684 | 135.0684 | 7.1096 | 142.178 | 58.6448 | 52.9016 | 52.9016 | 52.9016 | 5.7432 | 58.6448 | 0 | 0 | 0 | 0 | 0 | 0 | 0 | 0 | 0 | 294.5526 | 239.2631 | 239.2631 | 239.2631 | 55.2895 | 294.5526 | 1504.2253 | 1504.2253 | 428.0906 | 428.0906 | 505.3432 | 505.3432 | 0 | 0 | 570.7915 | 570.7915 | 302836204.2974 | 898805081.3928 | 170549136.5215 | 0 | 1372.1904 | 2.058 | 0 | 0 | 0 | 360.5379 | 66 | 1824 | 2767.1539 | 456 | 114 | 0.17517
926 | 309.0325 | 250.8 | 600 | 2400 | 0 | 100% | 65.6507 | 106.5043 | 107.4666 | 107.4666 | 1 | 106.5043 | 81.7644 | 158.8409 | 150.8948 | 150.8948 | 150.8948 | 7.9461 | 158.8409 | 58.6053 | 52.8637 | 52.8637 | 52.8637 | 5.7416 | 58.6053 | 0 | 0 | 0 | 0 | 0 | 0 | 0 | 0 | 0 | 237.924 | 193.3674 | 193.3674 | 193.3674 | 44.5566 | 237.924 | 1589.1411 | 1589.1411 | 513.4818 | 513.4818 | 505.12 | 505.12 | 0 | 0 | 570.5394 | 570.5394 | 324486075.6427 | 899071802.1956 | 208954266.1351 | 0 | 1432.5121 | 4.2713 | 0 | 0 | 0 | 432.6455 | 66 | 1824 | 2767.1539 | 456 | 114 | 0.21461
927 | 360.5379 | 250.8 | 600 | 2400 | 0 | 100% | 71.0274 | 108.8029 | 109.5878 | 109.5878 | 1 | 108.8029 | 84.5072 | 175.9097 | 167.1064 | 167.1064 | 167.1064 | 8.8033 | 175.9097 | 58.573 | 52.8325 | 52.8325 | 52.8325 | 5.7405 | 58.573 | 0 | 0 | 0 | 0 | 0 | 0 | 0 | 0 | 0 | 206.3951 | 167.7811 | 167.7811 | 167.7811 | 38.6141 | 206.3951 | 1674.0646 | 1674.0646 | 598.8272 | 598.8272 | 504.9219 | 504.9219 | 0 | 0 | 570.3156 | 570.3156 | 341067128.3984 | 899270301.2061 | 240228714.9753 | 0 | 1480.5661 | 7.0328 | 0 | 0 | 0 | 504.753 | 66 | 1824 | 2767.1539 | 456 | 114 | 0.24673
928 | 412.0433 | 250.8 | 600 | 2400 | 0 | 100% | 76.0731 | 111.7173 | 112.3603 | 112.3603 | 1 | 111.7173 | 86.8432 | 193.1941 | 183.5226 | 183.5226 | 183.5226 | 9.6715 | 193.1941 | 58.5455 | 52.806 | 52.806 | 52.806 | 5.7396 | 58.5455 | 0 | 0 | 0 | 0 | 0 | 0 | 0 | 0 | 0 | 186.1651 | 151.6592 | 151.6592 | 151.6592 | 34.506 | 186.1651 | 1758.9946 | 1758.9946 | 684.134 | 684.134 | 504.7449 | 504.7449 | 0 | 0 | 570.1157 | 570.1157 | 354439813.6477 | 899429745.6249 | 267623010.0377 | 0 | 1521.4926 | 9.9228 | 0 | 0 | 0 | 576.8606 | 66 | 1824 | 2767.1539 | 456 | 114 | 0.27487
929 | 463.5487 | 250.8 | 600 | 2400 | 0 | 100% | 79.2466 | 114.7383 | 115.2778 | 115.2778 | 1 | 114.7383 | 88.7514 | 210.4764 | 199.9366 | 199.9366 | 199.9366 | 10.5398 | 210.4764 | 58.5217 | 52.7828 | 52.7828 | 52.7828 | 5.7389 | 58.5217 | 0 | 0 | 0 | 0 | 0 | 0 | 0 | 0 | 0 | 171.3632 | 139.6005 | 139.6005 | 139.6005 | 31.7627 | 171.3632 | 1843.9299 | 1843.9299 | 769.4082 | 769.4082 | 504.5858 | 504.5858 | 0 | 0 | 569.936 | 569.936 | 365595420.0297 | 899563710.9375 | 289765417.2932 | 0 | 1554.9245 | 12.9539 | 0 | 0 | 0 | 648.9682 | 66 | 1824 | 2767.1539 | 456 | 114 | 0.29761
930 | 515.0541 | 250.8 | 600 | 2400 | 0 | 100% | 82.1461 | 117.9794 | 118.4544 | 118.4544 | 1 | 117.9794 | 90.4147 | 227.73 | 216.3231 | 216.3231 | 216.3231 | 11.4069 | 227.73 | 58.5008 | 52.7625 | 52.7625 | 52.7625 | 5.7383 | 58.5008 | 0 | 0 | 0 | 0 | 0 | 0 | 0 | 0 | 0 | 160.3209 | 130.6014 | 130.6014 | 130.6014 | 29.7195 | 160.3209 | 1928.87 | 1928.87 | 854.6544 | 854.6544 | 504.442 | 504.442 | 0 | 0 | 569.7736 | 569.7736 | 375115232.495 | 899678515.7789 | 309271189.4202 | 0 | 1584.0649 | 15.9144 | 0 | 0 | 0 | 721.0758 | 66 | 1824 | 2767.1539 | 456 | 114 | 0.31765
931 | 566.5595 | 250.8 | 600 | 2400 | 0 | 100% | 84.4406 | 121.4976 | 121.8949 | 121.8949 | 1 | 121.4976 | 91.6838 | 244.8994 | 232.6295 | 232.6295 | 232.6295 | 12.2699 | 244.8994 | 58.4821 | 52.7443 | 52.7443 | 52.7443 | 5.7378 | 58.4821 | 0 | 0 | 0 | 0 | 0 | 0 | 0 | 0 | 0 | 152.5108 | 124.2293 | 124.2293 | 124.2293 | 28.2815 | 152.5108 | 2013.8141 | 2013.8141 | 939.8765 | 939.8765 | 504.3114 | 504.3114 | 0 | 0 | 569.6261 | 569.6261 | 383453060.4949 | 899778596.7089 | 323068042.5598 | 0 | 1606.2997 | 18.9604 | 0 | 0 | 0 | 793.1834 | 66 | 1824 | 2767.1539 | 456 | 114 | 0.33182
932 | 618.065 | 250.8 | 600 | 2400 | 0 | 100% | 86.1872 | 125.2557 | 125.6207 | 125.6207 | 1 | 125.2557 | 92.7622 | 261.8958 | 248.7714 | 248.7714 | 248.7714 | 13.1244 | 261.8958 | 58.4655 | 52.7281 | 52.7281 | 52.7281 | 5.7374 | 58.4655 | 0 | 0 | 0 | 0 | 0 | 0 | 0 | 0 | 0 | 147.0168 | 119.7397 | 119.7397 | 119.7397 | 27.2771 | 147.0168 | 2098.7617 | 2098.7617 | 1025.0777 | 1025.0777 | 504.1924 | 504.1924 | 0 | 0 | 569.4916 | 569.4916 | 390947977.4507 | 899867998.605 | 334377714.8145 | 0 | 1625.1937 | 21.8801 | 0 | 0 | 0 | 865.2909 | 66 | 1824 | 2767.1539 | 456 | 114 | 0.3437
933 | 669.5704 | 250.8 | 600 | 2400 | 0 | 100% | 87.6941 | 129.0964 | 129.4326 | 129.4326 | 1 | 129.0964 | 93.687 | 278.7897 | 264.8158 | 264.8158 | 264.8158 | 13.9739 | 278.7897 | 58.4503 | 52.7132 | 52.7132 | 52.7132 | 5.737 | 58.4503 | 0 | 0 | 0 | 0 | 0 | 0 | 0 | 0 | 0 | 142.4843 | 116.0299 | 116.0299 | 116.0299 | 26.4544 | 142.4843 | 2183.7123 | 2183.7123 | 1110.2606 | 1110.2606 | 504.0833 | 504.0833 | 0 | 0 | 569.3684 | 569.3684 | 397662550.4086 | 899952310.7727 | 343781812.0634 | 0 | 1641.3967 | 24.6643 | 0 | 0 | 0 | 937.3985 | 66 | 1824 | 2767.1539 | 456 | 114 | 0.3537
934 | 721.0758 | 250.8 | 600 | 2400 | 0 | 100% | 89.2123 | 133.0945 | 133.4148 | 133.4148 | 1 | 133.0945 | 94.4385 | 295.5445 | 280.728 | 280.728 | 280.728 | 14.8165 | 295.5445 | 58.4366 | 52.6999 | 52.6999 | 52.6999 | 5.7367 | 58.4366 | 0 | 0 | 0 | 0 | 0 | 0 | 0 | 0 | 0 | 139.1522 | 113.2991 | 113.2991 | 113.2991 | 25.8531 | 139.1522 | 2268.6657 | 2268.6657 | 1195.4275 | 1195.4275 | 503.983 | 503.983 | 0 | 0 | 569.2552 | 569.2552 | 403812275.4743 | 900024219.4937 | 350726433.1939 | 0 | 1654.5629 | 27.351 | 0 | 0 | 0 | 1009.5061 | 66 | 1824 | 2767.1539 | 456 | 114 | 0.36116
935 | 772.5812 | 250.8 | 600 | 2400 | 0 | 100% | 90.3653 | 137.2329 | 137.5411 | 137.5411 | 1 | 137.2329 | 95.0487 | 312.2054 | 296.551 | 296.551 | 296.551 | 15.6545 | 312.2054 | 58.4244 | 52.6879 | 52.6879 | 52.6879 | 5.7365 | 58.4244 | 0 | 0 | 0 | 0 | 0 | 0 | 0 | 0 | 0 | 136.73 | 111.3095 | 111.3095 | 111.3095 | 25.4204 | 136.73 | 2353.6214 | 2353.6214 | 1280.5801 | 1280.5801 | 503.8905 | 503.8905 | 0 | 0 | 569.1507 | 569.1507 | 409359884.3304 | 900087865.2985 | 355805148.1116 | 0 | 1665.2529 | 29.9258 | 0 | 0 | 0 | 1081.6137 | 66 | 1824 | 2767.1539 | 456 | 114 | 0.36671
936 | 824.0866 | 250.8 | 600 | 2400 | 0 | 100% | 91.2329 | 141.4453 | 141.7397 | 141.7397 | 1 | 141.4453 | 95.6024 | 328.861 | 312.3688 | 312.3688 | 312.3688 | 16.4923 | 328.861 | 58.4132 | 52.677 | 52.677 | 52.677 | 5.7362 | 58.4132 | 0 | 0 | 0 | 0 | 0 | 0 | 0 | 0 | 0 | 134.7578 | 109.6875 | 109.6875 | 109.6875 | 25.0703 | 134.7578 | 2438.5792 | 2438.5792 | 1365.7202 | 1365.7202 | 503.805 | 503.805 | 0 | 0 | 569.0541 | 569.0541 | 414293461.2476 | 900147265.2366 | 360512809.9564 | 0 | 1674.9535 | 32.3433 | 0 | 0 | 0 | 1153.7213 | 66 | 1824 | 2767.1539 | 456 | 114 | 0.37163
937 | 875.592 | 250.8 | 600 | 2400 | 0 | 100% | 92.1347 | 145.7184 | 145.9993 | 145.9993 | 1 | 145.7184 | 96.072 | 345.5763 | 328.2432 | 328.2432 | 328.2432 | 17.3331 | 345.5763 | 58.403 | 52.6669 | 52.6669 | 52.6669 | 5.7361 | 58.403 | 0 | 0 | 0 | 0 | 0 | 0 | 0 | 0 | 0 | 133.1001 | 108.3184 | 108.3184 | 108.3184 | 24.7817 | 133.1001 | 2523.5389 | 2523.5389 | 1450.849 | 1450.849 | 503.7256 | 503.7256 | 0 | 0 | 568.9644 | 568.9644 | 418654642.4297 | 900202209.0267 | 364324211.9499 | 0 | 1683.1811 | 34.6364 | 0 | 0 | 0 | 1225.8288 | 66 | 1824 | 2767.1539 | 456 | 114 | 0.37555
938 | 927.0974 | 250.8 | 600 | 2400 | 0 | 100% | 93.0594 | 150.0535 | 150.326 | 150.326 | 1 | 150.0535 | 96.5066 | 362.3063 | 344.1315 | 344.1315 | 344.1315 | 18.1748 | 362.3063 | 58.3935 | 52.6576 | 52.6576 | 52.6576 | 5.7359 | 58.3935 | 0 | 0 | 0 | 0 | 0 | 0 | 0 | 0 | 0 | 131.7591 | 107.2155 | 107.2155 | 107.2155 | 24.5436 | 131.7591 | 2608.5003 | 2608.5003 | 1535.9677 | 1535.9677 | 503.6517 | 503.6517 | 0 | 0 | 568.8809 | 568.8809 | 422649145.2463 | 900255254.4697 | 367890634.8354 | 0 | 1690.795 | 36.784 | 0 | 0 | 0 | 1297.9364 | 66 | 1824 | 2767.1539 | 456 | 114 | 0.37921
939 | 978.6028 | 250.8 | 600 | 2400 | 0 | 100% | 93.8128 | 154.4057 | 154.6731 | 154.6731 | 1 | 154.4057 | 96.8932 | 379.0071 | 359.9921 | 359.9921 | 359.9921 | 19.0151 | 379.0071 | 58.3847 | 52.649 | 52.649 | 52.649 | 5.7357 | 58.3847 | 0 | 0 | 0 | 0 | 0 | 0 | 0 | 0 | 0 | 130.5401 | 106.2067 | 106.2067 | 106.2067 | 24.3334 | 130.5401 | 2693.4632 | 2693.4632 | 1621.0774 | 1621.0774 | 503.5828 | 503.5828 | 0 | 0 | 568.8031 | 568.8031 | 426332080.7349 | 900306181.461 | 370931395.9511 | 0 | 1697.5697 | 38.8068 | 0 | 0 | 0 | 1370.044 | 66 | 1824 | 2767.1539 | 456 | 114 | 0.38233
940 | 1030.1083 | 250.8 | 600 | 2400 | 0 | 100% | 94.4178 | 158.7967 | 159.0612 | 159.0612 | 1 | 158.7967 | 97.2187 | 395.6744 | 375.8207 | 375.8207 | 375.8207 | 19.8537 | 395.6744 | 58.3765 | 52.6409 | 52.6409 | 52.6409 | 5.7356 | 58.3765 | 0 | 0 | 0 | 0 | 0 | 0 | 0 | 0 | 0 | 129.5172 | 105.3536 | 105.3536 | 105.3536 | 24.1637 | 129.5172 | 2778.4275 | 2778.4275 | 1706.1789 | 1706.1789 | 503.5183 | 503.5183 | 0 | 0 | 568.7303 | 568.7303 | 429721235.7031 | 900354473.5481 | 373195900.7446 | 0 | 1703.2716 | 40.7291 | 0 | 0 | 0 | 1442.1516 | 66 | 1824 | 2767.1539 | 456 | 114 | 0.38466
941 | 20.6022 | 300.2 | 600 | 2400 | 0 | 100% | 42.8767 | 101.1024 | 101.5005 | 101.5005 | 1 | 101.1024 | 64.2732 | 110.7687 | 105.2406 | 105.2406 | 105.2406 | 5.5281 | 110.7687 | 63.4806 | 57.2754 | 57.2754 | 57.2754 | 6.2052 | 63.4806 | 0 | 0 | 0 | 0 | 0 | 0 | 0 | 0 | 0 | 482.5578 | 391.0153 | 391.0153 | 391.0153 | 91.5425 | 482.5578 | 1212.4176 | 1212.4176 | 34.318 | 34.318 | 606.1295 | 606.1295 | 0 | 0 | 571.9701 | 571.9701 | 31694818.2315 | 995787841.9122 | 98583691.7378 | 0 | 1126.0664 | 0.45523 | 0 | 0 | 0 | 28.843 | 79 | 1824 | 2767.1539 | 456 | 114 | 0.10125
942 | 51.5054 | 300.2 | 600 | 2400 | 0 | 100% | 45.7078 | 100.877 | 101.3558 | 101.3558 | 1 | 100.877 | 67.4477 | 113.6242 | 107.9512 | 107.9512 | 107.9512 | 5.673 | 113.6242 | 63.4269 | 57.2245 | 57.2245 | 57.2245 | 6.2024 | 63.4269 | 0 | 0 | 0 | 0 | 0 | 0 | 0 | 0 | 0 | 441.7461 | 358.1199 | 358.1199 | 358.1199 | 83.6262 | 441.7461 | 1263.3402 | 1263.3402 | 85.7573 | 85.7573 | 605.8637 | 605.8637 | 0 | 0 | 571.7193 | 571.7193 | 77188901.7742 | 996265601.4381 | 108229451.1411 | 0 | 1181.684 | 0.72011 | 0 | 0 | 0 | 72.1076 | 79 | 1824 | 2767.1539 | 456 | 114 | 0.11116
943 | 154.5162 | 300.2 | 600 | 2400 | 0 | 100% | 58.2648 | 101.2082 | 101.9564 | 101.9564 | 1 | 101.2082 | 77.2317 | 126.337 | 120.0221 | 120.0221 | 120.0221 | 6.3149 | 126.337 | 63.2914 | 57.0955 | 57.0955 | 57.0955 | 6.1959 | 63.2914 | 0 | 0 | 0 | 0 | 0 | 0 | 0 | 0 | 0 | 327.4512 | 265.8372 | 265.8372 | 265.8372 | 61.614 | 327.4512 | 1433.1215 | 1433.1215 | 256.9611 | 256.9611 | 605.1318 | 605.1318 | 0 | 0 | 571.0286 | 571.0286 | 207094067.4251 | 997378936.2569 | 148626627.2247 | 0 | 1353.0996 | 2.3366 | 0 | 0 | 0 | 216.3227 | 79 | 1824 | 2767.1539 | 456 | 114 | 0.15265
944 | 206.0217 | 300.2 | 600 | 2400 | 0 | 100% | 65.9475 | 102.4056 | 103.294 | 103.294 | 1 | 102.4056 | 81.1755 | 138.1398 | 131.2316 | 131.2316 | 131.2316 | 6.9081 | 138.1398 | 63.2427 | 57.0488 | 57.0488 | 57.0488 | 6.1939 | 63.2427 | 0 | 0 | 0 | 0 | 0 | 0 | 0 | 0 | 0 | 282.8824 | 229.7468 | 229.7468 | 229.7468 | 53.1355 | 282.8824 | 1518.0297 | 1518.0297 | 342.4466 | 342.4466 | 604.8348 | 604.8348 | 0 | 0 | 570.7484 | 570.7484 | 250571393.0691 | 997730514.8697 | 173892362.3852 | 0 | 1422.1943 | 4.0493 | 0 | 0 | 0 | 288.4303 | 79 | 1824 | 2767.1539 | 456 | 114 | 0.1786
945 | 257.5271 | 300.2 | 600 | 2400 | 0 | 100% | 71.6096 | 104.408 | 105.1704 | 105.1704 | 1 | 104.408 | 84.2423 | 155.2757 | 147.5074 | 147.5074 | 147.5074 | 7.7683 | 155.2757 | 63.2026 | 57.0103 | 57.0103 | 57.0103 | 6.1924 | 63.2026 | 0 | 0 | 0 | 0 | 0 | 0 | 0 | 0 | 0 | 244.5961 | 198.6815 | 198.6815 | 198.6815 | 45.9146 | 244.5961 | 1602.9469 | 1602.9469 | 427.8729 | 427.8729 | 604.5728 | 604.5728 | 0 | 0 | 570.5012 | 570.5012 | 277116207.8653 | 997994559.5296 | 200814087.739 | 0 | 1475.9249 | 6.518 | 0 | 0 | 0 | 360.5379 | 79 | 1824 | 2767.1539 | 456 | 114 | 0.20625
946 | 309.0325 | 300.2 | 600 | 2400 | 0 | 100% | 76.5639 | 106.9027 | 107.5615 | 107.5615 | 1 | 106.9027 | 86.7923 | 173.6397 | 164.9495 | 164.9495 | 164.9495 | 8.6902 | 173.6397 | 63.1701 | 56.9788 | 56.9788 | 56.9788 | 6.1913 | 63.1701 | 0 | 0 | 0 | 0 | 0 | 0 | 0 | 0 | 0 | 217.0042 | 176.2666 | 176.2666 | 176.2666 | 40.7376 | 217.0042 | 1687.8715 | 1687.8715 | 513.2498 | 513.2498 | 604.3401 | 604.3401 | 0 | 0 | 570.2816 | 570.2816 | 296648586.9869 | 998184638.3342 | 225768437.9919 | 0 | 1520.6017 | 9.2506 | 0 | 0 | 0 | 432.6455 | 79 | 1824 | 2767.1539 | 456 | 114 | 0.23188
947 | 360.5379 | 300.2 | 600 | 2400 | 0 | 100% | 80.7534 | 109.6734 | 110.2799 | 110.2799 | 1 | 109.6734 | 89.0497 | 192.4702 | 182.8345 | 182.8345 | 182.8345 | 9.6357 | 192.4702 | 63.1424 | 56.9519 | 56.9519 | 56.9519 | 6.1905 | 63.1424 | 0 | 0 | 0 | 0 | 0 | 0 | 0 | 0 | 0 | 196 | 159.226 | 159.226 | 159.226 | 36.7739 | 196 | 1772.8024 | 1772.8024 | 598.5852 | 598.5852 | 604.132 | 604.132 | 0 | 0 | 570.0852 | 570.0852 | 311568830.2989 | 998335565.0931 | 250245493.2197 | 0 | 1560.1499 | 11.9815 | 0 | 0 | 0 | 504.753 | 79 | 1824 | 2767.1539 | 456 | 114 | 0.25702
948 | 412.0433 | 300.2 | 600 | 2400 | 0 | 100% | 83.653 | 113.0282 | 113.5519 | 113.5519 | 1 | 113.0282 | 90.8458 | 211.4544 | 200.8651 | 200.8651 | 200.8651 | 10.5893 | 211.4544 | 63.1185 | 56.9286 | 56.9286 | 56.9286 | 6.1899 | 63.1185 | 0 | 0 | 0 | 0 | 0 | 0 | 0 | 0 | 0 | 182.8177 | 148.783 | 148.783 | 148.783 | 34.0347 | 182.8177 | 1857.7386 | 1857.7386 | 683.8854 | 683.8854 | 603.9447 | 603.9447 | 0 | 0 | 569.9085 | 569.9085 | 323709399.3784 | 998458974.8034 | 269450481.2599 | 0 | 1591.6189 | 14.8882 | 0 | 0 | 0 | 576.8606 | 79 | 1824 | 2767.1539 | 456 | 114 | 0.27675
949 | 463.5487 | 300.2 | 600 | 2400 | 0 | 100% | 85.9247 | 116.5455 | 116.9962 | 116.9962 | 1 | 116.5455 | 92.1851 | 230.4237 | 218.8814 | 218.8814 | 218.8814 | 11.5423 | 230.4237 | 63.0974 | 56.9079 | 56.9079 | 56.9079 | 6.1894 | 63.0974 | 0 | 0 | 0 | 0 | 0 | 0 | 0 | 0 | 0 | 173.4434 | 141.1277 | 141.1277 | 141.1277 | 32.3157 | 173.4434 | 1942.6793 | 1942.6793 | 769.1553 | 769.1553 | 603.7754 | 603.7754 | 0 | 0 | 569.7487 | 569.7487 | 333816014.9897 | 998565461.0374 | 282700737.9623 | 0 | 1615.0822 | 17.9431 | 0 | 0 | 0 | 648.9682 | 79 | 1824 | 2767.1539 | 456 | 114 | 0.29042
950 | 515.0541 | 300.2 | 600 | 2400 | 0 | 100% | 87.5913 | 120.2809 | 120.6799 | 120.6799 | 1 | 120.2809 | 93.2633 | 249.3351 | 236.8425 | 236.8425 | 236.8425 | 12.4926 | 249.3351 | 63.0785 | 56.8895 | 56.8895 | 56.8895 | 6.189 | 63.0785 | 0 | 0 | 0 | 0 | 0 | 0 | 0 | 0 | 0 | 166.6396 | 135.559 | 135.559 | 135.559 | 31.0806 | 166.6396 | 2027.624 | 2027.624 | 854.3991 | 854.3991 | 603.6215 | 603.6215 | 0 | 0 | 569.6034 | 569.6034 | 342528526.7535 | 998660500.8841 | 292783323.652 | 0 | 1633.9724 | 20.9313 | 0 | 0 | 0 | 721.0758 | 79 | 1824 | 2767.1539 | 456 | 114 | 0.30108
951 | 566.5595 | 300.2 | 600 | 2400 | 0 | 100% | 89.121 | 124.1242 | 124.4922 | 124.4922 | 1 | 124.1242 | 94.2118 | 268.1067 | 254.6706 | 254.6706 | 254.6706 | 13.4361 | 268.1067 | 63.0615 | 56.8728 | 56.8728 | 56.8728 | 6.1886 | 63.0615 | 0 | 0 | 0 | 0 | 0 | 0 | 0 | 0 | 0 | 161.1731 | 131.0822 | 131.0822 | 131.0822 | 30.0909 | 161.1731 | 2112.5722 | 2112.5722 | 939.6203 | 939.6203 | 603.481 | 603.481 | 0 | 0 | 569.4709 | 569.4709 | 350155402.5846 | 998744837.6262 | 301691309.4946 | 0 | 1650.5915 | 23.7577 | 0 | 0 | 0 | 793.1834 | 79 | 1824 | 2767.1539 | 456 | 114 | 0.31056
952 | 618.065 | 300.2 | 600 | 2400 | 0 | 100% | 90.6393 | 128.109 | 128.4537 | 128.4537 | 1 | 128.109 | 94.9866 | 286.7818 | 272.4069 | 272.4069 | 272.4069 | 14.3749 | 286.7818 | 63.0461 | 56.8578 | 56.8578 | 56.8578 | 6.1883 | 63.0461 | 0 | 0 | 0 | 0 | 0 | 0 | 0 | 0 | 0 | 157.0532 | 127.7028 | 127.7028 | 127.7028 | 29.3504 | 157.0532 | 2197.5233 | 2197.5233 | 1024.8217 | 1024.8217 | 603.3522 | 603.3522 | 0 | 0 | 569.3494 | 569.3494 | 356912662.3049 | 998820083.4157 | 308432833.7945 | 0 | 1664.1656 | 26.4818 | 0 | 0 | 0 | 865.2909 | 79 | 1824 | 2767.1539 | 456 | 114 | 0.31782
953 | 669.5704 | 300.2 | 600 | 2400 | 0 | 100% | 91.7694 | 132.2406 | 132.5804 | 132.5804 | 1 | 132.2406 | 95.6279 | 305.3059 | 289.9996 | 289.9996 | 289.9996 | 15.3063 | 305.3059 | 63.0323 | 56.8442 | 56.8442 | 56.8442 | 6.188 | 63.0323 | 0 | 0 | 0 | 0 | 0 | 0 | 0 | 0 | 0 | 154.1522 | 125.3108 | 125.3108 | 125.3108 | 28.8415 | 154.1522 | 2282.477 | 2282.477 | 1110.0056 | 1110.0056 | 603.2338 | 603.2338 | 0 | 0 | 569.2376 | 569.2376 | 363055015.4496 | 998887235.4187 | 313459252.4305 | 0 | 1675.4015 | 29.0841 | 0 | 0 | 0 | 937.3985 | 79 | 1824 | 2767.1539 | 456 | 114 | 0.32331
954 | 721.0758 | 300.2 | 600 | 2400 | 0 | 100% | 92.7283 | 136.4543 | 136.7925 | 136.7925 | 1 | 136.4543 | 96.1992 | 323.6638 | 307.4343 | 307.4343 | 307.4343 | 16.2295 | 323.6638 | 63.0197 | 56.8319 | 56.8319 | 56.8319 | 6.1878 | 63.0197 | 0 | 0 | 0 | 0 | 0 | 0 | 0 | 0 | 0 | 151.9195 | 123.4707 | 123.4707 | 123.4707 | 28.4489 | 151.9195 | 2367.4331 | 2367.4331 | 1195.1741 | 1195.1741 | 603.1245 | 603.1245 | 0 | 0 | 569.1345 | 569.1345 | 368636334.1549 | 998948997.514 | 317825151.8066 | 0 | 1685.4105 | 31.5389 | 0 | 0 | 0 | 1009.5061 | 79 | 1824 | 2767.1539 | 456 | 114 | 0.32786
955 | 772.5812 | 300.2 | 600 | 2400 | 0 | 100% | 93.6416 | 140.7318 | 141.0653 | 141.0653 | 1 | 140.7318 | 96.6803 | 341.9396 | 324.791 | 324.791 | 324.791 | 17.1486 | 341.9396 | 63.0081 | 56.8205 | 56.8205 | 56.8205 | 6.1876 | 63.0081 | 0 | 0 | 0 | 0 | 0 | 0 | 0 | 0 | 0 | 150.1414 | 122.0052 | 122.0052 | 122.0052 | 28.1362 | 150.1414 | 2452.3912 | 2452.3912 | 1280.3288 | 1280.3288 | 603.0234 | 603.0234 | 0 | 0 | 569.039 | 569.039 | 373691309.4253 | 999007039.4868 | 321140227.0001 | 0 | 1693.8386 | 33.8707 | 0 | 0 | 0 | 1081.6137 | 79 | 1824 | 2767.1539 | 456 | 114 | 0.33127
956 | 824.0866 | 300.2 | 600 | 2400 | 0 | 100% | 94.3607 | 145.0512 | 145.3708 | 145.3708 | 1 | 145.0512 | 97.0919 | 360.2118 | 342.1442 | 342.1442 | 342.1442 | 18.0676 | 360.2118 | 62.9976 | 56.8101 | 56.8101 | 56.8101 | 6.1875 | 62.9976 | 0 | 0 | 0 | 0 | 0 | 0 | 0 | 0 | 0 | 148.6239 | 120.7528 | 120.7528 | 120.7528 | 27.8711 | 148.6239 | 2537.3512 | 2537.3512 | 1365.4714 | 1365.4714 | 602.9294 | 602.9294 | 0 | 0 | 568.9504 | 568.9504 | 378141521.302 | 999038035.3583 | 323870781.8196 | 0 | 1701.0503 | 36.0757 | 0 | 0 | 0 | 1153.7213 | 79 | 1824 | 2767.1539 | 456 | 114 | 0.33407
957 | 875.592 | 300.2 | 600 | 2400 | 0 | 100% | 95.0685 | 149.4232 | 149.7324 | 149.7324 | 1 | 149.4232 | 97.4557 | 378.5691 | 359.5781 | 359.5781 | 359.5781 | 18.991 | 378.5691 | 62.988 | 56.8007 | 56.8007 | 56.8007 | 6.1873 | 62.988 | 0 | 0 | 0 | 0 | 0 | 0 | 0 | 0 | 0 | 147.3653 | 119.711 | 119.711 | 119.711 | 27.6543 | 147.3653 | 2622.3129 | 2622.3129 | 1450.603 | 1450.603 | 602.842 | 602.842 | 0 | 0 | 568.8679 | 568.8679 | 382085302.5954 | 999058382.3179 | 326280662.2803 | 0 | 1707.4243 | 38.1523 | 0 | 0 | 0 | 1225.8288 | 79 | 1824 | 2767.1539 | 456 | 114 | 0.33655
958 | 927.0974 | 300.2 | 600 | 2400 | 0 | 100% | 95.6393 | 153.8194 | 154.1284 | 154.1284 | 1 | 153.8194 | 97.7747 | 396.928 | 377.0134 | 377.0134 | 377.0134 | 19.9146 | 396.928 | 62.9791 | 56.7919 | 56.7919 | 56.7919 | 6.1872 | 62.9791 | 0 | 0 | 0 | 0 | 0 | 0 | 0 | 0 | 0 | 146.2442 | 118.7808 | 118.7808 | 118.7808 | 27.4634 | 146.2442 | 2707.276 | 2707.276 | 1535.7247 | 1535.7247 | 602.7604 | 602.7604 | 0 | 0 | 568.7909 | 568.7909 | 385720185.192 | 999075693.0682 | 328216997.0296 | 0 | 1713.0129 | 40.112 | 0 | 0 | 0 | 1297.9364 | 79 | 1824 | 2767.1539 | 456 | 114 | 0.33854
959 | 978.6028 | 300.2 | 600 | 2400 | 0 | 100% | 96.1872 | 158.2552 | 158.5667 | 158.5667 | 1 | 158.2552 | 98.0381 | 415.2352 | 394.3997 | 394.3997 | 394.3997 | 20.8356 | 415.2352 | 62.9709 | 56.7838 | 56.7838 | 56.7838 | 6.1871 | 62.9709 | 0 | 0 | 0 | 0 | 0 | 0 | 0 | 0 | 0 | 145.35 | 118.0318 | 118.0318 | 118.0318 | 27.3182 | 145.35 | 2792.2405 | 2792.2405 | 1620.8375 | 1620.8375 | 602.6841 | 602.6841 | 0 | 0 | 568.7189 | 568.7189 | 389074756.6611 | 999090220.7417 | 329462482.97 | 0 | 1717.6275 | 41.9739 | 0 | 0 | 0 | 1370.044 | 79 | 1824 | 2767.1539 | 456 | 114 | 0.33982
960 | 1030.1083 | 300.2 | 600 | 2400 | 0 | 100% | 96.6553 | 162.7335 | 163.0417 | 163.0417 | 1 | 162.7335 | 98.2769 | 433.52 | 411.7645 | 411.7645 | 411.7645 | 21.7555 | 433.52 | 62.9634 | 56.7764 | 56.7764 | 56.7764 | 6.187 | 62.9634 | 0 | 0 | 0 | 0 | 0 | 0 | 0 | 0 | 0 | 144.6677 | 117.4559 | 117.4559 | 117.4559 | 27.2118 | 144.6677 | 2877.2062 | 2877.2062 | 1705.9422 | 1705.9422 | 602.6126 | 602.6126 | 0 | 0 | 568.6514 | 568.6514 | 392129422.1901 | 999102231.9717 | 330579063.0108 | 0 | 1721.8107 | 43.7296 | 0 | 0 | 0 | 1442.1516 | 79 | 1824 | 2767.1539 | 456 | 114 | 0.34097
961 | 20.6022 | 353.4 | 600 | 2400 | 0 | 100% | 57.1575 | 98.7657 | 99.025 | 99.025 | 1 | 98.7657 | 72.441 | 119.2994 | 113.3406 | 113.3406 | 113.3406 | 5.9588 | 119.2994 | 69.3513 | 62.5669 | 62.5669 | 62.5669 | 6.7844 | 69.3513 | 0 | 0 | 0 | 0 | 0 | 0 | 0 | 0 | 0 | 285.5814 | 231.749 | 231.749 | 231.749 | 53.8325 | 285.5814 | 1318.683 | 1318.683 | 34.2881 | 34.2881 | 712.9232 | 712.9232 | 0 | 0 | 571.4718 | 571.4718 | 29404056.5464 | 1072384421.1653 | 167377694.7754 | 0 | 1269.1662 | 3.7772 | 0 | 0 | 0 | 28.843 | 93 | 1824 | 2767.1539 | 456 | 114 | 0.17191
962 | 51.5054 | 353.4 | 600 | 2400 | 0 | 100% | 59.6119 | 99.0886 | 99.412 | 99.412 | 1 | 99.0886 | 75.2447 | 121.884 | 115.794 | 115.794 | 115.794 | 6.09 | 121.884 | 69.3084 | 62.526 | 62.526 | 62.526 | 6.7824 | 69.3084 | 0 | 0 | 0 | 0 | 0 | 0 | 0 | 0 | 0 | 276.0574 | 224.052 | 224.052 | 224.052 | 52.0054 | 276.0574 | 1369.6173 | 1369.6173 | 85.689 | 85.689 | 712.6641 | 712.6641 | 0 | 0 | 571.2641 | 571.2641 | 71899596.6956 | 1072723636.4544 | 173664424.6482 | 0 | 1318.2877 | 4.356 | 0 | 0 | 0 | 72.1076 | 93 | 1824 | 2767.1539 | 456 | 114 | 0.17837
963 | 154.5162 | 353.4 | 600 | 2400 | 0 | 100% | 69.8402 | 101.5868 | 102.0486 | 102.0486 | 1 | 101.5868 | 83.1396 | 136.3324 | 129.5139 | 129.5139 | 129.5139 | 6.8185 | 136.3324 | 69.1986 | 62.4207 | 62.4207 | 62.4207 | 6.7779 | 69.1986 | 0 | 0 | 0 | 0 | 0 | 0 | 0 | 0 | 0 | 251.9627 | 204.5292 | 204.5292 | 204.5292 | 47.4335 | 251.9627 | 1539.4282 | 1539.4282 | 256.8056 | 256.8056 | 711.9394 | 711.9394 | 0 | 0 | 570.6832 | 570.6832 | 191715407.2302 | 1073502186.3017 | 191388515.2629 | 0 | 1456.6061 | 7.5715 | 0 | 0 | 0 | 216.3227 | 93 | 1824 | 2767.1539 | 456 | 114 | 0.19657
964 | 206.0217 | 353.4 | 600 | 2400 | 0 | 100% | 75.5365 | 103.7146 | 104.2274 | 104.2274 | 1 | 103.7146 | 86.0966 | 149.2621 | 141.794 | 141.794 | 141.794 | 7.4681 | 149.2621 | 69.1587 | 62.3821 | 62.3821 | 62.3821 | 6.7765 | 69.1587 | 0 | 0 | 0 | 0 | 0 | 0 | 0 | 0 | 0 | 238.332 | 193.4424 | 193.4424 | 193.4424 | 44.8896 | 238.332 | 1624.3474 | 1624.3474 | 342.2637 | 342.2637 | 711.6403 | 711.6403 | 0 | 0 | 570.4434 | 570.4434 | 231691634.0734 | 1073741511.3228 | 202980028.4357 | 0 | 1508.4132 | 9.8964 | 0 | 0 | 0 | 288.4303 | 93 | 1824 | 2767.1539 | 456 | 114 | 0.20848
965 | 257.5271 | 353.4 | 600 | 2400 | 0 | 100% | 79.9429 | 106.2856 | 106.8119 | 106.8119 | 1 | 106.2856 | 88.5643 | 168.1712 | 159.754 | 159.754 | 159.754 | 8.4172 | 168.1712 | 69.1252 | 62.3497 | 62.3497 | 62.3497 | 6.7756 | 69.1252 | 0 | 0 | 0 | 0 | 0 | 0 | 0 | 0 | 0 | 218.4378 | 177.2816 | 177.2816 | 177.2816 | 41.1562 | 218.4378 | 1709.2737 | 1709.2737 | 427.6695 | 427.6695 | 711.3741 | 711.3741 | 0 | 0 | 570.23 | 570.23 | 255712385.5698 | 1073922726.3883 | 222010680.6895 | 0 | 1551.6458 | 12.4157 | 0 | 0 | 0 | 360.5379 | 93 | 1824 | 2767.1539 | 456 | 114 | 0.22802
966 | 309.0325 | 353.4 | 600 | 2400 | 0 | 100% | 83.5274 | 109.2327 | 109.7366 | 109.7366 | 1 | 109.2327 | 90.6121 | 188.1197 | 178.7011 | 178.7011 | 178.7011 | 9.4187 | 188.1197 | 69.097 | 62.3221 | 62.3221 | 62.3221 | 6.7748 | 69.097 | 0 | 0 | 0 | 0 | 0 | 0 | 0 | 0 | 0 | 202.3103 | 164.1984 | 164.1984 | 164.1984 | 38.1119 | 202.3103 | 1794.206 | 1794.206 | 513.0314 | 513.0314 | 711.1356 | 711.1356 | 0 | 0 | 570.0389 | 570.0389 | 273705921.0409 | 1074059227.4832 | 239759039.6982 | 0 | 1587.5242 | 15.0727 | 0 | 0 | 0 | 432.6455 | 93 | 1824 | 2767.1539 | 456 | 114 | 0.24625
967 | 360.5379 | 353.4 | 600 | 2400 | 0 | 100% | 86.4954 | 112.702 | 113.165 | 113.165 | 1 | 112.702 | 92.2789 | 208.5311 | 198.0875 | 198.0875 | 198.0875 | 10.4436 | 208.5311 | 69.0729 | 62.2986 | 62.2986 | 62.2986 | 6.7743 | 69.0729 | 0 | 0 | 0 | 0 | 0 | 0 | 0 | 0 | 0 | 191.361 | 155.5842 | 155.5842 | 155.5842 | 35.7769 | 191.361 | 1879.1434 | 1879.1434 | 598.3558 | 598.3558 | 710.9208 | 710.9208 | 0 | 0 | 569.8667 | 569.8667 | 287480619.4721 | 1074166031.8491 | 255080538.8711 | 0 | 1616.7272 | 17.8119 | 0 | 0 | 0 | 504.753 | 93 | 1824 | 2767.1539 | 456 | 114 | 0.26216
968 | 412.0433 | 353.4 | 600 | 2400 | 0 | 100% | 88.5388 | 116.2597 | 116.6814 | 116.6814 | 1 | 116.2597 | 93.5583 | 229.1171 | 217.6395 | 217.6395 | 217.6395 | 11.4776 | 229.1171 | 69.0517 | 62.2778 | 62.2778 | 62.2778 | 6.7739 | 69.0517 | 0 | 0 | 0 | 0 | 0 | 0 | 0 | 0 | 0 | 182.7434 | 148.5378 | 148.5378 | 148.5378 | 34.2056 | 182.7434 | 1964.0852 | 1964.0852 | 683.6481 | 683.6481 | 710.7263 | 710.7263 | 0 | 0 | 569.7108 | 569.7108 | 298638161.8014 | 1074255526.5382 | 266248186.425 | 0 | 1639.1419 | 20.6301 | 0 | 0 | 0 | 576.8606 | 93 | 1824 | 2767.1539 | 456 | 114 | 0.27396
969 | 463.5487 | 353.4 | 600 | 2400 | 0 | 100% | 89.9772 | 120.0936 | 120.4535 | 120.4535 | 1 | 120.0936 | 94.4791 | 249.7118 | 237.1996 | 237.1996 | 237.1996 | 12.5122 | 249.7118 | 69.0329 | 62.2593 | 62.2593 | 62.2593 | 6.7736 | 69.0329 | 0 | 0 | 0 | 0 | 0 | 0 | 0 | 0 | 0 | 177.0053 | 143.8214 | 143.8214 | 143.8214 | 33.184 | 177.0053 | 2049.0308 | 2049.0308 | 768.9126 | 768.9126 | 710.5493 | 710.5493 | 0 | 0 | 569.5689 | 569.5689 | 307918027.2945 | 1074314363.6867 | 273041220.364 | 0 | 1655.2736 | 23.5003 | 0 | 0 | 0 | 648.9682 | 93 | 1824 | 2767.1539 | 456 | 114 | 0.28127
970 | 515.0541 | 353.4 | 600 | 2400 | 0 | 100% | 91.3242 | 124.1013 | 124.4557 | 124.4557 | 1 | 124.1013 | 95.2794 | 270.2624 | 256.7176 | 256.7176 | 256.7176 | 13.5449 | 270.2624 | 69.016 | 62.2427 | 62.2427 | 62.2427 | 6.7733 | 69.016 | 0 | 0 | 0 | 0 | 0 | 0 | 0 | 0 | 0 | 172.8392 | 140.3937 | 140.3937 | 140.3937 | 32.4455 | 172.8392 | 2133.9797 | 2133.9797 | 854.1529 | 854.1529 | 710.3875 | 710.3875 | 0 | 0 | 569.4393 | 569.4393 | 315904311.1296 | 1074354416.6346 | 279036879.0216 | 0 | 1669.2956 | 26.2192 | 0 | 0 | 0 | 721.0758 | 93 | 1824 | 2767.1539 | 456 | 114 | 0.28777
971 | 566.5595 | 353.4 | 600 | 2400 | 0 | 100% | 92.5228 | 128.2134 | 128.5514 | 128.5514 | 1 | 128.2134 | 95.9269 | 290.6732 | 276.1025 | 276.1025 | 276.1025 | 14.5707 | 290.6732 | 69.0007 | 62.2276 | 62.2276 | 62.2276 | 6.7731 | 69.0007 | 0 | 0 | 0 | 0 | 0 | 0 | 0 | 0 | 0 | 169.6118 | 137.7333 | 137.7333 | 137.7333 | 31.8786 | 169.6118 | 2218.9315 | 2218.9315 | 939.372 | 939.372 | 710.2392 | 710.2392 | 0 | 0 | 569.3203 | 569.3203 | 322876634.69 | 1074390112.4554 | 283373098.3359 | 0 | 1680.6398 | 28.8306 | 0 | 0 | 0 | 793.1834 | 93 | 1824 | 2767.1539 | 456 | 114 | 0.29256
972 | 618.065 | 353.4 | 600 | 2400 | 0 | 100% | 93.3676 | 132.439 | 132.7725 | 132.7725 | 1 | 132.439 | 96.4569 | 310.9278 | 295.339 | 295.339 | 295.339 | 15.5889 | 310.9278 | 68.9869 | 62.214 | 62.214 | 62.214 | 6.7729 | 68.9869 | 0 | 0 | 0 | 0 | 0 | 0 | 0 | 0 | 0 | 167.3276 | 135.841 | 135.841 | 135.841 | 31.4866 | 167.3276 | 2303.8859 | 2303.8859 | 1024.5724 | 1024.5724 | 710.1026 | 710.1026 | 0 | 0 | 569.2109 | 569.2109 | 329131355.0142 | 1074417378.2085 | 286375835.7712 | 0 | 1689.9246 | 31.3321 | 0 | 0 | 0 | 865.2909 | 93 | 1824 | 2767.1539 | 456 | 114 | 0.29564
973 | 669.5704 | 353.4 | 600 | 2400 | 0 | 100% | 94.2352 | 136.7166 | 137.0589 | 137.0589 | 1 | 136.7166 | 96.9555 | 331.0052 | 314.407 | 314.407 | 314.407 | 16.5983 | 331.0052 | 68.9743 | 62.2016 | 62.2016 | 62.2016 | 6.7728 | 68.9743 | 0 | 0 | 0 | 0 | 0 | 0 | 0 | 0 | 0 | 165.4677 | 134.3004 | 134.3004 | 134.3004 | 31.1673 | 165.4677 | 2388.8425 | 2388.8425 | 1109.7562 | 1109.7562 | 709.9765 | 709.9765 | 0 | 0 | 569.1098 | 569.1098 | 334784163.6803 | 1074439664.0874 | 289435679.5958 | 0 | 1698.6595 | 33.6607 | 0 | 0 | 0 | 937.3985 | 93 | 1824 | 2767.1539 | 456 | 114 | 0.29879
974 | 721.0758 | 353.4 | 600 | 2400 | 0 | 100% | 95 | 141.0306 | 141.3754 | 141.3754 | 1 | 141.0306 | 97.3795 | 350.9384 | 333.3378 | 333.3378 | 333.3378 | 17.6006 | 350.9384 | 68.9628 | 62.1902 | 62.1902 | 62.1902 | 6.7726 | 68.9628 | 0 | 0 | 0 | 0 | 0 | 0 | 0 | 0 | 0 | 163.894 | 132.9966 | 132.9966 | 132.9966 | 30.8974 | 163.894 | 2473.8011 | 2473.8011 | 1194.9254 | 1194.9254 | 709.8596 | 709.8596 | 0 | 0 | 569.0161 | 569.0161 | 339924464.573 | 1074458597.4328 | 291705159.4684 | 0 | 1706.0882 | 35.8664 | 0 | 0 | 0 | 1009.5061 | 93 | 1824 | 2767.1539 | 456 | 114 | 0.30112
975 | 772.5812 | 353.4 | 600 | 2400 | 0 | 100% | 95.6735 | 145.3795 | 145.7253 | 145.7253 | 1 | 145.3795 | 97.7648 | 370.739 | 352.1427 | 352.1427 | 352.1427 | 18.5963 | 370.739 | 68.9522 | 62.1797 | 62.1797 | 62.1797 | 6.7725 | 68.9522 | 0 | 0 | 0 | 0 | 0 | 0 | 0 | 0 | 0 | 162.5859 | 131.9109 | 131.9109 | 131.9109 | 30.675 | 162.5859 | 2558.7615 | 2558.7615 | 1280.0814 | 1280.0814 | 709.7511 | 709.7511 | 0 | 0 | 568.9291 | 568.9291 | 344590401.3107 | 1074474534.2296 | 293774585.4048 | 0 | 1712.8395 | 37.939 | 0 | 0 | 0 | 1081.6137 | 93 | 1824 | 2767.1539 | 456 | 114 | 0.30325
976 | 824.0866 | 353.4 | 600 | 2400 | 0 | 100% | 96.2329 | 149.7729 | 150.108 | 150.108 | 1 | 149.7729 | 98.0942 | 390.5886 | 370.994 | 370.994 | 370.994 | 19.5946 | 390.5886 | 68.9424 | 62.17 | 62.17 | 62.17 | 6.7724 | 68.9424 | 0 | 0 | 0 | 0 | 0 | 0 | 0 | 0 | 0 | 161.5059 | 131.0114 | 131.0114 | 131.0114 | 30.4944 | 161.5059 | 2643.7236 | 2643.7236 | 1365.2256 | 1365.2256 | 709.6499 | 709.6499 | 0 | 0 | 568.848 | 568.848 | 348650449.9285 | 1074488788.6312 | 295470977.3515 | 0 | 1718.6102 | 39.9017 | 0 | 0 | 0 | 1153.7213 | 93 | 1824 | 2767.1539 | 456 | 114 | 0.30499
977 | 875.592 | 353.4 | 600 | 2400 | 0 | 100% | 96.8379 | 154.204 | 154.5312 | 154.5312 | 1 | 154.204 | 98.3562 | 410.542 | 389.9438 | 389.9438 | 389.9438 | 20.5982 | 410.542 | 68.9334 | 62.161 | 62.161 | 62.161 | 6.7724 | 68.9334 | 0 | 0 | 0 | 0 | 0 | 0 | 0 | 0 | 0 | 160.5817 | 130.237 | 130.237 | 130.237 | 30.3447 | 160.5817 | 2728.687 | 2728.687 | 1450.3592 | 1450.3592 | 709.5555 | 709.5555 | 0 | 0 | 568.7723 | 568.7723 | 352255696.5889 | 1074500543.5249 | 296445170.4131 | 0 | 1723.2014 | 41.7736 | 0 | 0 | 0 | 1225.8288 | 93 | 1824 | 2767.1539 | 456 | 114 | 0.30599
978 | 927.0974 | 353.4 | 600 | 2400 | 0 | 100% | 97.2489 | 158.695 | 159.0259 | 159.0259 | 1 | 158.695 | 98.577 | 430.4751 | 408.8742 | 408.8742 | 408.8742 | 21.6009 | 430.4751 | 68.9249 | 62.1526 | 62.1526 | 62.1526 | 6.7723 | 68.9249 | 0 | 0 | 0 | 0 | 0 | 0 | 0 | 0 | 0 | 159.9964 | 129.7397 | 129.7397 | 129.7397 | 30.2567 | 159.9964 | 2813.6518 | 2813.6518 | 1535.4832 | 1535.4832 | 709.4671 | 709.4671 | 0 | 0 | 568.7015 | 568.7015 | 355596256.2886 | 1074511718.7677 | 296960829.8812 | 0 | 1727.0688 | 43.5481 | 0 | 0 | 0 | 1297.9364 | 93 | 1824 | 2767.1539 | 456 | 114 | 0.30652
979 | 978.6028 | 353.4 | 600 | 2400 | 0 | 100% | 97.6142 | 163.2376 | 163.572 | 163.572 | 1 | 163.2376 | 98.7368 | 450.3656 | 427.7641 | 427.7641 | 427.7641 | 22.6015 | 450.3656 | 68.917 | 62.1448 | 62.1448 | 62.1448 | 6.7722 | 68.917 | 0 | 0 | 0 | 0 | 0 | 0 | 0 | 0 | 0 | 159.6913 | 129.4673 | 129.4673 | 129.4673 | 30.2241 | 159.6913 | 2898.6178 | 2898.6178 | 1620.5985 | 1620.5985 | 709.3843 | 709.3843 | 0 | 0 | 568.635 | 568.635 | 358655912.2924 | 1074521785.452 | 296691649.9986 | 0 | 1729.8693 | 45.2454 | 0 | 0 | 0 | 1370.044 | 93 | 1824 | 2767.1539 | 456 | 114 | 0.30624
980 | 1030.1083 | 353.4 | 600 | 2400 | 0 | 100% | 97.7854 | 167.8237 | 168.1588 | 168.1588 | 1 | 167.8237 | 98.8742 | 470.2362 | 446.635 | 446.635 | 446.635 | 23.6012 | 470.2362 | 68.9096 | 62.1374 | 62.1374 | 62.1374 | 6.7722 | 68.9096 | 0 | 0 | 0 | 0 | 0 | 0 | 0 | 0 | 0 | 159.5954 | 129.365 | 129.365 | 129.365 | 30.2304 | 159.5954 | 2983.5849 | 2983.5849 | 1705.7059 | 1705.7059 | 709.3064 | 709.3064 | 0 | 0 | 568.5726 | 568.5726 | 361443003.5543 | 1074530402.4828 | 296303138.3544 | 0 | 1732.2765 | 46.8506 | 0 | 0 | 0 | 1442.1516 | 93 | 1824 | 2767.1539 | 456 | 114 | 0.30584
981 | 20.6022 | 402.8 | 600 | 2400 | 0 | 100% | 65.9361 | 99.1024 | 99.3325 | 99.3325 | 1 | 99.1024 | 78.216 | 125.6103 | 119.3322 | 119.3322 | 119.3322 | 6.278 | 125.6103 | 75.2048 | 67.8433 | 67.8433 | 67.8433 | 7.3615 | 75.2048 | 0 | 0 | 0 | 0 | 0 | 0 | 0 | 0 | 0 | 221.9028 | 180.095 | 180.095 | 180.095 | 41.8079 | 221.9028 | 1417.3785 | 1417.3785 | 34.2648 | 34.2648 | 812.0288 | 812.0288 | 0 | 0 | 571.0848 | 571.0848 | 27906822.282 | 1126643053.9652 | 215794903.0232 | 0 | 1370.3448 | 8.3535 | 0 | 0 | 0 | 28.843 | 106 | 1824 | 2767.1539 | 456 | 114 | 0.22164
982 | 51.5054 | 402.8 | 600 | 2400 | 0 | 100% | 68.0479 | 99.9769 | 100.2461 | 100.2461 | 1 | 99.9769 | 80.5019 | 128.7246 | 122.289 | 122.289 | 122.289 | 6.4356 | 128.7246 | 75.1677 | 67.8078 | 67.8078 | 67.8078 | 7.3599 | 75.1677 | 0 | 0 | 0 | 0 | 0 | 0 | 0 | 0 | 0 | 222.4067 | 180.4923 | 180.4923 | 180.4923 | 41.9144 | 222.4067 | 1468.3211 | 1468.3211 | 85.6356 | 85.6356 | 811.7775 | 811.7775 | 0 | 0 | 570.908 | 570.908 | 67993902.7149 | 1126907433.8367 | 215491788.5997 | 0 | 1410.3931 | 9.3091 | 0 | 0 | 0 | 72.1076 | 106 | 1824 | 2767.1539 | 456 | 114 | 0.22133
983 | 154.5162 | 402.8 | 600 | 2400 | 0 | 100% | 77.1347 | 103.7305 | 104.0438 | 104.0438 | 1 | 103.7305 | 86.9945 | 145.0949 | 137.8348 | 137.8348 | 137.8348 | 7.2601 | 145.0949 | 75.0718 | 67.7154 | 67.7154 | 67.7154 | 7.3564 | 75.0718 | 0 | 0 | 0 | 0 | 0 | 0 | 0 | 0 | 0 | 220.726 | 179.0703 | 179.0703 | 179.0703 | 41.6556 | 220.726 | 1638.1536 | 1638.1536 | 256.6814 | 256.6814 | 811.0652 | 811.0652 | 0 | 0 | 570.4071 | 570.4071 | 180048688.4988 | 1127487201.1137 | 216608281.9566 | 0 | 1524.1442 | 13.1283 | 0 | 0 | 0 | 216.3227 | 106 | 1824 | 2767.1539 | 456 | 114 | 0.22247
984 | 206.0217 | 402.8 | 600 | 2400 | 0 | 100% | 81.7808 | 106.3083 | 106.6733 | 106.6733 | 1 | 106.3083 | 89.4083 | 159.1437 | 151.1779 | 151.1779 | 151.1779 | 7.9658 | 159.1437 | 75.0357 | 67.6805 | 67.6805 | 67.6805 | 7.3553 | 75.0357 | 0 | 0 | 0 | 0 | 0 | 0 | 0 | 0 | 0 | 216.2379 | 175.3835 | 175.3835 | 175.3835 | 40.8544 | 216.2379 | 1723.0809 | 1723.0809 | 342.1161 | 342.1161 | 810.7673 | 810.7673 | 0 | 0 | 570.1976 | 570.1976 | 217156687.4989 | 1127654810.4685 | 221621750.2228 | 0 | 1566.4332 | 15.4867 | 0 | 0 | 0 | 288.4303 | 106 | 1824 | 2767.1539 | 456 | 114 | 0.22766
985 | 257.5271 | 402.8 | 600 | 2400 | 0 | 100% | 85.2055 | 109.2472 | 109.6405 | 109.6405 | 1 | 109.2472 | 91.4215 | 179.467 | 170.4811 | 170.4811 | 170.4811 | 8.9859 | 179.467 | 75.0051 | 67.6507 | 67.6507 | 67.6507 | 7.3545 | 75.0051 | 0 | 0 | 0 | 0 | 0 | 0 | 0 | 0 | 0 | 204.931 | 166.1967 | 166.1967 | 166.1967 | 38.7343 | 204.931 | 1808.0141 | 1808.0141 | 427.5043 | 427.5043 | 810.5001 | 810.5001 | 0 | 0 | 570.0097 | 570.0097 | 239540758.2576 | 1127778384.3621 | 234384769.4828 | 0 | 1601.7039 | 17.9146 | 0 | 0 | 0 | 360.5379 | 106 | 1824 | 2767.1539 | 456 | 114 | 0.24117
986 | 309.0325 | 402.8 | 600 | 2400 | 0 | 100% | 87.9909 | 112.8333 | 113.2197 | 113.2197 | 1 | 112.8333 | 92.9544 | 200.7297 | 190.6763 | 190.6763 | 190.6763 | 10.0533 | 200.7297 | 74.9792 | 67.6253 | 67.6253 | 67.6253 | 7.3539 | 74.9792 | 0 | 0 | 0 | 0 | 0 | 0 | 0 | 0 | 0 | 197.9213 | 160.7772 | 160.7772 | 160.7772 | 37.1441 | 197.9213 | 1892.9523 | 1892.9523 | 512.8527 | 512.8527 | 810.2593 | 810.2593 | 0 | 0 | 569.8403 | 569.8403 | 256418435.0397 | 1127862942.0082 | 244279554.6905 | 0 | 1628.5609 | 20.5332 | 0 | 0 | 0 | 432.6455 | 106 | 1824 | 2767.1539 | 456 | 114 | 0.25173
987 | 360.5379 | 402.8 | 600 | 2400 | 0 | 100% | 89.7489 | 116.4618 | 116.8362 | 116.8362 | 1 | 116.4618 | 94.153 | 222.5881 | 211.4372 | 211.4372 | 211.4372 | 11.1509 | 222.5881 | 74.9566 | 67.6032 | 67.6032 | 67.6032 | 7.3535 | 74.9566 | 0 | 0 | 0 | 0 | 0 | 0 | 0 | 0 | 0 | 191.186 | 155.2473 | 155.2473 | 155.2473 | 35.9387 | 191.186 | 1977.8948 | 1977.8948 | 598.1669 | 598.1669 | 810.041 | 810.041 | 0 | 0 | 569.6868 | 569.6868 | 269201411.0514 | 1127925366.4354 | 252434600.6769 | 0 | 1649.5614 | 23.1935 | 0 | 0 | 0 | 504.753 | 106 | 1824 | 2767.1539 | 456 | 114 | 0.26051
988 | 412.0433 | 402.8 | 600 | 2400 | 0 | 100% | 91.2215 | 120.3323 | 120.661 | 120.661 | 1 | 120.3323 | 95.0331 | 244.6312 | 232.3731 | 232.3731 | 232.3731 | 12.2581 | 244.6312 | 74.9367 | 67.5836 | 67.5836 | 67.5836 | 7.3531 | 74.9367 | 0 | 0 | 0 | 0 | 0 | 0 | 0 | 0 | 0 | 186.365 | 151.2762 | 151.2762 | 151.2762 | 35.0888 | 186.365 | 2062.8409 | 2062.8409 | 683.4516 | 683.4516 | 809.8423 | 809.8423 | 0 | 0 | 569.547 | 569.547 | 279626005.2966 | 1127975984.0432 | 257377481.2859 | 0 | 1664.9795 | 25.8855 | 0 | 0 | 0 | 576.8606 | 106 | 1824 | 2767.1539 | 456 | 114 | 0.2659
989 | 463.5487 | 402.8 | 600 | 2400 | 0 | 100% | 92.4087 | 124.3914 | 124.7134 | 124.7134 | 1 | 124.3914 | 95.7521 | 266.6228 | 253.2599 | 253.2599 | 253.2599 | 13.3629 | 266.6228 | 74.9189 | 67.566 | 67.566 | 67.566 | 7.3529 | 74.9189 | 0 | 0 | 0 | 0 | 0 | 0 | 0 | 0 | 0 | 183.1013 | 148.5635 | 148.5635 | 148.5635 | 34.5378 | 183.1013 | 2147.7903 | 2147.7903 | 768.7106 | 768.7106 | 809.6606 | 809.6606 | 0 | 0 | 569.4192 | 569.4192 | 288323404.2264 | 1128014147.5398 | 261238571.2734 | 0 | 1677.5761 | 28.4848 | 0 | 0 | 0 | 648.9682 | 106 | 1824 | 2767.1539 | 456 | 114 | 0.26988
990 | 515.0541 | 402.8 | 600 | 2400 | 0 | 100% | 93.4475 | 128.5488 | 128.8731 | 128.8731 | 1 | 128.5488 | 96.3658 | 288.5509 | 274.0862 | 274.0862 | 274.0862 | 14.4648 | 288.5509 | 74.9026 | 67.55 | 67.55 | 67.55 | 7.3526 | 74.9026 | 0 | 0 | 0 | 0 | 0 | 0 | 0 | 0 | 0 | 180.4752 | 146.3816 | 146.3816 | 146.3816 | 34.0935 | 180.4752 | 2232.7426 | 2232.7426 | 853.9469 | 853.9469 | 809.4938 | 809.4938 | 0 | 0 | 569.3019 | 569.3019 | 295809351.4379 | 1128049604.9149 | 264469338.9949 | 0 | 1688.3283 | 30.9522 | 0 | 0 | 0 | 721.0758 | 106 | 1824 | 2767.1539 | 456 | 114 | 0.27322
991 | 566.5595 | 402.8 | 600 | 2400 | 0 | 100% | 94.2922 | 132.8001 | 133.1274 | 133.1274 | 1 | 132.8001 | 96.8784 | 310.371 | 294.8096 | 294.8096 | 294.8096 | 15.5614 | 310.371 | 74.888 | 67.5355 | 67.5355 | 67.5355 | 7.3525 | 74.888 | 0 | 0 | 0 | 0 | 0 | 0 | 0 | 0 | 0 | 178.5164 | 144.7491 | 144.7491 | 144.7491 | 33.7673 | 178.5164 | 2317.6973 | 2317.6973 | 939.1633 | 939.1633 | 809.3401 | 809.3401 | 0 | 0 | 569.1939 | 569.1939 | 302313012.7531 | 1128074603.2677 | 266922231.3965 | 0 | 1697.3098 | 33.3016 | 0 | 0 | 0 | 793.1834 | 106 | 1824 | 2767.1539 | 456 | 114 | 0.27574
992 | 618.065 | 402.8 | 600 | 2400 | 0 | 100% | 95.0571 | 137.0835 | 137.4191 | 137.4191 | 1 | 137.0835 | 97.3464 | 331.9898 | 315.3418 | 315.3418 | 315.3418 | 16.6481 | 331.9898 | 74.8747 | 67.5224 | 67.5224 | 67.5224 | 7.3523 | 74.8747 | 0 | 0 | 0 | 0 | 0 | 0 | 0 | 0 | 0 | 176.7588 | 143.2937 | 143.2937 | 143.2937 | 33.465 | 176.7588 | 2402.6543 | 2402.6543 | 1024.3621 | 1024.3621 | 809.1982 | 809.1982 | 0 | 0 | 569.094 | 569.094 | 308190724.5324 | 1128094857.2887 | 269223609.942 | 0 | 1705.5092 | 35.5056 | 0 | 0 | 0 | 865.2909 | 106 | 1824 | 2767.1539 | 456 | 114 | 0.2781
993 | 669.5704 | 402.8 | 600 | 2400 | 0 | 100% | 95.7534 | 141.4024 | 141.7491 | 141.7491 | 1 | 141.4024 | 97.7776 | 353.4535 | 335.7263 | 335.7263 | 335.7263 | 17.7271 | 353.4535 | 74.8626 | 67.5104 | 67.5104 | 67.5104 | 7.3522 | 74.8626 | 0 | 0 | 0 | 0 | 0 | 0 | 0 | 0 | 0 | 175.2499 | 142.0449 | 142.0449 | 142.0449 | 33.205 | 175.2499 | 2487.6132 | 2487.6132 | 1109.5451 | 1109.5451 | 809.0666 | 809.0666 | 0 | 0 | 569.0015 | 569.0015 | 313455951.1069 | 1128111297.9719 | 271496844.2148 | 0 | 1713.0641 | 37.5736 | 0 | 0 | 0 | 937.3985 | 106 | 1824 | 2767.1539 | 456 | 114 | 0.28044
994 | 721.0758 | 402.8 | 600 | 2400 | 0 | 100% | 96.4954 | 145.7433 | 146.0917 | 146.0917 | 1 | 145.7433 | 98.139 | 374.7445 | 355.9468 | 355.9468 | 355.9468 | 18.7977 | 374.7445 | 74.8515 | 67.4994 | 67.4994 | 67.4994 | 7.3521 | 74.8515 | 0 | 0 | 0 | 0 | 0 | 0 | 0 | 0 | 0 | 173.909 | 140.9369 | 140.9369 | 140.9369 | 32.9722 | 173.909 | 2572.5739 | 2572.5739 | 1194.7141 | 1194.7141 | 808.9443 | 808.9443 | 0 | 0 | 568.9155 | 568.9155 | 318271994.963 | 1128124180.6899 | 272999577.7603 | 0 | 1719.3958 | 39.5412 | 0 | 0 | 0 | 1009.5061 | 106 | 1824 | 2767.1539 | 456 | 114 | 0.28198
995 | 772.5812 | 402.8 | 600 | 2400 | 0 | 100% | 97.0662 | 150.1463 | 150.4874 | 150.4874 | 1 | 150.1463 | 98.4317 | 395.9652 | 376.1004 | 376.1004 | 376.1004 | 19.8648 | 395.9652 | 74.8412 | 67.4892 | 67.4892 | 67.4892 | 7.352 | 74.8412 | 0 | 0 | 0 | 0 | 0 | 0 | 0 | 0 | 0 | 172.9953 | 140.1684 | 140.1684 | 140.1684 | 32.8269 | 172.9953 | 2657.5362 | 2657.5362 | 1279.8705 | 1279.8705 | 808.8303 | 808.8303 | 0 | 0 | 568.8353 | 568.8353 | 322535206.1756 | 1128135261.5945 | 273853091.9148 | 0 | 1724.5236 | 41.4171 | 0 | 0 | 0 | 1081.6137 | 106 | 1824 | 2767.1539 | 456 | 114 | 0.28286
996 | 824.0866 | 402.8 | 600 | 2400 | 0 | 100% | 97.5342 | 154.6042 | 154.9395 | 154.9395 | 1 | 154.6042 | 98.6656 | 417.2404 | 396.3057 | 396.3057 | 396.3057 | 20.9347 | 417.2404 | 74.8316 | 67.4797 | 67.4797 | 67.4797 | 7.352 | 74.8316 | 0 | 0 | 0 | 0 | 0 | 0 | 0 | 0 | 0 | 172.3698 | 139.632 | 139.632 | 139.632 | 32.7378 | 172.3698 | 2742.4999 | 2742.4999 | 1365.0156 | 1365.0156 | 808.7239 | 808.7239 | 0 | 0 | 568.7605 | 568.7605 | 326322854.07 | 1128144930.3204 | 274152681.6675 | 0 | 1728.6205 | 43.2053 | 0 | 0 | 0 | 1153.7213 | 106 | 1824 | 2767.1539 | 456 | 114 | 0.28317
997 | 875.592 | 402.8 | 600 | 2400 | 0 | 100% | 97.8082 | 159.1353 | 159.4693 | 159.4693 | 1 | 159.1353 | 98.8353 | 438.5589 | 416.552 | 416.552 | 416.552 | 22.0069 | 438.5589 | 74.8227 | 67.4708 | 67.4708 | 67.4708 | 7.3519 | 74.8227 | 0 | 0 | 0 | 0 | 0 | 0 | 0 | 0 | 0 | 172.1519 | 139.4286 | 139.4286 | 139.4286 | 32.7234 | 172.1519 | 2827.4649 | 2827.4649 | 1450.1503 | 1450.1503 | 808.6242 | 808.6242 | 0 | 0 | 568.6904 | 568.6904 | 329725391.6617 | 1128153279.703 | 273716494.5039 | 0 | 1731.5952 | 44.917 | 0 | 0 | 0 | 1225.8288 | 106 | 1824 | 2767.1539 | 456 | 114 | 0.28272
998 | 927.0974 | 402.8 | 600 | 2400 | 0 | 100% | 97.9909 | 163.7241 | 164.0634 | 164.0634 | 1 | 163.7241 | 98.9726 | 459.8412 | 436.7638 | 436.7638 | 436.7638 | 23.0774 | 459.8412 | 74.8145 | 67.4626 | 67.4626 | 67.4626 | 7.3519 | 74.8145 | 0 | 0 | 0 | 0 | 0 | 0 | 0 | 0 | 0 | 172.258 | 139.4883 | 139.4883 | 139.4883 | 32.7697 | 172.258 | 2912.4311 | 2912.4311 | 1535.2757 | 1535.2757 | 808.5307 | 808.5307 | 0 | 0 | 568.6246 | 568.6246 | 332851234.4766 | 1128160036.7185 | 272988635.6091 | 0 | 1733.9999 | 46.5418 | 0 | 0 | 0 | 1297.9364 | 106 | 1824 | 2767.1539 | 456 | 114 | 0.28197
999 | 978.6028 | 402.8 | 600 | 2400 | 0 | 100% | 98.2192 | 168.3482 | 168.6954 | 168.6954 | 1 | 168.3482 | 99.0818 | 481.057 | 456.9124 | 456.9124 | 456.9124 | 24.1447 | 481.057 | 74.8067 | 67.4549 | 67.4549 | 67.4549 | 7.3518 | 74.8067 | 0 | 0 | 0 | 0 | 0 | 0 | 0 | 0 | 0 | 172.5412 | 139.6924 | 139.6924 | 139.6924 | 32.8488 | 172.5412 | 2997.3983 | 2997.3983 | 1620.3927 | 1620.3927 | 808.4428 | 808.4428 | 0 | 0 | 568.5628 | 568.5628 | 335752157.6678 | 1128166162.4366 | 271994726.9677 | 0 | 1735.913 | 48.0845 | 0 | 0 | 0 | 1370.044 | 106 | 1824 | 2767.1539 | 456 | 114 | 0.28095
1000 | 1030.1083 | 402.8 | 600 | 2400 | 0 | 100% | 98.3904 | 172.9952 | 173.3409 | 173.3409 | 1 | 172.9952 | 99.1863 | 502.2707 | 477.0589 | 477.0589 | 477.0589 | 25.2118 | 502.2707 | 74.7994 | 67.4476 | 67.4476 | 67.4476 | 7.3518 | 74.7994 | 0 | 0 | 0 | 0 | 0 | 0 | 0 | 0 | 0 | 172.8933 | 139.9547 | 139.9547 | 139.9547 | 32.9386 | 172.8933 | 3082.3665 | 3082.3665 | 1705.5019 | 1705.5019 | 808.36 | 808.36 | 0 | 0 | 568.5046 | 568.5046 | 338349211.6237 | 1128172015.7851 | 271223616.8776 | 0 | 1737.7448 | 49.5395 | 0 | 0 | 0 | 1442.1516 | 106 | 1824 | 2767.1539 | 456 | 114 | 0.28016
1001 | 20.6022 | 452.2 | 600 | 2400 | 0 | 100% | 72.1461 | 101.4475 | 101.6305 | 101.6305 | 1 | 101.4475 | 82.1796 | 131.6673 | 125.0829 | 125.0829 | 125.0829 | 6.5844 | 131.6673 | 81.185 | 73.234 | 73.234 | 73.234 | 7.951 | 81.185 | 0 | 0 | 0 | 0 | 0 | 0 | 0 | 0 | 0 | 197.2237 | 159.9867 | 159.9867 | 159.9867 | 37.237 | 197.2237 | 1516.0892 | 1516.0892 | 34.245 | 34.245 | 911.0898 | 911.0898 | 0 | 0 | 570.7544 | 570.7544 | 26594977.5454 | 1171078815.7458 | 242113215.8322 | 0 | 1439.787 | 13.9829 | 0 | 0 | 0 | 28.843 | 119 | 1824 | 2767.1539 | 456 | 114 | 0.24867
1002 | 51.5054 | 452.2 | 600 | 2400 | 0 | 100% | 74.5434 | 102.5098 | 102.7201 | 102.7201 | 1 | 102.5098 | 84.2062 | 136.044 | 129.239 | 129.239 | 129.239 | 6.805 | 136.044 | 81.1517 | 73.202 | 73.202 | 73.202 | 7.9497 | 81.1517 | 0 | 0 | 0 | 0 | 0 | 0 | 0 | 0 | 0 | 199.1678 | 161.548 | 161.548 | 161.548 | 37.6198 | 199.1678 | 1567.0384 | 1567.0384 | 85.5897 | 85.5897 | 910.8467 | 910.8467 | 0 | 0 | 570.6021 | 570.6021 | 64292533.3793 | 1171282506.1623 | 239717240.3093 | 0 | 1475.2923 | 14.9135 | 0 | 0 | 0 | 72.1076 | 119 | 1824 | 2767.1539 | 456 | 114 | 0.24629
1003 | 154.5162 | 452.2 | 600 | 2400 | 0 | 100% | 82.1233 | 107.0307 | 107.2604 | 107.2604 | 1 | 107.0307 | 89.6863 | 153.703 | 146.0091 | 146.0091 | 146.0091 | 7.6939 | 153.703 | 81.0648 | 73.1181 | 73.1181 | 73.1181 | 7.9467 | 81.0648 | 0 | 0 | 0 | 0 | 0 | 0 | 0 | 0 | 0 | 206.536 | 167.431 | 167.431 | 167.431 | 39.105 | 206.536 | 1736.8884 | 1736.8884 | 256.5727 | 256.5727 | 910.15 | 910.15 | 0 | 0 | 570.1656 | 570.1656 | 169835426.9315 | 1171735724.5185 | 229732372.1581 | 0 | 1571.3035 | 18.7361 | 0 | 0 | 0 | 216.3227 | 119 | 1824 | 2767.1539 | 456 | 114 | 0.23686
1004 | 206.0217 | 452.2 | 600 | 2400 | 0 | 100% | 85.9589 | 109.9712 | 110.2659 | 110.2659 | 1 | 109.9712 | 91.6775 | 168.8352 | 160.3812 | 160.3812 | 160.3812 | 8.454 | 168.8352 | 81.0313 | 73.0856 | 73.0856 | 73.0856 | 7.9457 | 81.0313 | 0 | 0 | 0 | 0 | 0 | 0 | 0 | 0 | 0 | 207.2324 | 167.9608 | 167.9608 | 167.9608 | 39.2716 | 207.2324 | 1821.8224 | 1821.8224 | 341.9862 | 341.9862 | 909.8553 | 909.8553 | 0 | 0 | 569.981 | 569.981 | 204554311.2247 | 1171877919.926 | 229757765.3619 | 0 | 1606.19 | 20.9865 | 0 | 0 | 0 | 288.4303 | 119 | 1824 | 2767.1539 | 456 | 114 | 0.23724
1005 | 257.5271 | 452.2 | 600 | 2400 | 0 | 100% | 88.4018 | 113.3146 | 113.6365 | 113.6365 | 1 | 113.3146 | 93.1898 | 190.3779 | 180.8426 | 180.8426 | 180.8426 | 9.5353 | 190.3779 | 81.0029 | 73.0579 | 73.0579 | 73.0579 | 7.945 | 81.0029 | 0 | 0 | 0 | 0 | 0 | 0 | 0 | 0 | 0 | 202.6797 | 164.2064 | 164.2064 | 164.2064 | 38.4734 | 202.6797 | 1906.7614 | 1906.7614 | 427.3578 | 427.3578 | 909.5893 | 909.5893 | 0 | 0 | 569.8143 | 569.8143 | 225744898.44 | 1171977559.3797 | 234963338.2115 | 0 | 1632.6858 | 23.4082 | 0 | 0 | 0 | 360.5379 | 119 | 1824 | 2767.1539 | 456 | 114 | 0.24279
1006 | 309.0325 | 452.2 | 600 | 2400 | 0 | 100% | 90.5479 | 117.1105 | 117.4494 | 117.4494 | 1 | 117.1105 | 94.4409 | 213.0069 | 202.3355 | 202.3355 | 202.3355 | 10.6714 | 213.0069 | 80.9784 | 73.0339 | 73.0339 | 73.0339 | 7.9445 | 80.9784 | 0 | 0 | 0 | 0 | 0 | 0 | 0 | 0 | 0 | 199.0414 | 161.5039 | 161.5039 | 161.5039 | 37.5375 | 199.0414 | 1991.7045 | 1991.7045 | 512.6933 | 512.6933 | 909.348 | 909.348 | 0 | 0 | 569.6632 | 569.6632 | 241544638.8603 | 1172049800.1437 | 241009953.366 | 0 | 1654.6044 | 25.8175 | 0 | 0 | 0 | 432.6455 | 119 | 1824 | 2767.1539 | 456 | 114 | 0.24914
1007 | 360.5379 | 452.2 | 600 | 2400 | 0 | 100% | 91.8836 | 120.9243 | 121.2356 | 121.2356 | 1 | 120.9243 | 95.3687 | 236.2539 | 224.4152 | 224.4152 | 224.4152 | 11.8387 | 236.2539 | 80.9569 | 73.0128 | 73.0128 | 73.0128 | 7.9441 | 80.9569 | 0 | 0 | 0 | 0 | 0 | 0 | 0 | 0 | 0 | 194.8322 | 158.026 | 158.026 | 158.026 | 36.8062 | 194.8322 | 2076.6512 | 2076.6512 | 597.9976 | 597.9976 | 909.1281 | 909.1281 | 0 | 0 | 569.5255 | 569.5255 | 253591151.9155 | 1172104811.6424 | 245163608.3404 | 0 | 1670.8596 | 28.2802 | 0 | 0 | 0 | 504.753 | 119 | 1824 | 2767.1539 | 456 | 114 | 0.25342
1008 | 412.0433 | 452.2 | 600 | 2400 | 0 | 100% | 93.242 | 124.9568 | 125.2686 | 125.2686 | 1 | 124.9568 | 96.0974 | 259.6196 | 246.6072 | 246.6072 | 246.6072 | 13.0123 | 259.6196 | 80.9377 | 72.9939 | 72.9939 | 72.9939 | 7.9438 | 80.9377 | 0 | 0 | 0 | 0 | 0 | 0 | 0 | 0 | 0 | 192.0709 | 155.7221 | 155.7221 | 155.7221 | 36.3488 | 192.0709 | 2161.6011 | 2161.6011 | 683.2746 | 683.2746 | 908.927 | 908.927 | 0 | 0 | 569.3995 | 569.3995 | 263429549.4899 | 1172147298.5725 | 248048997.3636 | 0 | 1683.6258 | 30.6888 | 0 | 0 | 0 | 576.8606 | 119 | 1824 | 2767.1539 | 456 | 114 | 0.2564
1009 | 463.5487 | 452.2 | 600 | 2400 | 0 | 100% | 94.1895 | 129.1113 | 129.4186 | 129.4186 | 1 | 129.1113 | 96.688 | 282.9396 | 268.7557 | 268.7557 | 268.7557 | 14.1839 | 282.9396 | 80.9205 | 72.9769 | 72.9769 | 72.9769 | 7.9436 | 80.9205 | 0 | 0 | 0 | 0 | 0 | 0 | 0 | 0 | 0 | 189.9681 | 153.9617 | 153.9617 | 153.9617 | 36.0063 | 189.9681 | 2246.5538 | 2246.5538 | 768.5277 | 768.5277 | 908.7423 | 908.7423 | 0 | 0 | 569.2838 | 569.2838 | 271634095.2421 | 1172180700.9794 | 250159017.89 | 0 | 1693.9738 | 33.0084 | 0 | 0 | 0 | 648.9682 | 119 | 1824 | 2767.1539 | 456 | 114 | 0.25858
1010 | 515.0541 | 452.2 | 600 | 2400 | 0 | 100% | 95.0571 | 133.3493 | 133.667 | 133.667 | 1 | 133.3493 | 97.2019 | 306.2011 | 290.8484 | 290.8484 | 290.8484 | 15.3527 | 306.2011 | 80.9049 | 72.9615 | 72.9615 | 72.9615 | 7.9434 | 80.9049 | 0 | 0 | 0 | 0 | 0 | 0 | 0 | 0 | 0 | 188.2622 | 152.5331 | 152.5331 | 152.5331 | 35.729 | 188.2622 | 2331.5089 | 2331.5089 | 853.7597 | 853.7597 | 908.5721 | 908.5721 | 0 | 0 | 569.1771 | 569.1771 | 278707086.3569 | 1172206271.7255 | 252063408.5105 | 0 | 1702.9768 | 35.2049 | 0 | 0 | 0 | 721.0758 | 119 | 1824 | 2767.1539 | 456 | 114 | 0.26055
1011 | 566.5595 | 452.2 | 600 | 2400 | 0 | 100% | 95.7534 | 137.6476 | 137.9727 | 137.9727 | 1 | 137.6476 | 97.6452 | 329.3679 | 312.8509 | 312.8509 | 312.8509 | 16.517 | 329.3679 | 80.8908 | 72.9476 | 72.9476 | 72.9476 | 7.9433 | 80.8908 | 0 | 0 | 0 | 0 | 0 | 0 | 0 | 0 | 0 | 186.8441 | 151.3469 | 151.3469 | 151.3469 | 35.4972 | 186.8441 | 2416.4662 | 2416.4662 | 938.973 | 938.973 | 908.4147 | 908.4147 | 0 | 0 | 569.0785 | 569.0785 | 284828085.9814 | 1172226580.9428 | 253688831.3982 | 0 | 1710.7435 | 37.2894 | 0 | 0 | 0 | 793.1834 | 119 | 1824 | 2767.1539 | 456 | 114 | 0.26222
1012 | 618.065 | 452.2 | 600 | 2400 | 0 | 100% | 96.4498 | 141.9678 | 142.3051 | 142.3051 | 1 | 141.9678 | 98.058 | 352.3238 | 334.6529 | 334.6529 | 334.6529 | 17.6709 | 352.3238 | 80.878 | 72.9348 | 72.9348 | 72.9348 | 7.9432 | 80.878 | 0 | 0 | 0 | 0 | 0 | 0 | 0 | 0 | 0 | 185.494 | 150.2268 | 150.2268 | 150.2268 | 35.2672 | 185.494 | 2501.4254 | 2501.4254 | 1024.1696 | 1024.1696 | 908.2687 | 908.2687 | 0 | 0 | 568.9871 | 568.9871 | 290342879.3384 | 1172242160.906 | 255391337.6164 | 0 | 1717.9764 | 39.2459 | 0 | 0 | 0 | 865.2909 | 119 | 1824 | 2767.1539 | 456 | 114 | 0.26397
1013 | 669.5704 | 452.2 | 600 | 2400 | 0 | 100% | 97.1575 | 146.3178 | 146.6542 | 146.6542 | 1 | 146.3178 | 98.3948 | 375.1176 | 356.3008 | 356.3008 | 356.3008 | 18.8168 | 375.1176 | 80.8662 | 72.9231 | 72.9231 | 72.9231 | 7.9431 | 80.8662 | 0 | 0 | 0 | 0 | 0 | 0 | 0 | 0 | 0 | 184.3253 | 149.2499 | 149.2499 | 149.2499 | 35.0753 | 184.3253 | 2586.3864 | 2586.3864 | 1109.3513 | 1109.3513 | 908.133 | 908.133 | 0 | 0 | 568.9021 | 568.9021 | 295295186.1644 | 1172253894.0033 | 256327828.4408 | 0 | 1723.8769 | 41.1157 | 0 | 0 | 0 | 937.3985 | 119 | 1824 | 2767.1539 | 456 | 114 | 0.26493
1014 | 721.0758 | 452.2 | 600 | 2400 | 0 | 100% | 97.6027 | 150.7422 | 151.0808 | 151.0808 | 1 | 150.7422 | 98.6567 | 397.7241 | 377.7707 | 377.7707 | 377.7707 | 19.9534 | 397.7241 | 80.8553 | 72.9123 | 72.9123 | 72.9123 | 7.943 | 80.8553 | 0 | 0 | 0 | 0 | 0 | 0 | 0 | 0 | 0 | 183.7341 | 148.7402 | 148.7402 | 148.7402 | 34.9939 | 183.7341 | 2671.3489 | 2671.3489 | 1194.5196 | 1194.5196 | 908.0065 | 908.0065 | 0 | 0 | 568.8228 | 568.8228 | 299831643.901 | 1172263551.0594 | 256370363.3378 | 0 | 1728.4656 | 42.9083 | 0 | 0 | 0 | 1009.5061 | 119 | 1824 | 2767.1539 | 456 | 114 | 0.26498
1015 | 772.5812 | 452.2 | 600 | 2400 | 0 | 100% | 97.8995 | 155.242 | 155.5766 | 155.5766 | 1 | 155.242 | 98.8526 | 420.252 | 399.1657 | 399.1657 | 399.1657 | 21.0862 | 420.252 | 80.8452 | 72.9023 | 72.9023 | 72.9023 | 7.9429 | 80.8452 | 0 | 0 | 0 | 0 | 0 | 0 | 0 | 0 | 0 | 183.6492 | 148.6383 | 148.6383 | 148.6383 | 35.0109 | 183.6492 | 2756.3128 | 2756.3128 | 1279.6758 | 1279.6758 | 907.8883 | 907.8883 | 0 | 0 | 568.7488 | 568.7488 | 303864877.3365 | 1172271806.6425 | 255760510.7053 | 0 | 1731.8972 | 44.6238 | 0 | 0 | 0 | 1081.6137 | 119 | 1824 | 2767.1539 | 456 | 114 | 0.26435
1016 | 824.0866 | 452.2 | 600 | 2400 | 0 | 100% | 98.0936 | 159.8153 | 160.1476 | 160.1476 | 1 | 159.8153 | 98.9932 | 442.8024 | 420.5821 | 420.5821 | 420.5821 | 22.2203 | 442.8024 | 80.8359 | 72.893 | 72.893 | 72.893 | 7.9429 | 80.8359 | 0 | 0 | 0 | 0 | 0 | 0 | 0 | 0 | 0 | 183.9864 | 148.8783 | 148.8783 | 148.8783 | 35.1081 | 183.9864 | 2841.278 | 2841.278 | 1364.821 | 1364.821 | 907.7776 | 907.7776 | 0 | 0 | 568.6794 | 568.6794 | 307461672.9295 | 1172278166.3594 | 254620349.8169 | 0 | 1734.3602 | 46.2646 | 0 | 0 | 0 | 1153.7213 | 119 | 1824 | 2767.1539 | 456 | 114 | 0.26318
1017 | 875.592 | 452.2 | 600 | 2400 | 0 | 100% | 98.2648 | 164.4369 | 164.7697 | 164.7697 | 1 | 164.4369 | 99.1097 | 465.3963 | 442.0397 | 442.0397 | 442.0397 | 23.3566 | 465.3963 | 80.8271 | 72.8843 | 72.8843 | 72.8843 | 7.9429 | 80.8271 | 0 | 0 | 0 | 0 | 0 | 0 | 0 | 0 | 0 | 184.5344 | 149.2904 | 149.2904 | 149.2904 | 35.2441 | 184.5344 | 2926.2444 | 2926.2444 | 1449.9564 | 1449.9564 | 907.6737 | 907.6737 | 0 | 0 | 568.6143 | 568.6143 | 310667951.0448 | 1172283554.7868 | 253450564.4816 | 0 | 1736.4021 | 47.8194 | 0 | 0 | 0 | 1225.8288 | 119 | 1824 | 2767.1539 | 456 | 114 | 0.26198
1018 | 927.0974 | 452.2 | 600 | 2400 | 0 | 100% | 98.4132 | 169.0788 | 169.4195 | 169.4195 | 1 | 169.0788 | 99.2087 | 487.9826 | 463.49 | 463.49 | 463.49 | 24.4927 | 487.9826 | 80.8189 | 72.8761 | 72.8761 | 72.8761 | 7.9428 | 80.8189 | 0 | 0 | 0 | 0 | 0 | 0 | 0 | 0 | 0 | 185.1102 | 149.7283 | 149.7283 | 149.7283 | 35.3819 | 185.1102 | 3011.2118 | 3011.2118 | 1535.0827 | 1535.0827 | 907.576 | 907.576 | 0 | 0 | 568.5531 | 568.5531 | 313619860.7317 | 1172288591.9729 | 252228144.3368 | 0 | 1738.1366 | 49.2926 | 0 | 0 | 0 | 1297.9364 | 119 | 1824 | 2767.1539 | 456 | 114 | 0.26072
1019 | 978.6028 | 452.2 | 600 | 2400 | 0 | 100% | 98.6301 | 173.7374 | 174.0884 | 174.0884 | 1 | 173.7374 | 99.302 | 510.498 | 484.8728 | 484.8728 | 484.8728 | 25.6252 | 510.498 | 80.8112 | 72.8684 | 72.8684 | 72.8684 | 7.9428 | 80.8112 | 0 | 0 | 0 | 0 | 0 | 0 | 0 | 0 | 0 | 185.7288 | 150.2016 | 150.2016 | 150.2016 | 35.5273 | 185.7288 | 3096.1801 | 3096.1801 | 1620.2007 | 1620.2007 | 907.4839 | 907.4839 | 0 | 0 | 568.4955 | 568.4955 | 316355360.1096 | 1172292897.2954 | 251122987.8975 | 0 | 1739.7712 | 50.6848 | 0 | 0 | 0 | 1370.044 | 119 | 1824 | 2767.1539 | 456 | 114 | 0.25959
1020 | 1030.1083 | 452.2 | 600 | 2400 | 0 | 100% | 98.8014 | 178.4056 | 178.758 | 178.758 | 1 | 178.4056 | 99.3789 | 532.9945 | 506.2377 | 506.2377 | 506.2377 | 26.7569 | 532.9945 | 80.804 | 72.8612 | 72.8612 | 72.8612 | 7.9428 | 80.804 | 0 | 0 | 0 | 0 | 0 | 0 | 0 | 0 | 0 | 186.3233 | 150.653 | 150.653 | 150.653 | 35.6702 | 186.3233 | 3181.1494 | 3181.1494 | 1705.3112 | 1705.3112 | 907.3971 | 907.3971 | 0 | 0 | 568.4411 | 568.4411 | 318826013.6792 | 1172296539.1953 | 249996146.5667 | 0 | 1741.1187 | 52.0079 | 0 | 0 | 0 | 1442.1516 | 119 | 1824 | 2767.1539 | 456 | 114 | 0.25843
1021 | 20.6022 | 501.6 | 600 | 2400 | 0 | 100% | 77.5228 | 104.8524 | 105.0386 | 105.0386 | 1 | 104.8524 | 85.3428 | 139.9457 | 132.944 | 132.944 | 132.944 | 7.0017 | 139.9457 | 87.2687 | 78.718 | 78.718 | 78.718 | 8.5507 | 87.2687 | 0 | 0 | 0 | 0 | 0 | 0 | 0 | 0 | 0 | 183.5455 | 149.1071 | 149.1071 | 149.1071 | 34.4383 | 183.5455 | 1614.8121 | 1614.8121 | 34.2279 | 34.2279 | 1010.1153 | 1010.1153 | 0 | 0 | 570.469 | 570.469 | 25014309.2163 | 1207905728.7173 | 262285372.911 | 0 | 1495.2054 | 19.2815 | 0 | 0 | 0 | 28.843 | 132 | 1824 | 2767.1539 | 456 | 114 | 0.27011
1022 | 51.5054 | 501.6 | 600 | 2400 | 0 | 100% | 79.2352 | 106.1287 | 106.3236 | 106.3236 | 1 | 106.1287 | 87.0637 | 143.9756 | 136.7707 | 136.7707 | 136.7707 | 7.2049 | 143.9756 | 87.238 | 78.6885 | 78.6885 | 78.6885 | 8.5495 | 87.238 | 0 | 0 | 0 | 0 | 0 | 0 | 0 | 0 | 0 | 187.2874 | 152.1221 | 152.1221 | 152.1221 | 35.1653 | 187.2874 | 1665.7666 | 1665.7666 | 85.5499 | 85.5499 | 1009.8804 | 1009.8804 | 0 | 0 | 570.3363 | 570.3363 | 60731024.9551 | 1208085491.001 | 256540242.2557 | 0 | 1525.3568 | 20.2511 | 0 | 0 | 0 | 72.1076 | 132 | 1824 | 2767.1539 | 456 | 114 | 0.26434
1023 | 154.5162 | 501.6 | 600 | 2400 | 0 | 100% | 85.879 | 111.1865 | 111.3951 | 111.3951 | 1 | 111.1865 | 91.553 | 162.3152 | 154.1873 | 154.1873 | 154.1873 | 8.1279 | 162.3152 | 87.1568 | 78.6101 | 78.6101 | 78.6101 | 8.5467 | 87.1568 | 0 | 0 | 0 | 0 | 0 | 0 | 0 | 0 | 0 | 201.2934 | 163.0682 | 163.0682 | 163.0682 | 38.2252 | 201.2934 | 1835.6309 | 1835.6309 | 256.4769 | 256.4769 | 1009.2012 | 1009.2012 | 0 | 0 | 569.9527 | 569.9527 | 160746795.5482 | 1208482192.3935 | 234780096.7563 | 0 | 1604.0091 | 24.1332 | 0 | 0 | 0 | 216.3227 | 132 | 1824 | 2767.1539 | 456 | 114 | 0.24241
1024 | 206.0217 | 501.6 | 600 | 2400 | 0 | 100% | 88.6416 | 114.561 | 114.829 | 114.829 | 1 | 114.561 | 93.2338 | 178.313 | 169.3817 | 169.3817 | 169.3817 | 8.9314 | 178.313 | 87.126 | 78.5801 | 78.5801 | 78.5801 | 8.5459 | 87.126 | 0 | 0 | 0 | 0 | 0 | 0 | 0 | 0 | 0 | 206.4615 | 167.4974 | 167.4974 | 167.4974 | 38.9641 | 206.4615 | 1920.5705 | 1920.5705 | 341.8709 | 341.8709 | 1008.9109 | 1008.9109 | 0 | 0 | 569.7888 | 569.7888 | 193595207.1772 | 1208594718.6478 | 231266670.1793 | 0 | 1633.4566 | 26.2217 | 0 | 0 | 0 | 288.4303 | 132 | 1824 | 2767.1539 | 456 | 114 | 0.23901
1025 | 257.5271 | 501.6 | 600 | 2400 | 0 | 100% | 90.7192 | 118.0049 | 118.3064 | 118.3064 | 1 | 118.0049 | 94.5612 | 201.016 | 190.945 | 190.945 | 190.945 | 10.071 | 201.016 | 87.0995 | 78.5541 | 78.5541 | 78.5541 | 8.5453 | 87.0995 | 0 | 0 | 0 | 0 | 0 | 0 | 0 | 0 | 0 | 203.8431 | 165.299 | 165.299 | 165.299 | 38.5441 | 203.8431 | 2005.5142 | 2005.5142 | 427.227 | 427.227 | 1008.6473 | 1008.6473 | 0 | 0 | 569.6399 | 569.6399 | 213716253.9249 | 1208678639.3241 | 234317430.2071 | 0 | 1656.7123 | 28.3778 | 0 | 0 | 0 | 360.5379 | 132 | 1824 | 2767.1539 | 456 | 114 | 0.24233
1026 | 309.0325 | 501.6 | 600 | 2400 | 0 | 100% | 92.5342 | 121.7286 | 122.0132 | 122.0132 | 1 | 121.7286 | 95.5481 | 224.9848 | 213.7104 | 213.7104 | 213.7104 | 11.2744 | 224.9848 | 87.076 | 78.5311 | 78.5311 | 78.5311 | 8.5449 | 87.076 | 0 | 0 | 0 | 0 | 0 | 0 | 0 | 0 | 0 | 200.9895 | 162.9146 | 162.9146 | 162.9146 | 38.075 | 200.9895 | 2090.4615 | 2090.4615 | 512.5502 | 512.5502 | 1008.4071 | 1008.4071 | 0 | 0 | 569.5042 | 569.5042 | 228621634.1949 | 1208744725.2555 | 236635655.5603 | 0 | 1674.002 | 30.612 | 0 | 0 | 0 | 432.6455 | 132 | 1824 | 2767.1539 | 456 | 114 | 0.24473
1027 | 360.5379 | 501.6 | 600 | 2400 | 0 | 100% | 93.7785 | 125.7087 | 125.9921 | 125.9921 | 1 | 125.7087 | 96.296 | 249.5095 | 237.0035 | 237.0035 | 237.0035 | 12.506 | 249.5095 | 87.0551 | 78.5106 | 78.5106 | 78.5106 | 8.5445 | 87.0551 | 0 | 0 | 0 | 0 | 0 | 0 | 0 | 0 | 0 | 199.0839 | 161.2993 | 161.2993 | 161.2993 | 37.7846 | 199.0839 | 2175.4119 | 2175.4119 | 597.8448 | 597.8448 | 1008.1871 | 1008.1871 | 0 | 0 | 569.38 | 569.38 | 240075111.6574 | 1208792970.1147 | 238237573.5449 | 0 | 1687.1057 | 32.8409 | 0 | 0 | 0 | 504.753 | 132 | 1824 | 2767.1539 | 456 | 114 | 0.24639
1028 | 412.0433 | 501.6 | 600 | 2400 | 0 | 100% | 94.726 | 129.85 | 130.1357 | 130.1357 | 1 | 129.85 | 96.8809 | 274.1287 | 260.3861 | 260.3861 | 260.3861 | 13.7426 | 274.1287 | 87.0366 | 78.4924 | 78.4924 | 78.4924 | 8.5442 | 87.0366 | 0 | 0 | 0 | 0 | 0 | 0 | 0 | 0 | 0 | 197.8179 | 160.2056 | 160.2056 | 160.2056 | 37.6123 | 197.8179 | 2260.365 | 2260.365 | 683.1142 | 683.1142 | 1007.9849 | 1007.9849 | 0 | 0 | 569.2658 | 569.2658 | 249443619.4585 | 1208831563.3658 | 239078538.5313 | 0 | 1697.3537 | 35.011 | 0 | 0 | 0 | 576.8606 | 132 | 1824 | 2767.1539 | 456 | 114 | 0.24727
1029 | 463.5487 | 501.6 | 600 | 2400 | 0 | 100% | 95.5251 | 134.1205 | 134.4145 | 134.4145 | 1 | 134.1205 | 97.3571 | 298.7589 | 283.7789 | 283.7789 | 283.7789 | 14.98 | 298.7589 | 87.0199 | 78.4759 | 78.4759 | 78.4759 | 8.544 | 87.0199 | 0 | 0 | 0 | 0 | 0 | 0 | 0 | 0 | 0 | 197.1094 | 159.5806 | 159.5806 | 159.5806 | 37.5288 | 197.1094 | 2345.3205 | 2345.3205 | 768.3614 | 768.3614 | 1007.7985 | 1007.7985 | 0 | 0 | 569.1606 | 569.1606 | 257200589.5588 | 1208860218.5853 | 239634900.2401 | 0 | 1705.6957 | 37.0946 | 0 | 0 | 0 | 648.9682 | 132 | 1824 | 2767.1539 | 456 | 114 | 0.24786
1030 | 515.0541 | 501.6 | 600 | 2400 | 0 | 100% | 96.21 | 138.4278 | 138.7374 | 138.7374 | 1 | 138.4278 | 97.7904 | 323.3218 | 307.1076 | 307.1076 | 307.1076 | 16.2142 | 323.3218 | 87.0048 | 78.4609 | 78.4609 | 78.4609 | 8.5438 | 87.0048 | 0 | 0 | 0 | 0 | 0 | 0 | 0 | 0 | 0 | 196.2336 | 158.8295 | 158.8295 | 158.8295 | 37.4041 | 196.2336 | 2430.2781 | 2430.2781 | 853.5888 | 853.5888 | 1007.6261 | 1007.6261 | 0 | 0 | 569.0632 | 569.0632 | 263890712.5325 | 1208882942.3093 | 240513769.2857 | 0 | 1713.2874 | 39.0575 | 0 | 0 | 0 | 721.0758 | 132 | 1824 | 2767.1539 | 456 | 114 | 0.24876
1031 | 566.5595 | 501.6 | 600 | 2400 | 0 | 100% | 96.7352 | 142.751 | 143.074 | 143.074 | 1 | 142.751 | 98.1881 | 347.7689 | 330.3261 | 330.3261 | 330.3261 | 17.4429 | 347.7689 | 86.9909 | 78.4472 | 78.4472 | 78.4472 | 8.5437 | 86.9909 | 0 | 0 | 0 | 0 | 0 | 0 | 0 | 0 | 0 | 195.1737 | 157.9337 | 157.9337 | 157.9337 | 37.24 | 195.1737 | 2515.2376 | 2515.2376 | 938.7986 | 938.7986 | 1007.4661 | 1007.4661 | 0 | 0 | 568.9729 | 568.9729 | 269717339.4572 | 1208901310.5915 | 241636584.4276 | 0 | 1720.2552 | 40.9078 | 0 | 0 | 0 | 793.1834 | 132 | 1824 | 2767.1539 | 456 | 114 | 0.24992
1032 | 618.065 | 501.6 | 600 | 2400 | 0 | 100% | 97.4886 | 147.0933 | 147.4175 | 147.4175 | 1 | 147.0933 | 98.5253 | 372.0013 | 353.3404 | 353.3404 | 353.3404 | 18.6609 | 372.0013 | 86.9782 | 78.4346 | 78.4346 | 78.4346 | 8.5436 | 86.9782 | 0 | 0 | 0 | 0 | 0 | 0 | 0 | 0 | 0 | 194.1296 | 157.053 | 157.053 | 157.053 | 37.0767 | 194.1296 | 2600.1989 | 2600.1989 | 1023.9927 | 1023.9927 | 1007.3173 | 1007.3173 | 0 | 0 | 568.8888 | 568.8888 | 274941428.3505 | 1208916342.288 | 242305734.6917 | 0 | 1726.1635 | 42.6709 | 0 | 0 | 0 | 865.2909 | 132 | 1824 | 2767.1539 | 456 | 114 | 0.2506
1033 | 669.5704 | 501.6 | 600 | 2400 | 0 | 100% | 97.8425 | 151.5366 | 151.8538 | 151.8538 | 1 | 151.5366 | 98.7496 | 396.0575 | 376.1873 | 376.1873 | 376.1873 | 19.8702 | 396.0575 | 86.9665 | 78.423 | 78.423 | 78.423 | 8.5435 | 86.9665 | 0 | 0 | 0 | 0 | 0 | 0 | 0 | 0 | 0 | 193.888 | 156.8223 | 156.8223 | 156.8223 | 37.0657 | 193.888 | 2685.1616 | 2685.1616 | 1109.1726 | 1109.1726 | 1007.1786 | 1007.1786 | 0 | 0 | 568.8104 | 568.8104 | 279653522.4733 | 1208928145.3244 | 241510974.8708 | 0 | 1730.0926 | 44.3876 | 0 | 0 | 0 | 937.3985 | 132 | 1824 | 2767.1539 | 456 | 114 | 0.24979
1034 | 721.0758 | 501.6 | 600 | 2400 | 0 | 100% | 98.0479 | 156.0916 | 156.4149 | 156.4149 | 1 | 156.0916 | 98.9133 | 419.9454 | 398.8741 | 398.8741 | 398.8741 | 21.0713 | 419.9454 | 86.9557 | 78.4122 | 78.4122 | 78.4122 | 8.5434 | 86.9557 | 0 | 0 | 0 | 0 | 0 | 0 | 0 | 0 | 0 | 194.528 | 157.298 | 157.298 | 157.298 | 37.23 | 194.528 | 2770.1258 | 2770.1258 | 1194.3397 | 1194.3397 | 1007.0489 | 1007.0489 | 0 | 0 | 568.7372 | 568.7372 | 283916214.8307 | 1208937103.8718 | 240107909.7052 | 0 | 1732.9612 | 46.0319 | 0 | 0 | 0 | 1009.5061 | 132 | 1824 | 2767.1539 | 456 | 114 | 0.24834
1035 | 772.5812 | 501.6 | 600 | 2400 | 0 | 100% | 98.2534 | 160.6799 | 161.0102 | 161.0102 | 1 | 160.6799 | 99.0639 | 443.7488 | 421.4806 | 421.4806 | 421.4806 | 22.2682 | 443.7488 | 86.9457 | 78.4023 | 78.4023 | 78.4023 | 8.5434 | 86.9457 | 0 | 0 | 0 | 0 | 0 | 0 | 0 | 0 | 0 | 195.2738 | 157.8655 | 157.8655 | 157.8655 | 37.4083 | 195.2738 | 2855.0911 | 2855.0911 | 1279.4953 | 1279.4953 | 1006.9273 | 1006.9273 | 0 | 0 | 568.6686 | 568.6686 | 287734131.3154 | 1208943972.8889 | 238921736.9936 | 0 | 1735.5998 | 47.5835 | 0 | 0 | 0 | 1081.6137 | 132 | 1824 | 2767.1539 | 456 | 114 | 0.24713
1036 | 824.0866 | 501.6 | 600 | 2400 | 0 | 100% | 98.4703 | 165.2853 | 165.6155 | 165.6155 | 1 | 165.2853 | 99.1869 | 467.5742 | 444.1078 | 444.1078 | 444.1078 | 23.4663 | 467.5742 | 86.9363 | 78.393 | 78.393 | 78.393 | 8.5433 | 86.9363 | 0 | 0 | 0 | 0 | 0 | 0 | 0 | 0 | 0 | 195.9587 | 158.3854 | 158.3854 | 158.3854 | 37.5733 | 195.9587 | 2940.0577 | 2940.0577 | 1364.6403 | 1364.6403 | 1006.8132 | 1006.8132 | 0 | 0 | 568.6041 | 568.6041 | 291122871.9914 | 1208949960.5106 | 237681962.3329 | 0 | 1737.7548 | 49.0584 | 0 | 0 | 0 | 1153.7213 | 132 | 1824 | 2767.1539 | 456 | 114 | 0.24585
1037 | 875.592 | 501.6 | 600 | 2400 | 0 | 100% | 98.6416 | 169.9228 | 170.253 | 170.253 | 1 | 169.9228 | 99.2765 | 491.4623 | 466.7946 | 466.7946 | 466.7946 | 24.6677 | 491.4623 | 86.9276 | 78.3843 | 78.3843 | 78.3843 | 8.5433 | 86.9276 | 0 | 0 | 0 | 0 | 0 | 0 | 0 | 0 | 0 | 196.7178 | 158.9688 | 158.9688 | 158.9688 | 37.7489 | 196.7178 | 3025.0252 | 3025.0252 | 1449.7758 | 1449.7758 | 1006.7059 | 1006.7059 | 0 | 0 | 568.5435 | 568.5435 | 294154442.6136 | 1208954277.8668 | 236216024.7643 | 0 | 1739.3247 | 50.4666 | 0 | 0 | 0 | 1225.8288 | 132 | 1824 | 2767.1539 | 456 | 114 | 0.24435
1038 | 927.0974 | 501.6 | 600 | 2400 | 0 | 100% | 98.79 | 174.5914 | 174.934 | 174.934 | 1 | 174.5914 | 99.3561 | 515.3004 | 489.4337 | 489.4337 | 489.4337 | 25.8667 | 515.3004 | 86.9195 | 78.3762 | 78.3762 | 78.3762 | 8.5433 | 86.9195 | 0 | 0 | 0 | 0 | 0 | 0 | 0 | 0 | 0 | 197.613 | 159.663 | 159.663 | 159.663 | 37.9499 | 197.613 | 3109.9937 | 3109.9937 | 1534.9025 | 1534.9025 | 1006.6048 | 1006.6048 | 0 | 0 | 568.4864 | 568.4864 | 296977341.4856 | 1208957625.4742 | 234784001.9865 | 0 | 1740.719 | 51.8013 | 0 | 0 | 0 | 1297.9364 | 132 | 1824 | 2767.1539 | 456 | 114 | 0.24288
1039 | 978.6028 | 501.6 | 600 | 2400 | 0 | 100% | 98.9384 | 179.2781 | 179.6326 | 179.6326 | 1 | 179.2781 | 99.4301 | 539.0355 | 511.975 | 511.975 | 511.975 | 27.0605 | 539.0355 | 86.9118 | 78.3686 | 78.3686 | 78.3686 | 8.5433 | 86.9118 | 0 | 0 | 0 | 0 | 0 | 0 | 0 | 0 | 0 | 198.5709 | 160.4087 | 160.4087 | 160.4087 | 38.1621 | 198.5709 | 3194.9631 | 3194.9631 | 1620.0213 | 1620.0213 | 1006.5094 | 1006.5094 | 0 | 0 | 568.4325 | 568.4325 | 299592284.0216 | 1208960646.4354 | 233461990.2412 | 0 | 1742.0149 | 53.0663 | 0 | 0 | 0 | 1370.044 | 132 | 1824 | 2767.1539 | 456 | 114 | 0.24152
1040 | 1030.1083 | 501.6 | 600 | 2400 | 0 | 100% | 99.0639 | 183.97 | 184.3253 | 184.3253 | 1 | 183.97 | 99.4917 | 562.7576 | 534.5038 | 534.5038 | 534.5038 | 28.2538 | 562.7576 | 86.9046 | 78.3613 | 78.3613 | 78.3613 | 8.5432 | 86.9046 | 0 | 0 | 0 | 0 | 0 | 0 | 0 | 0 | 0 | 199.4546 | 161.094 | 161.094 | 161.094 | 38.3606 | 199.4546 | 3279.9333 | 3279.9333 | 1705.1326 | 1705.1326 | 1006.4191 | 1006.4191 | 0 | 0 | 568.3815 | 568.3815 | 301943796.5057 | 1208963667.3966 | 232186695.962 | 0 | 1743.0942 | 54.2708 | 0 | 0 | 0 | 1442.1516 | 132 | 1824 | 2767.1539 | 456 | 114 | 0.24021
1041 | 20.6022 | 551 | 600 | 2400 | 0 | 100% | 81.3356 | 108.7567 | 108.9111 | 108.9111 | 1 | 108.7567 | 87.6381 | 146.5714 | 139.2351 | 139.2351 | 139.2351 | 7.3362 | 146.5714 | 93.478 | 84.3153 | 84.3153 | 84.3153 | 9.1627 | 93.478 | 0 | 0 | 0 | 0 | 0 | 0 | 0 | 0 | 0 | 175.5433 | 142.5173 | 142.5173 | 142.5173 | 33.0261 | 175.5433 | 1713.5448 | 1713.5448 | 34.213 | 34.213 | 1109.1119 | 1109.1119 | 0 | 0 | 570.2199 | 570.2199 | 23873795.3459 | 1238242837.6841 | 273302949.2038 | 0 | 1535.4196 | 24.4597 | 0 | 0 | 0 | 28.843 | 145 | 1824 | 2767.1539 | 456 | 114 | 0.28165
1042 | 51.5054 | 551 | 600 | 2400 | 0 | 100% | 82.968 | 110.1887 | 110.3499 | 110.3499 | 1 | 110.1887 | 89.1331 | 150.4737 | 142.9407 | 142.9407 | 142.9407 | 7.533 | 150.4737 | 93.4508 | 84.289 | 84.289 | 84.289 | 9.1617 | 93.4508 | 0 | 0 | 0 | 0 | 0 | 0 | 0 | 0 | 0 | 180.4881 | 146.5069 | 146.5069 | 146.5069 | 33.9812 | 180.4881 | 1764.5037 | 1764.5037 | 85.5149 | 85.5149 | 1108.8854 | 1108.8854 | 0 | 0 | 570.1034 | 570.1034 | 58087116.4202 | 1238379130.6146 | 265145888.7207 | 0 | 1561.6121 | 25.3958 | 0 | 0 | 0 | 72.1076 | 145 | 1824 | 2767.1539 | 456 | 114 | 0.2734
1043 | 154.5162 | 551 | 600 | 2400 | 0 | 100% | 88.5046 | 115.8154 | 116.0126 | 116.0126 | 1 | 115.8154 | 93.0975 | 169.9685 | 161.4547 | 161.4547 | 161.4547 | 8.5138 | 169.9685 | 93.3781 | 84.2186 | 84.2186 | 84.2186 | 9.1595 | 93.3781 | 0 | 0 | 0 | 0 | 0 | 0 | 0 | 0 | 0 | 198.6948 | 161.1512 | 161.1512 | 161.1512 | 37.5436 | 198.6948 | 1934.3798 | 1934.3798 | 256.3918 | 256.3918 | 1108.2244 | 1108.2244 | 0 | 0 | 569.7636 | 569.7636 | 153399084.2499 | 1238679300.5025 | 238989118.8383 | 0 | 1631.0675 | 28.9364 | 0 | 0 | 0 | 216.3227 | 145 | 1824 | 2767.1539 | 456 | 114 | 0.24696
1044 | 206.0217 | 551 | 600 | 2400 | 0 | 100% | 90.7763 | 119.1422 | 119.3732 | 119.3732 | 1 | 119.1422 | 94.4874 | 186.9709 | 177.6031 | 177.6031 | 177.6031 | 9.3677 | 186.9709 | 93.3502 | 84.1913 | 84.1913 | 84.1913 | 9.1589 | 93.3502 | 0 | 0 | 0 | 0 | 0 | 0 | 0 | 0 | 0 | 204.5134 | 165.7737 | 165.7737 | 165.7737 | 38.7397 | 204.5134 | 2019.3241 | 2019.3241 | 341.7678 | 341.7678 | 1107.9393 | 1107.9393 | 0 | 0 | 569.617 | 569.617 | 184590777.5524 | 1238761205.7199 | 232067810.5213 | 0 | 1655.4198 | 30.8932 | 0 | 0 | 0 | 288.4303 | 145 | 1824 | 2767.1539 | 456 | 114 | 0.24006
1045 | 257.5271 | 551 | 600 | 2400 | 0 | 100% | 92.5457 | 122.7723 | 123.0191 | 123.0191 | 1 | 122.7723 | 95.5599 | 210.8236 | 200.2584 | 200.2584 | 200.2584 | 10.5652 | 210.8236 | 93.3259 | 84.1675 | 84.1675 | 84.1675 | 9.1585 | 93.3259 | 0 | 0 | 0 | 0 | 0 | 0 | 0 | 0 | 0 | 204.5891 | 165.7599 | 165.7599 | 165.7599 | 38.8292 | 204.5891 | 2104.2719 | 2104.2719 | 427.1095 | 427.1095 | 1107.6791 | 1107.6791 | 0 | 0 | 569.4833 | 569.4833 | 203697051.7297 | 1238821332.8243 | 231690638.19 | 0 | 1674.209 | 32.9021 | 0 | 0 | 0 | 360.5379 | 145 | 1824 | 2767.1539 | 456 | 114 | 0.23971
1046 | 309.0325 | 551 | 600 | 2400 | 0 | 100% | 93.8128 | 126.7112 | 126.9712 | 126.9712 | 1 | 126.7112 | 96.3329 | 235.9841 | 224.1556 | 224.1556 | 224.1556 | 11.8285 | 235.9841 | 93.3043 | 84.1461 | 84.1461 | 84.1461 | 9.1581 | 93.3043 | 0 | 0 | 0 | 0 | 0 | 0 | 0 | 0 | 0 | 204.7032 | 165.7662 | 165.7662 | 165.7662 | 38.9371 | 204.7032 | 2189.2228 | 2189.2228 | 512.4211 | 512.4211 | 1107.4409 | 1107.4409 | 0 | 0 | 569.3608 | 569.3608 | 217898414.4005 | 1238867778.5798 | 230986906.3565 | 0 | 1687.7531 | 34.9598 | 0 | 0 | 0 | 432.6455 | 145 | 1824 | 2767.1539 | 456 | 114 | 0.23901
1047 | 360.5379 | 551 | 600 | 2400 | 0 | 100% | 94.8973 | 130.7727 | 131.0349 | 131.0349 | 1 | 130.7727 | 96.9689 | 261.6647 | 248.5466 | 248.5466 | 248.5466 | 13.1182 | 261.6647 | 93.2848 | 84.127 | 84.127 | 84.127 | 9.1579 | 93.2848 | 0 | 0 | 0 | 0 | 0 | 0 | 0 | 0 | 0 | 204.0331 | 165.155 | 165.155 | 165.155 | 38.878 | 204.0331 | 2274.1763 | 2274.1763 | 597.7064 | 597.7064 | 1107.2218 | 1107.2218 | 0 | 0 | 569.2481 | 569.2481 | 228873836.3476 | 1238905254.4847 | 231115458.307 | 0 | 1698.8945 | 36.9536 | 0 | 0 | 0 | 504.753 | 145 | 1824 | 2767.1539 | 456 | 114 | 0.23915
1048 | 412.0433 | 551 | 600 | 2400 | 0 | 100% | 95.5936 | 135.0259 | 135.2964 | 135.2964 | 1 | 135.0259 | 97.4383 | 287.5156 | 273.0989 | 273.0989 | 273.0989 | 14.4166 | 287.5156 | 93.2672 | 84.1095 | 84.1095 | 84.1095 | 9.1576 | 93.2672 | 0 | 0 | 0 | 0 | 0 | 0 | 0 | 0 | 0 | 204.2126 | 165.2374 | 165.2374 | 165.2374 | 38.9752 | 204.2126 | 2359.1321 | 2359.1321 | 682.9683 | 682.9683 | 1107.0196 | 1107.0196 | 0 | 0 | 569.1442 | 569.1442 | 237759680.9863 | 1238934604.3217 | 230424436.1737 | 0 | 1707.1187 | 38.9129 | 0 | 0 | 0 | 576.8606 | 145 | 1824 | 2767.1539 | 456 | 114 | 0.23846
1049 | 463.5487 | 551 | 600 | 2400 | 0 | 100% | 96.3014 | 139.3331 | 139.6213 | 139.6213 | 1 | 139.3331 | 97.8636 | 313.36 | 297.6449 | 297.6449 | 297.6449 | 15.7151 | 313.36 | 93.2511 | 84.0936 | 84.0936 | 84.0936 | 9.1575 | 93.2511 | 0 | 0 | 0 | 0 | 0 | 0 | 0 | 0 | 0 | 204.085 | 165.0826 | 165.0826 | 165.0826 | 39.0025 | 204.085 | 2444.0901 | 2444.0901 | 768.2095 | 768.2095 | 1106.8326 | 1106.8326 | 0 | 0 | 569.048 | 569.048 | 245170666.0831 | 1238958556.5472 | 230441239.9087 | 0 | 1714.5705 | 40.7633 | 0 | 0 | 0 | 648.9682 | 145 | 1824 | 2767.1539 | 456 | 114 | 0.23849
1050 | 515.0541 | 551 | 600 | 2400 | 0 | 100% | 96.9064 | 143.6477 | 143.9526 | 143.9526 | 1 | 143.6477 | 98.2599 | 339.1198 | 322.1104 | 322.1104 | 322.1104 | 17.0095 | 339.1198 | 93.2364 | 84.0791 | 84.0791 | 84.0791 | 9.1573 | 93.2364 | 0 | 0 | 0 | 0 | 0 | 0 | 0 | 0 | 0 | 203.4405 | 164.5176 | 164.5176 | 164.5176 | 38.9229 | 203.4405 | 2529.0499 | 2529.0499 | 853.4322 | 853.4322 | 1106.6589 | 1106.6589 | 0 | 0 | 568.9588 | 568.9588 | 251557531.805 | 1238977593.2988 | 230978470.9619 | 0 | 1721.5136 | 42.5067 | 0 | 0 | 0 | 721.0758 | 145 | 1824 | 2767.1539 | 456 | 114 | 0.23904
1051 | 566.5595 | 551 | 600 | 2400 | 0 | 100% | 97.4658 | 148.0051 | 148.3036 | 148.3036 | 1 | 148.0051 | 98.5736 | 364.7926 | 346.4929 | 346.4929 | 346.4929 | 18.2997 | 364.7926 | 93.2229 | 84.0658 | 84.0658 | 84.0658 | 9.1572 | 93.2229 | 0 | 0 | 0 | 0 | 0 | 0 | 0 | 0 | 0 | 202.8286 | 163.9855 | 163.9855 | 163.9855 | 38.843 | 202.8286 | 2614.0114 | 2614.0114 | 938.6383 | 938.6383 | 1106.4973 | 1106.4973 | 0 | 0 | 568.8757 | 568.8757 | 257065540.7277 | 1238992612.9927 | 230950887.3969 | 0 | 1727.009 | 44.1865 | 0 | 0 | 0 | 793.1834 | 145 | 1824 | 2767.1539 | 456 | 114 | 0.23901
1052 | 618.065 | 551 | 600 | 2400 | 0 | 100% | 97.8653 | 152.4674 | 152.7638 | 152.7638 | 1 | 152.4674 | 98.7914 | 390.2637 | 370.6838 | 370.6838 | 370.6838 | 19.58 | 390.2637 | 93.2105 | 84.0534 | 84.0534 | 84.0534 | 9.1571 | 93.2105 | 0 | 0 | 0 | 0 | 0 | 0 | 0 | 0 | 0 | 203.0441 | 164.1207 | 164.1207 | 164.1207 | 38.9234 | 203.0441 | 2698.9744 | 2698.9744 | 1023.8296 | 1023.8296 | 1106.3466 | 1106.3466 | 0 | 0 | 568.7982 | 568.7982 | 262034256.3495 | 1239005325.4218 | 229785140.5416 | 0 | 1730.8247 | 45.8151 | 0 | 0 | 0 | 865.2909 | 145 | 1824 | 2767.1539 | 456 | 114 | 0.23781
1053 | 669.5704 | 551 | 600 | 2400 | 0 | 100% | 98.0936 | 157.0181 | 157.3243 | 157.3243 | 1 | 157.0181 | 98.9627 | 415.5443 | 394.6935 | 394.6935 | 394.6935 | 20.8508 | 415.5443 | 93.199 | 84.042 | 84.042 | 84.042 | 9.157 | 93.199 | 0 | 0 | 0 | 0 | 0 | 0 | 0 | 0 | 0 | 203.9351 | 164.7921 | 164.7921 | 164.7921 | 39.143 | 203.9351 | 2783.9387 | 2783.9387 | 1109.0074 | 1109.0074 | 1106.2056 | 1106.2056 | 0 | 0 | 568.7257 | 568.7257 | 266475743.9015 | 1239015747.21 | 228334835.5699 | 0 | 1733.8263 | 47.3694 | 0 | 0 | 0 | 937.3985 | 145 | 1824 | 2767.1539 | 456 | 114 | 0.23633
1054 | 721.0758 | 551 | 600 | 2400 | 0 | 100% | 98.3562 | 161.6036 | 161.9272 | 161.9272 | 1 | 161.6036 | 99.1129 | 440.6441 | 418.5313 | 418.5313 | 418.5313 | 22.1128 | 440.6441 | 93.1883 | 84.0313 | 84.0313 | 84.0313 | 9.1569 | 93.1883 | 0 | 0 | 0 | 0 | 0 | 0 | 0 | 0 | 0 | 204.9569 | 165.5771 | 165.5771 | 165.5771 | 39.3798 | 204.9569 | 2868.9043 | 2868.9043 | 1194.173 | 1194.173 | 1106.0735 | 1106.0735 | 0 | 0 | 568.6578 | 568.6578 | 270548660.0743 | 1239024151.6643 | 226885324.7427 | 0 | 1736.4581 | 48.8448 | 0 | 0 | 0 | 1009.5061 | 145 | 1824 | 2767.1539 | 456 | 114 | 0.23484
1055 | 772.5812 | 551 | 600 | 2400 | 0 | 100% | 98.5616 | 166.2049 | 166.53 | 166.53 | 1 | 166.2049 | 99.2355 | 465.6323 | 442.263 | 442.263 | 442.263 | 23.3693 | 465.6323 | 93.1783 | 84.0214 | 84.0214 | 84.0214 | 9.1569 | 93.1783 | 0 | 0 | 0 | 0 | 0 | 0 | 0 | 0 | 0 | 205.9215 | 166.3253 | 166.3253 | 166.3253 | 39.5962 | 205.9215 | 2953.871 | 2953.871 | 1279.3276 | 1279.3276 | 1105.9494 | 1105.9494 | 0 | 0 | 568.594 | 568.594 | 274173971.8667 | 1239030211.9768 | 225401113.4982 | 0 | 1738.6053 | 50.2493 | 0 | 0 | 0 | 1081.6137 | 145 | 1824 | 2767.1539 | 456 | 114 | 0.23331
1056 | 824.0866 | 551 | 600 | 2400 | 0 | 100% | 98.6872 | 170.8493 | 171.1738 | 171.1738 | 1 | 170.8493 | 99.3202 | 490.6346 | 466.0081 | 466.0081 | 466.0081 | 24.6265 | 490.6346 | 93.169 | 84.0122 | 84.0122 | 84.0122 | 9.1569 | 93.169 | 0 | 0 | 0 | 0 | 0 | 0 | 0 | 0 | 0 | 207.0659 | 167.2198 | 167.2198 | 167.2198 | 39.8461 | 207.0659 | 3038.8387 | 3038.8387 | 1364.472 | 1364.472 | 1105.8327 | 1105.8327 | 0 | 0 | 568.534 | 568.534 | 277416601.1433 | 1239034917.3795 | 223638741.6506 | 0 | 1740.0903 | 51.5945 | 0 | 0 | 0 | 1153.7213 | 145 | 1824 | 2767.1539 | 456 | 114 | 0.2315
1057 | 875.592 | 551 | 600 | 2400 | 0 | 100% | 98.8242 | 175.5233 | 175.8527 | 175.8527 | 1 | 175.5233 | 99.3952 | 515.6771 | 489.7911 | 489.7911 | 489.7911 | 25.886 | 515.6771 | 93.1604 | 84.0036 | 84.0036 | 84.0036 | 9.1568 | 93.1604 | 0 | 0 | 0 | 0 | 0 | 0 | 0 | 0 | 0 | 208.2725 | 168.1622 | 168.1622 | 168.1622 | 40.1104 | 208.2725 | 3123.8074 | 3123.8074 | 1449.6073 | 1449.6073 | 1105.7227 | 1105.7227 | 0 | 0 | 568.4774 | 568.4774 | 280322522.2506 | 1239038678.1291 | 222042815.9632 | 0 | 1741.404 | 52.8709 | 0 | 0 | 0 | 1225.8288 | 145 | 1824 | 2767.1539 | 456 | 114 | 0.22986
1058 | 927.0974 | 551 | 600 | 2400 | 0 | 100% | 98.9612 | 180.2162 | 180.559 | 180.559 | 1 | 180.2162 | 99.4572 | 540.6498 | 513.5078 | 513.5078 | 513.5078 | 27.142 | 540.6498 | 93.1522 | 83.9954 | 83.9954 | 83.9954 | 9.1568 | 93.1522 | 0 | 0 | 0 | 0 | 0 | 0 | 0 | 0 | 0 | 209.5119 | 169.1332 | 169.1332 | 169.1332 | 40.3786 | 209.5119 | 3208.7769 | 3208.7769 | 1534.7341 | 1534.7341 | 1105.6188 | 1105.6188 | 0 | 0 | 568.424 | 568.424 | 283037175.0177 | 1239041752.8073 | 220410736.6457 | 0 | 1742.4897 | 54.0864 | 0 | 0 | 0 | 1297.9364 | 145 | 1824 | 2767.1539 | 456 | 114 | 0.22819
1059 | 978.6028 | 551 | 600 | 2400 | 0 | 100% | 99.1096 | 184.9206 | 185.2702 | 185.2702 | 1 | 184.9206 | 99.5118 | 565.5467 | 537.1524 | 537.1524 | 537.1524 | 28.3942 | 565.5467 | 93.1446 | 83.9878 | 83.9878 | 83.9878 | 9.1568 | 93.1446 | 0 | 0 | 0 | 0 | 0 | 0 | 0 | 0 | 0 | 210.7342 | 170.0935 | 170.0935 | 170.0935 | 40.6407 | 210.7342 | 3293.7472 | 3293.7472 | 1619.8531 | 1619.8531 | 1105.5205 | 1105.5205 | 0 | 0 | 568.3735 | 568.3735 | 285512733.4496 | 1239043509.9882 | 218890167.9324 | 0 | 1743.4464 | 55.2422 | 0 | 0 | 0 | 1370.044 | 145 | 1824 | 2767.1539 | 456 | 114 | 0.22662
1060 | 1030.1083 | 551 | 600 | 2400 | 0 | 100% | 99.1781 | 189.6317 | 189.9834 | 189.9834 | 1 | 189.6317 | 99.5647 | 590.4534 | 560.8063 | 560.8063 | 560.8063 | 29.6471 | 590.4534 | 93.1374 | 83.9806 | 83.9806 | 83.9806 | 9.1568 | 93.1374 | 0 | 0 | 0 | 0 | 0 | 0 | 0 | 0 | 0 | 211.8727 | 170.9871 | 170.9871 | 170.9871 | 40.8856 | 211.8727 | 3378.7182 | 3378.7182 | 1704.965 | 1704.965 | 1105.4275 | 1105.4275 | 0 | 0 | 568.3257 | 568.3257 | 287746564.8889 | 1239044828.9824 | 217583004.8458 | 0 | 1744.3744 | 56.341 | 0 | 0 | 0 | 1442.1516 | 145 | 1824 | 2767.1539 | 456 | 114 | 0.22528
1061 | 20.6022 | 600.4 | 600 | 2400 | 0 | 100% | 84.1438 | 113.0726 | 113.1971 | 113.1971 | 1 | 113.0726 | 89.438 | 152.6674 | 145.0232 | 145.0232 | 145.0232 | 7.6441 | 152.6674 | 99.7259 | 89.9473 | 89.9473 | 89.9473 | 9.7785 | 99.7259 | 0 | 0 | 0 | 0 | 0 | 0 | 0 | 0 | 0 | 170.8449 | 138.6169 | 138.6169 | 138.6169 | 32.2279 | 170.8449 | 1812.2856 | 1812.2856 | 34.1998 | 34.1998 | 1208.0851 | 1208.0851 | 0 | 0 | 570.0008 | 570.0008 | 22913422.1089 | 1264287290.1919 | 279753182.1388 | 0 | 1566.9539 | 29.209 | 0 | 0 | 0 | 28.843 | 158 | 1824 | 2767.1539 | 456 | 114 | 0.2885
1062 | 51.5054 | 600.4 | 600 | 2400 | 0 | 100% | 85.6507 | 114.5642 | 114.697 | 114.697 | 1 | 114.5642 | 90.7947 | 156.1953 | 148.3732 | 148.3732 | 148.3732 | 7.8221 | 156.1953 | 99.7006 | 89.923 | 89.923 | 89.923 | 9.7776 | 99.7006 | 0 | 0 | 0 | 0 | 0 | 0 | 0 | 0 | 0 | 176.239 | 142.9589 | 142.9589 | 142.9589 | 33.2801 | 176.239 | 1863.2481 | 1863.2481 | 85.484 | 85.484 | 1207.8665 | 1207.8665 | 0 | 0 | 569.8976 | 569.8976 | 55921568.8203 | 1264404106.8875 | 270398088.0872 | 0 | 1590.7238 | 30.0529 | 0 | 0 | 0 | 72.1076 | 158 | 1824 | 2767.1539 | 456 | 114 | 0.27902
1063 | 154.5162 | 600.4 | 600 | 2400 | 0 | 100% | 90.3881 | 120.5394 | 120.715 | 120.715 | 1 | 120.5394 | 94.2491 | 177.5397 | 168.6442 | 168.6442 | 168.6442 | 8.8955 | 177.5397 | 99.6326 | 89.857 | 89.857 | 89.857 | 9.7757 | 99.6326 | 0 | 0 | 0 | 0 | 0 | 0 | 0 | 0 | 0 | 197.1149 | 159.7473 | 159.7473 | 159.7473 | 37.3677 | 197.1149 | 2033.1341 | 2033.1341 | 256.3157 | 256.3157 | 1207.2239 | 1207.2239 | 0 | 0 | 569.5945 | 569.5945 | 146752672.164 | 1264662368.1992 | 239829305.2103 | 0 | 1651.2443 | 33.3306 | 0 | 0 | 0 | 216.3227 | 158 | 1824 | 2767.1539 | 456 | 114 | 0.24805
1064 | 206.0217 | 600.4 | 600 | 2400 | 0 | 100% | 92.4315 | 124.0086 | 124.227 | 124.227 | 1 | 124.0086 | 95.4642 | 195.4408 | 185.6462 | 185.6462 | 185.6462 | 9.7946 | 195.4408 | 99.606 | 89.8309 | 89.8309 | 89.8309 | 9.7751 | 99.606 | 0 | 0 | 0 | 0 | 0 | 0 | 0 | 0 | 0 | 204.514 | 165.6584 | 165.6584 | 165.6584 | 38.8556 | 204.514 | 2118.0824 | 2118.0824 | 341.6752 | 341.6752 | 1206.9446 | 1206.9446 | 0 | 0 | 569.4627 | 569.4627 | 176536363.4134 | 1264736171.1779 | 231260068.8461 | 0 | 1672.5326 | 35.1084 | 0 | 0 | 0 | 288.4303 | 158 | 1824 | 2767.1539 | 456 | 114 | 0.23933
1065 | 257.5271 | 600.4 | 600 | 2400 | 0 | 100% | 93.7443 | 127.8426 | 128.0648 | 128.0648 | 1 | 127.8426 | 96.288 | 220.3241 | 209.2802 | 209.2802 | 209.2802 | 11.0439 | 220.3241 | 99.583 | 89.8083 | 89.8083 | 89.8083 | 9.7747 | 99.583 | 0 | 0 | 0 | 0 | 0 | 0 | 0 | 0 | 0 | 207.4482 | 167.943 | 167.943 | 167.943 | 39.5052 | 207.4482 | 2203.0337 | 2203.0337 | 427.0034 | 427.0034 | 1206.6885 | 1206.6885 | 0 | 0 | 569.3418 | 569.3418 | 194883300.697 | 1264785737.371 | 227296183.1818 | 0 | 1686.9652 | 36.9957 | 0 | 0 | 0 | 360.5379 | 158 | 1824 | 2767.1539 | 456 | 114 | 0.23528
1066 | 309.0325 | 600.4 | 600 | 2400 | 0 | 100% | 94.863 | 131.8801 | 132.1224 | 132.1224 | 1 | 131.8801 | 96.9403 | 246.6446 | 234.2791 | 234.2791 | 234.2791 | 12.3655 | 246.6446 | 99.5622 | 89.7878 | 89.7878 | 89.7878 | 9.7744 | 99.5622 | 0 | 0 | 0 | 0 | 0 | 0 | 0 | 0 | 0 | 209.0206 | 169.1261 | 169.1261 | 169.1261 | 39.8944 | 209.0206 | 2287.9876 | 2287.9876 | 512.304 | 512.304 | 1206.4529 | 1206.4529 | 0 | 0 | 569.2307 | 569.2307 | 208441497.4865 | 1264827004.9355 | 225125635.3577 | 0 | 1698.3941 | 38.8508 | 0 | 0 | 0 | 432.6455 | 158 | 1824 | 2767.1539 | 456 | 114 | 0.23306
1067 | 360.5379 | 600.4 | 600 | 2400 | 0 | 100% | 95.6507 | 136.0487 | 136.2933 | 136.2933 | 1 | 136.0487 | 97.45 | 273.4993 | 259.7851 | 259.7851 | 259.7851 | 13.7142 | 273.4993 | 99.5435 | 89.7694 | 89.7694 | 89.7694 | 9.7741 | 99.5435 | 0 | 0 | 0 | 0 | 0 | 0 | 0 | 0 | 0 | 209.8643 | 169.7317 | 169.7317 | 169.7317 | 40.1327 | 209.8643 | 2372.9438 | 2372.9438 | 597.5803 | 597.5803 | 1206.2355 | 1206.2355 | 0 | 0 | 569.1281 | 569.1281 | 218912666.9978 | 1264858084.3725 | 223553737.0076 | 0 | 1707.3245 | 40.6649 | 0 | 0 | 0 | 504.753 | 158 | 1824 | 2767.1539 | 456 | 114 | 0.23147
1068 | 412.0433 | 600.4 | 600 | 2400 | 0 | 100% | 96.3699 | 140.3236 | 140.5923 | 140.5923 | 1 | 140.3236 | 97.893 | 300.5316 | 285.4595 | 285.4595 | 285.4595 | 15.0721 | 300.5316 | 99.5265 | 89.7526 | 89.7526 | 89.7526 | 9.7739 | 99.5265 | 0 | 0 | 0 | 0 | 0 | 0 | 0 | 0 | 0 | 210.4733 | 170.1677 | 170.1677 | 170.1677 | 40.3055 | 210.4733 | 2457.9021 | 2457.9021 | 682.8349 | 682.8349 | 1206.0341 | 1206.0341 | 0 | 0 | 569.0331 | 569.0331 | 227440507.4983 | 1264883444.0601 | 222760998.447 | 0 | 1715.085 | 42.3956 | 0 | 0 | 0 | 576.8606 | 158 | 1824 | 2767.1539 | 456 | 114 | 0.23067
1069 | 463.5487 | 600.4 | 600 | 2400 | 0 | 100% | 96.9635 | 144.6228 | 144.901 | 144.901 | 1 | 144.6228 | 98.2862 | 327.5245 | 311.0962 | 311.0962 | 311.0962 | 16.4282 | 327.5245 | 99.511 | 89.7372 | 89.7372 | 89.7372 | 9.7738 | 99.511 | 0 | 0 | 0 | 0 | 0 | 0 | 0 | 0 | 0 | 210.4373 | 170.0905 | 170.0905 | 170.0905 | 40.3468 | 210.4373 | 2542.8622 | 2542.8622 | 768.0702 | 768.0702 | 1205.8471 | 1205.8471 | 0 | 0 | 568.9449 | 568.9449 | 234519785.9645 | 1264903469.1419 | 222550860.6723 | 0 | 1721.9741 | 44.0421 | 0 | 0 | 0 | 648.9682 | 158 | 1824 | 2767.1539 | 456 | 114 | 0.23046
1070 | 515.0541 | 600.4 | 600 | 2400 | 0 | 100% | 97.5 | 148.9929 | 149.2683 | 149.2683 | 1 | 148.9929 | 98.5864 | 354.482 | 336.6991 | 336.6991 | 336.6991 | 17.7828 | 354.482 | 99.4967 | 89.7231 | 89.7231 | 89.7231 | 9.7737 | 99.4967 | 0 | 0 | 0 | 0 | 0 | 0 | 0 | 0 | 0 | 210.5275 | 170.1197 | 170.1197 | 170.1197 | 40.4078 | 210.5275 | 2627.824 | 2627.824 | 853.2881 | 853.2881 | 1205.6731 | 1205.6731 | 0 | 0 | 568.8627 | 568.8627 | 240603559.1204 | 1264919243.0238 | 221711218.9159 | 0 | 1727.234 | 45.638 | 0 | 0 | 0 | 721.0758 | 158 | 1824 | 2767.1539 | 456 | 114 | 0.22959
1071 | 566.5595 | 600.4 | 600 | 2400 | 0 | 100% | 97.9338 | 153.4586 | 153.7403 | 153.7403 | 1 | 153.4586 | 98.8197 | 381.35 | 362.2169 | 362.2169 | 362.2169 | 19.1331 | 381.35 | 99.4836 | 89.71 | 89.71 | 89.71 | 9.7736 | 99.4836 | 0 | 0 | 0 | 0 | 0 | 0 | 0 | 0 | 0 | 211.1903 | 170.6089 | 170.6089 | 170.6089 | 40.5814 | 211.1903 | 2712.7872 | 2712.7872 | 938.4905 | 938.4905 | 1205.5106 | 1205.5106 | 0 | 0 | 568.7861 | 568.7861 | 245869618.0505 | 1264931947.5931 | 220518759.9534 | 0 | 1731.3203 | 47.1732 | 0 | 0 | 0 | 793.1834 | 158 | 1824 | 2767.1539 | 456 | 114 | 0.22837
1072 | 618.065 | 600.4 | 600 | 2400 | 0 | 100% | 98.2306 | 157.994 | 158.2778 | 158.2778 | 1 | 157.994 | 98.9846 | 407.9909 | 387.5186 | 387.5186 | 387.5186 | 20.4722 | 407.9909 | 99.4714 | 89.6979 | 89.6979 | 89.6979 | 9.7735 | 99.4714 | 0 | 0 | 0 | 0 | 0 | 0 | 0 | 0 | 0 | 212.2805 | 171.4492 | 171.4492 | 171.4492 | 40.8313 | 212.2805 | 2797.7517 | 2797.7517 | 1023.6787 | 1023.6787 | 1205.3586 | 1205.3586 | 0 | 0 | 568.7144 | 568.7144 | 250600433.5232 | 1264942788.2142 | 218666524.1459 | 0 | 1734.2097 | 48.654 | 0 | 0 | 0 | 865.2909 | 158 | 1824 | 2767.1539 | 456 | 114 | 0.22647
1073 | 669.5704 | 600.4 | 600 | 2400 | 0 | 100% | 98.4018 | 162.5855 | 162.8875 | 162.8875 | 1 | 162.5855 | 99.1331 | 434.4652 | 412.6621 | 412.6621 | 412.6621 | 21.8031 | 434.4652 | 99.4601 | 89.6867 | 89.6867 | 89.6867 | 9.7734 | 99.4601 | 0 | 0 | 0 | 0 | 0 | 0 | 0 | 0 | 0 | 213.6791 | 172.539 | 172.539 | 172.539 | 41.1401 | 213.6791 | 2882.7175 | 2882.7175 | 1108.8542 | 1108.8542 | 1205.2162 | 1205.2162 | 0 | 0 | 568.6472 | 568.6472 | 254844274.6879 | 1264951670.6408 | 217015409.5591 | 0 | 1736.8114 | 50.0576 | 0 | 0 | 0 | 937.3985 | 158 | 1824 | 2767.1539 | 456 | 114 | 0.22477
1074 | 721.0758 | 600.4 | 600 | 2400 | 0 | 100% | 98.6073 | 167.1951 | 167.512 | 167.512 | 1 | 167.1951 | 99.2586 | 460.6766 | 437.5557 | 437.5557 | 437.5557 | 23.1209 | 460.6766 | 99.4495 | 89.6762 | 89.6762 | 89.6762 | 9.7733 | 99.4495 | 0 | 0 | 0 | 0 | 0 | 0 | 0 | 0 | 0 | 215.0723 | 173.6316 | 173.6316 | 173.6316 | 41.4406 | 215.0723 | 2967.6844 | 2967.6844 | 1194.018 | 1194.018 | 1205.0823 | 1205.0823 | 0 | 0 | 568.584 | 568.584 | 258751036.7754 | 1264959225.5648 | 215299746.9805 | 0 | 1739.01 | 51.3949 | 0 | 0 | 0 | 1009.5061 | 158 | 1824 | 2767.1539 | 456 | 114 | 0.22301
1075 | 772.5812 | 600.4 | 600 | 2400 | 0 | 100% | 98.7557 | 171.8215 | 172.1386 | 172.1386 | 1 | 171.8215 | 99.3496 | 486.7907 | 462.3567 | 462.3567 | 462.3567 | 24.434 | 486.7907 | 99.4396 | 89.6663 | 89.6663 | 89.6663 | 9.7733 | 99.4396 | 0 | 0 | 0 | 0 | 0 | 0 | 0 | 0 | 0 | 216.4161 | 174.6793 | 174.6793 | 174.6793 | 41.7368 | 216.4161 | 3052.6523 | 3052.6523 | 1279.1713 | 1279.1713 | 1204.9564 | 1204.9564 | 0 | 0 | 568.5246 | 568.5246 | 262234566.7621 | 1264965818.8802 | 213405260.6823 | 0 | 1740.6056 | 52.6752 | 0 | 0 | 0 | 1081.6137 | 158 | 1824 | 2767.1539 | 456 | 114 | 0.22106
1076 | 824.0866 | 600.4 | 600 | 2400 | 0 | 100% | 98.9155 | 176.4945 | 176.8132 | 176.8132 | 1 | 176.4945 | 99.4155 | 512.8935 | 487.1469 | 487.1469 | 487.1469 | 25.7466 | 512.8935 | 99.4303 | 89.6571 | 89.6571 | 89.6571 | 9.7732 | 99.4303 | 0 | 0 | 0 | 0 | 0 | 0 | 0 | 0 | 0 | 217.9897 | 175.9145 | 175.9145 | 175.9145 | 42.0752 | 217.9897 | 3137.621 | 3137.621 | 1364.3149 | 1364.3149 | 1204.8376 | 1204.8376 | 0 | 0 | 568.4685 | 568.4685 | 265356550.7254 | 1264970914.1128 | 211432201.6847 | 0 | 1741.7597 | 53.9001 | 0 | 0 | 0 | 1153.7213 | 158 | 1824 | 2767.1539 | 456 | 114 | 0.21904
1077 | 875.592 | 600.4 | 600 | 2400 | 0 | 100% | 98.984 | 181.193 | 181.5168 | 181.5168 | 1 | 181.193 | 99.471 | 539.0438 | 511.9821 | 511.9821 | 511.9821 | 27.0617 | 539.0438 | 99.4216 | 89.6484 | 89.6484 | 89.6484 | 9.7732 | 99.4216 | 0 | 0 | 0 | 0 | 0 | 0 | 0 | 0 | 0 | 219.575 | 177.1599 | 177.1599 | 177.1599 | 42.4151 | 219.575 | 3222.5907 | 3222.5907 | 1449.4497 | 1449.4497 | 1204.7254 | 1204.7254 | 0 | 0 | 568.4156 | 568.4156 | 268150771.2726 | 1264974758.1954 | 209606815.4566 | 0 | 1742.7323 | 55.0656 | 0 | 0 | 0 | 1225.8288 | 158 | 1824 | 2767.1539 | 456 | 114 | 0.21716
1078 | 927.0974 | 600.4 | 600 | 2400 | 0 | 100% | 99.0868 | 185.9073 | 186.2447 | 186.2447 | 1 | 185.9073 | 99.5262 | 565.1414 | 536.7671 | 536.7671 | 536.7671 | 28.3743 | 565.1414 | 99.4134 | 89.6403 | 89.6403 | 89.6403 | 9.7732 | 99.4134 | 0 | 0 | 0 | 0 | 0 | 0 | 0 | 0 | 0 | 221.1437 | 178.3963 | 178.3963 | 178.3963 | 42.7474 | 221.1437 | 3307.5611 | 3307.5611 | 1534.5762 | 1534.5762 | 1204.6193 | 1204.6193 | 0 | 0 | 568.3656 | 568.3656 | 270736500.7877 | 1264977813.3754 | 207985004.0491 | 0 | 1743.6993 | 56.1728 | 0 | 0 | 0 | 1297.9364 | 158 | 1824 | 2767.1539 | 456 | 114 | 0.2155
1079 | 978.6028 | 600.4 | 600 | 2400 | 0 | 100% | 99.2237 | 190.6235 | 190.9694 | 190.9694 | 1 | 190.6235 | 99.5797 | 591.1927 | 561.5081 | 561.5081 | 561.5081 | 29.6846 | 591.1927 | 99.4057 | 89.6326 | 89.6326 | 89.6326 | 9.7732 | 99.4057 | 0 | 0 | 0 | 0 | 0 | 0 | 0 | 0 | 0 | 222.5813 | 179.5275 | 179.5275 | 179.5275 | 43.0538 | 222.5813 | 3392.5322 | 3392.5322 | 1619.6953 | 1619.6953 | 1204.5188 | 1204.5188 | 0 | 0 | 568.3181 | 568.3181 | 273088287.4356 | 1264980513.918 | 206567475.404 | 0 | 1744.6363 | 57.226 | 0 | 0 | 0 | 1370.044 | 158 | 1824 | 2767.1539 | 456 | 114 | 0.21404
1080 | 1030.1083 | 600.4 | 600 | 2400 | 0 | 100% | 99.3151 | 195.3357 | 195.6851 | 195.6851 | 1 | 195.3357 | 99.6326 | 617.2712 | 586.2749 | 586.2749 | 586.2749 | 30.9964 | 617.2712 | 99.3985 | 89.6253 | 89.6253 | 89.6253 | 9.7731 | 99.3985 | 0 | 0 | 0 | 0 | 0 | 0 | 0 | 0 | 0 | 223.8165 | 180.4926 | 180.4926 | 180.4926 | 43.3238 | 223.8165 | 3477.504 | 3477.504 | 1704.8074 | 1704.8074 | 1204.4234 | 1204.4234 | 0 | 0 | 568.2731 | 568.2731 | 275207158.2305 | 1264982123.1303 | 205373481.2567 | 0 | 1745.5628 | 58.2286 | 0 | 0 | 0 | 1442.1516 | 158 | 1824 | 2767.1539 | 456 | 114 | 0.21281
1081 | 20.6022 | 653.6 | 600 | 2400 | 0 | 100% | 86.4612 | 117.9743 | 118.0873 | 118.0873 | 1 | 117.9743 | 91.0589 | 157.6847 | 149.7866 | 149.7866 | 149.7866 | 7.8981 | 157.6847 | 106.4583 | 96.0162 | 96.0162 | 96.0162 | 10.4421 | 106.4583 | 0 | 0 | 0 | 0 | 0 | 0 | 0 | 0 | 0 | 167.7128 | 135.9881 | 135.9881 | 135.9881 | 31.7247 | 167.7128 | 1918.6293 | 1918.6293 | 34.1873 | 34.1873 | 1314.6497 | 1314.6497 | 0 | 0 | 569.7923 | 569.7923 | 22172430.1907 | 1288849162.8216 | 284330446.6212 | 0 | 1595.352 | 33.7645 | 0 | 0 | 0 | 28.843 | 172 | 1824 | 2767.1539 | 456 | 114 | 0.29344
1082 | 51.5054 | 653.6 | 600 | 2400 | 0 | 100% | 87.8311 | 119.5585 | 119.6793 | 119.6793 | 1 | 119.5585 | 92.2524 | 162.5807 | 154.4361 | 154.4361 | 154.4361 | 8.1446 | 162.5807 | 106.4344 | 95.9931 | 95.9931 | 95.9931 | 10.4413 | 106.4344 | 0 | 0 | 0 | 0 | 0 | 0 | 0 | 0 | 0 | 173.6552 | 140.764 | 140.764 | 140.764 | 32.8912 | 173.6552 | 1969.5951 | 1969.5951 | 85.4546 | 85.4546 | 1314.4393 | 1314.4393 | 0 | 0 | 569.7012 | 569.7012 | 53694376.3878 | 1288955193.4783 | 273612682.1642 | 0 | 1616.2623 | 34.5502 | 0 | 0 | 0 | 72.1076 | 172 | 1824 | 2767.1539 | 456 | 114 | 0.28256
1083 | 154.5162 | 653.6 | 600 | 2400 | 0 | 100% | 91.8265 | 125.8928 | 126.0583 | 126.0583 | 1 | 125.8928 | 95.2176 | 185.5416 | 176.2426 | 176.2426 | 176.2426 | 9.299 | 185.5416 | 106.3704 | 95.9309 | 95.9309 | 95.9309 | 10.4395 | 106.3704 | 0 | 0 | 0 | 0 | 0 | 0 | 0 | 0 | 0 | 197.4211 | 159.8877 | 159.8877 | 159.8877 | 37.5334 | 197.4211 | 2139.49 | 2139.49 | 256.2423 | 256.2423 | 1313.8165 | 1313.8165 | 0 | 0 | 569.4312 | 569.4312 | 140353243.6084 | 1289182140.3721 | 238676861.7151 | 0 | 1668.2122 | 37.5838 | 0 | 0 | 0 | 216.3227 | 172 | 1824 | 2767.1539 | 456 | 114 | 0.24702
1084 | 206.0217 | 653.6 | 600 | 2400 | 0 | 100% | 93.5502 | 129.5457 | 129.722 | 129.722 | 1 | 129.5457 | 96.1758 | 204.2399 | 194.0017 | 194.0017 | 194.0017 | 10.2381 | 204.2399 | 106.345 | 95.9061 | 95.9061 | 95.9061 | 10.4389 | 106.345 | 0 | 0 | 0 | 0 | 0 | 0 | 0 | 0 | 0 | 207.0967 | 167.6265 | 167.6265 | 167.6265 | 39.4702 | 207.0967 | 2224.442 | 2224.442 | 341.5854 | 341.5854 | 1313.5436 | 1313.5436 | 0 | 0 | 569.313 | 569.313 | 168914543.0314 | 1289247640.8762 | 226838682.7231 | 0 | 1685.0009 | 39.2541 | 0 | 0 | 0 | 288.4303 | 172 | 1824 | 2767.1539 | 456 | 114 | 0.23488
1085 | 257.5271 | 653.6 | 600 | 2400 | 0 | 100% | 94.7146 | 133.5197 | 133.7226 | 133.7226 | 1 | 133.5197 | 96.8614 | 230.1906 | 218.6495 | 218.6495 | 218.6495 | 11.5411 | 230.1906 | 106.3229 | 95.8843 | 95.8843 | 95.8843 | 10.4385 | 106.3229 | 0 | 0 | 0 | 0 | 0 | 0 | 0 | 0 | 0 | 212.0878 | 171.5596 | 171.5596 | 171.5596 | 40.5281 | 212.0878 | 2309.3965 | 2309.3965 | 426.9001 | 426.9001 | 1313.2924 | 1313.2924 | 0 | 0 | 569.2041 | 569.2041 | 186460247.4599 | 1289293297.9375 | 221257339.3396 | 0 | 1697.0109 | 40.9552 | 0 | 0 | 0 | 360.5379 | 172 | 1824 | 2767.1539 | 456 | 114 | 0.22916
1086 | 309.0325 | 653.6 | 600 | 2400 | 0 | 100% | 95.6849 | 137.5943 | 137.8252 | 137.8252 | 1 | 137.5943 | 97.4531 | 257.8412 | 244.9116 | 244.9116 | 244.9116 | 12.9296 | 257.8412 | 106.3031 | 95.8648 | 95.8648 | 95.8648 | 10.4383 | 106.3031 | 0 | 0 | 0 | 0 | 0 | 0 | 0 | 0 | 0 | 214.2648 | 173.2329 | 173.2329 | 173.2329 | 41.0319 | 214.2648 | 2394.3533 | 2394.3533 | 512.1895 | 512.1895 | 1313.0603 | 1313.0603 | 0 | 0 | 569.1035 | 569.1035 | 199346556.158 | 1289327971.6741 | 218704129.7735 | 0 | 1707.3787 | 42.5921 | 0 | 0 | 0 | 432.6455 | 172 | 1824 | 2767.1539 | 456 | 114 | 0.22655
1087 | 360.5379 | 653.6 | 600 | 2400 | 0 | 100% | 96.3356 | 141.7962 | 142.0323 | 142.0323 | 1 | 141.7962 | 97.9114 | 285.8899 | 271.5515 | 271.5515 | 271.5515 | 14.3383 | 285.8899 | 106.285 | 95.8469 | 95.8469 | 95.8469 | 10.438 | 106.285 | 0 | 0 | 0 | 0 | 0 | 0 | 0 | 0 | 0 | 215.7359 | 174.3569 | 174.3569 | 174.3569 | 41.379 | 215.7359 | 2479.312 | 2479.312 | 597.4566 | 597.4566 | 1312.8452 | 1312.8452 | 0 | 0 | 569.0102 | 569.0102 | 209388658.4558 | 1289355902.8955 | 216662667.789 | 0 | 1715.4072 | 44.1996 | 0 | 0 | 0 | 504.753 | 172 | 1824 | 2767.1539 | 456 | 114 | 0.22447
1088 | 412.0433 | 653.6 | 600 | 2400 | 0 | 100% | 97.0434 | 146.0923 | 146.3472 | 146.3472 | 1 | 146.0923 | 98.3017 | 314.0458 | 298.2931 | 298.2931 | 298.2931 | 15.7527 | 314.0458 | 106.2686 | 95.8307 | 95.8307 | 95.8307 | 10.4379 | 106.2686 | 0 | 0 | 0 | 0 | 0 | 0 | 0 | 0 | 0 | 216.8796 | 175.2266 | 175.2266 | 175.2266 | 41.653 | 216.8796 | 2564.2725 | 2564.2725 | 682.7036 | 682.7036 | 1312.6453 | 1312.6453 | 0 | 0 | 568.9236 | 568.9236 | 217618272.1949 | 1289377690.7832 | 215250434.7642 | 0 | 1722.2464 | 45.7427 | 0 | 0 | 0 | 576.8606 | 172 | 1824 | 2767.1539 | 456 | 114 | 0.22303
1089 | 463.5487 | 653.6 | 600 | 2400 | 0 | 100% | 97.5114 | 150.474 | 150.7205 | 150.7205 | 1 | 150.474 | 98.585 | 342.2974 | 325.1253 | 325.1253 | 325.1253 | 17.1722 | 342.2974 | 106.2535 | 95.8158 | 95.8158 | 95.8158 | 10.4377 | 106.2535 | 0 | 0 | 0 | 0 | 0 | 0 | 0 | 0 | 0 | 217.9669 | 176.0541 | 176.0541 | 176.0541 | 41.9128 | 217.9669 | 2649.2347 | 2649.2347 | 767.9326 | 767.9326 | 1312.4592 | 1312.4592 | 0 | 0 | 568.8429 | 568.8429 | 224354956.2833 | 1289395196.5581 | 213458823.8862 | 0 | 1727.209 | 47.2497 | 0 | 0 | 0 | 648.9682 | 172 | 1824 | 2767.1539 | 456 | 114 | 0.22119
1090 | 515.0541 | 653.6 | 600 | 2400 | 0 | 100% | 97.8995 | 154.9566 | 155.2155 | 155.2155 | 1 | 154.9566 | 98.8092 | 370.5204 | 351.93 | 351.93 | 351.93 | 18.5904 | 370.5204 | 106.2396 | 95.802 | 95.802 | 95.802 | 10.4376 | 106.2396 | 0 | 0 | 0 | 0 | 0 | 0 | 0 | 0 | 0 | 219.49 | 177.231 | 177.231 | 177.231 | 42.2589 | 219.49 | 2734.1982 | 2734.1982 | 853.1454 | 853.1454 | 1312.2853 | 1312.2853 | 0 | 0 | 568.7676 | 568.7676 | 230141175.6996 | 1289409857.7476 | 211586406.9741 | 0 | 1731.1374 | 48.6985 | 0 | 0 | 0 | 721.0758 | 172 | 1824 | 2767.1539 | 456 | 114 | 0.21927
1091 | 566.5595 | 653.6 | 600 | 2400 | 0 | 100% | 98.2306 | 159.4772 | 159.7403 | 159.7403 | 1 | 159.4772 | 98.9845 | 398.6324 | 378.6292 | 378.6292 | 378.6292 | 20.0032 | 398.6324 | 106.2267 | 95.7892 | 95.7892 | 95.7892 | 10.4375 | 106.2267 | 0 | 0 | 0 | 0 | 0 | 0 | 0 | 0 | 0 | 220.9002 | 178.3197 | 178.3197 | 178.3197 | 42.5805 | 220.9002 | 2819.1631 | 2819.1631 | 938.3435 | 938.3435 | 1312.1225 | 1312.1225 | 0 | 0 | 568.697 | 568.697 | 235176908.4984 | 1289421685.8988 | 209609816.468 | 0 | 1734.2084 | 50.0887 | 0 | 0 | 0 | 793.1834 | 172 | 1824 | 2767.1539 | 456 | 114 | 0.21724
1092 | 618.065 | 653.6 | 600 | 2400 | 0 | 100% | 98.4132 | 164.0505 | 164.3303 | 164.3303 | 1 | 164.0505 | 99.1384 | 426.4935 | 405.0899 | 405.0899 | 405.0899 | 21.4036 | 426.4935 | 106.2147 | 95.7773 | 95.7773 | 95.7773 | 10.4374 | 106.2147 | 0 | 0 | 0 | 0 | 0 | 0 | 0 | 0 | 0 | 222.5554 | 179.6106 | 179.6106 | 179.6106 | 42.9449 | 222.5554 | 2904.1292 | 2904.1292 | 1023.5284 | 1023.5284 | 1311.9699 | 1311.9699 | 0 | 0 | 568.6309 | 568.6309 | 239689903.8247 | 1289431521.4891 | 207783365.0834 | 0 | 1736.9048 | 51.4117 | 0 | 0 | 0 | 865.2909 | 172 | 1824 | 2767.1539 | 456 | 114 | 0.21536
1093 | 669.5704 | 653.6 | 600 | 2400 | 0 | 100% | 98.6187 | 168.6486 | 168.948 | 168.948 | 1 | 168.6486 | 99.2739 | 454.1559 | 431.3617 | 431.3617 | 431.3617 | 22.7942 | 454.1559 | 106.2035 | 95.7661 | 95.7661 | 95.7661 | 10.4373 | 106.2035 | 0 | 0 | 0 | 0 | 0 | 0 | 0 | 0 | 0 | 224.1773 | 180.8795 | 180.8795 | 180.8795 | 43.2978 | 224.1773 | 2989.0963 | 2989.0963 | 1108.7012 | 1108.7012 | 1311.8264 | 1311.8264 | 0 | 0 | 568.5687 | 568.5687 | 243766627.9317 | 1289440011.7453 | 206071459.0394 | 0 | 1739.2781 | 52.6712 | 0 | 0 | 0 | 937.3985 | 172 | 1824 | 2767.1539 | 456 | 114 | 0.21361
1094 | 721.0758 | 653.6 | 600 | 2400 | 0 | 100% | 98.8242 | 173.2686 | 173.5714 | 173.5714 | 1 | 173.2686 | 99.3638 | 481.5683 | 457.3958 | 457.3958 | 457.3958 | 24.1724 | 481.5683 | 106.193 | 95.7557 | 95.7557 | 95.7557 | 10.4373 | 106.193 | 0 | 0 | 0 | 0 | 0 | 0 | 0 | 0 | 0 | 225.8208 | 182.1695 | 182.1695 | 182.1695 | 43.6513 | 225.8208 | 3074.0644 | 3074.0644 | 1193.8629 | 1193.8629 | 1311.6913 | 1311.6913 | 0 | 0 | 568.5101 | 568.5101 | 247491242.8159 | 1289447027.9443 | 203914716.0562 | 0 | 1740.853 | 53.8864 | 0 | 0 | 0 | 1009.5061 | 172 | 1824 | 2767.1539 | 456 | 114 | 0.21139
1095 | 772.5812 | 653.6 | 600 | 2400 | 0 | 100% | 98.9384 | 177.9326 | 178.2377 | 178.2377 | 1 | 177.9326 | 99.4312 | 508.8812 | 483.3355 | 483.3355 | 483.3355 | 25.5458 | 508.8812 | 106.1831 | 95.7459 | 95.7459 | 95.7459 | 10.4372 | 106.1831 | 0 | 0 | 0 | 0 | 0 | 0 | 0 | 0 | 0 | 227.6985 | 183.6466 | 183.6466 | 183.6466 | 44.0519 | 227.6985 | 3159.0334 | 3159.0334 | 1279.0146 | 1279.0146 | 1311.5639 | 1311.5639 | 0 | 0 | 568.4549 | 568.4549 | 250819185.2124 | 1289454425.2544 | 201760865.579 | 0 | 1742.0345 | 55.0484 | 0 | 0 | 0 | 1081.6137 | 172 | 1824 | 2767.1539 | 456 | 114 | 0.20918
1096 | 824.0866 | 653.6 | 600 | 2400 | 0 | 100% | 98.9954 | 182.6395 | 182.9535 | 182.9535 | 1 | 182.6395 | 99.4867 | 536.1677 | 509.2498 | 509.2498 | 509.2498 | 26.9179 | 536.1677 | 106.1738 | 95.7367 | 95.7367 | 95.7367 | 10.4372 | 106.1738 | 0 | 0 | 0 | 0 | 0 | 0 | 0 | 0 | 0 | 229.7819 | 185.2932 | 185.2932 | 185.2932 | 44.4887 | 229.7819 | 3244.0033 | 3244.0033 | 1364.157 | 1364.157 | 1311.4435 | 1311.4435 | 0 | 0 | 568.4027 | 568.4027 | 253815589.0039 | 1289460304.3886 | 199730902.1117 | 0 | 1743.0068 | 56.1573 | 0 | 0 | 0 | 1153.7213 | 172 | 1824 | 2767.1539 | 456 | 114 | 0.20709
1097 | 875.592 | 653.6 | 600 | 2400 | 0 | 100% | 99.0982 | 187.3547 | 187.6781 | 187.6781 | 1 | 187.3547 | 99.5418 | 563.5033 | 535.2107 | 535.2107 | 535.2107 | 28.2926 | 563.5033 | 106.1651 | 95.728 | 95.728 | 95.728 | 10.4371 | 106.1651 | 0 | 0 | 0 | 0 | 0 | 0 | 0 | 0 | 0 | 231.6864 | 186.7944 | 186.7944 | 186.7944 | 44.8919 | 231.6864 | 3328.9739 | 3328.9739 | 1449.2909 | 1449.2909 | 1311.3296 | 1311.3296 | 0 | 0 | 568.3534 | 568.3534 | 256484992.883 | 1289465065.3773 | 198022262.0447 | 0 | 1743.9723 | 57.2113 | 0 | 0 | 0 | 1225.8288 | 172 | 1824 | 2767.1539 | 456 | 114 | 0.20534
1098 | 927.0974 | 653.6 | 600 | 2400 | 0 | 100% | 99.2694 | 192.0691 | 192.4051 | 192.4051 | 1 | 192.0691 | 99.5959 | 590.8103 | 561.1443 | 561.1443 | 561.1443 | 29.666 | 590.8103 | 106.1568 | 95.7198 | 95.7198 | 95.7198 | 10.4371 | 106.1568 | 0 | 0 | 0 | 0 | 0 | 0 | 0 | 0 | 0 | 233.3817 | 188.1299 | 188.1299 | 188.1299 | 45.2518 | 233.3817 | 3413.9452 | 3413.9452 | 1534.417 | 1534.417 | 1311.2216 | 1311.2216 | 0 | 0 | 568.3066 | 568.3066 | 258937397.2912 | 1289468745.2369 | 196513541.5328 | 0 | 1744.9197 | 58.2148 | 0 | 0 | 0 | 1297.9364 | 172 | 1824 | 2767.1539 | 456 | 114 | 0.20379
1099 | 978.6028 | 653.6 | 600 | 2400 | 0 | 100% | 99.3379 | 196.7773 | 197.1226 | 197.1226 | 1 | 196.7773 | 99.6489 | 618.0914 | 587.0533 | 587.0533 | 587.0533 | 31.0381 | 618.0914 | 106.1491 | 95.712 | 95.712 | 95.712 | 10.4371 | 106.1491 | 0 | 0 | 0 | 0 | 0 | 0 | 0 | 0 | 0 | 234.8389 | 189.2704 | 189.2704 | 189.2704 | 45.5685 | 234.8389 | 3498.9171 | 3498.9171 | 1619.5358 | 1619.5358 | 1311.1192 | 1311.1192 | 0 | 0 | 568.2622 | 568.2622 | 261172278.7746 | 1289471386.3131 | 195204930.7008 | 0 | 1745.8486 | 59.1713 | 0 | 0 | 0 | 1370.044 | 172 | 1824 | 2767.1539 | 456 | 114 | 0.20245
1100 | 1030.1083 | 653.6 | 600 | 2400 | 0 | 100% | 99.4178 | 201.4955 | 201.8374 | 201.8374 | 1 | 201.4955 | 99.6882 | 645.4123 | 613 | 613 | 613 | 32.4123 | 645.4123 | 106.1418 | 95.7048 | 95.7048 | 95.7048 | 10.437 | 106.1418 | 0 | 0 | 0 | 0 | 0 | 0 | 0 | 0 | 0 | 236.2179 | 190.3492 | 190.3492 | 190.3492 | 45.8687 | 236.2179 | 3583.8896 | 3583.8896 | 1704.6479 | 1704.6479 | 1311.0218 | 1311.0218 | 0 | 0 | 568.22 | 568.22 | 263158326.3841 | 1289473576.7729 | 193904511.9942 | 0 | 1746.5364 | 60.0901 | 0 | 0 | 0 | 1442.1516 | 172 | 1824 | 2767.1539 | 456 | 114 | 0.20111
1101 | 20.6022 | 703 | 600 | 2400 | 0 | 100% | 88.2877 | 122.7633 | 122.8677 | 122.8677 | 1 | 122.7633 | 92.2787 | 163.6992 | 155.4975 | 155.4975 | 155.4975 | 8.2017 | 163.6992 | 112.708 | 101.6498 | 101.6498 | 101.6498 | 11.0581 | 112.708 | 0 | 0 | 0 | 0 | 0 | 0 | 0 | 0 | 0 | 166.2701 | 134.7499 | 134.7499 | 134.7499 | 31.5202 | 166.2701 | 2017.3828 | 2017.3828 | 34.177 | 34.177 | 1413.5856 | 1413.5856 | 0 | 0 | 569.6202 | 569.6202 | 21350782.1995 | 1309036868.7034 | 286335703.4658 | 0 | 1616.7234 | 37.5828 | 0 | 0 | 0 | 28.843 | 185 | 1824 | 2767.1539 | 456 | 114 | 0.29572
1102 | 51.5054 | 703 | 600 | 2400 | 0 | 100% | 89.6233 | 124.4051 | 124.517 | 124.517 | 1 | 124.4051 | 93.3623 | 169.0592 | 160.5877 | 160.5877 | 160.5877 | 8.4714 | 169.0592 | 112.6856 | 101.6282 | 101.6282 | 101.6282 | 11.0574 | 112.6856 | 0 | 0 | 0 | 0 | 0 | 0 | 0 | 0 | 0 | 172.4864 | 139.7526 | 139.7526 | 139.7526 | 32.7339 | 172.4864 | 2068.3511 | 2068.3511 | 85.4302 | 85.4302 | 1413.3825 | 1413.3825 | 0 | 0 | 569.5384 | 569.5384 | 51613761.0354 | 1309129440.568 | 274964539.476 | 0 | 1635.7077 | 38.3022 | 0 | 0 | 0 | 72.1076 | 185 | 1824 | 2767.1539 | 456 | 114 | 0.28417
1103 | 154.5162 | 703 | 600 | 2400 | 0 | 100% | 93.0251 | 131.0559 | 131.2097 | 131.2097 | 1 | 131.0559 | 95.9052 | 192.8709 | 183.2023 | 183.2023 | 183.2023 | 9.6685 | 192.8709 | 112.6249 | 101.5692 | 101.5692 | 101.5692 | 11.0557 | 112.6249 | 0 | 0 | 0 | 0 | 0 | 0 | 0 | 0 | 0 | 199.0672 | 161.1285 | 161.1285 | 161.1285 | 37.9386 | 199.0672 | 2238.2531 | 2238.2531 | 256.1808 | 256.1808 | 1412.7777 | 1412.7777 | 0 | 0 | 569.2947 | 569.2947 | 134998703.1787 | 1309331572.6475 | 235928555.9956 | 0 | 1680.2588 | 41.1467 | 0 | 0 | 0 | 216.3227 | 185 | 1824 | 2767.1539 | 456 | 114 | 0.24427
1104 | 206.0217 | 703 | 600 | 2400 | 0 | 100% | 94.4178 | 134.8627 | 135.0236 | 135.0236 | 1 | 134.8627 | 96.6882 | 212.2389 | 201.5975 | 201.5975 | 201.5975 | 10.6413 | 212.2389 | 112.6008 | 101.5456 | 101.5456 | 101.5456 | 11.0552 | 112.6008 | 0 | 0 | 0 | 0 | 0 | 0 | 0 | 0 | 0 | 210.7262 | 170.4598 | 170.4598 | 170.4598 | 40.2664 | 210.7262 | 2323.208 | 2323.208 | 341.5099 | 341.5099 | 1412.5109 | 1412.5109 | 0 | 0 | 569.1872 | 569.1872 | 162543475.7337 | 1309389137.4286 | 222044192.246 | 0 | 1693.9768 | 42.7003 | 0 | 0 | 0 | 288.4303 | 185 | 1824 | 2767.1539 | 456 | 114 | 0.23003
1105 | 257.5271 | 703 | 600 | 2400 | 0 | 100% | 95.5594 | 138.8608 | 139.0545 | 139.0545 | 1 | 138.8608 | 97.3247 | 239.3185 | 227.3174 | 227.3174 | 227.3174 | 12.0011 | 239.3185 | 112.5794 | 101.5245 | 101.5245 | 101.5245 | 11.0548 | 112.5794 | 0 | 0 | 0 | 0 | 0 | 0 | 0 | 0 | 0 | 216.1816 | 174.766 | 174.766 | 174.766 | 41.4156 | 216.1816 | 2408.1651 | 2408.1651 | 426.8129 | 426.8129 | 1412.2644 | 1412.2644 | 0 | 0 | 569.0878 | 569.0878 | 179293737.1114 | 1309430949.9527 | 216403198.5759 | 0 | 1705.1279 | 44.2156 | 0 | 0 | 0 | 360.5379 | 185 | 1824 | 2767.1539 | 456 | 114 | 0.22425
1106 | 309.0325 | 703 | 600 | 2400 | 0 | 100% | 96.3584 | 142.9897 | 143.2083 | 143.2083 | 1 | 142.9897 | 97.8405 | 268.1071 | 254.6604 | 254.6604 | 254.6604 | 13.4468 | 268.1071 | 112.5603 | 101.5057 | 101.5057 | 101.5057 | 11.0546 | 112.5603 | 0 | 0 | 0 | 0 | 0 | 0 | 0 | 0 | 0 | 219.2129 | 177.1334 | 177.1334 | 177.1334 | 42.0795 | 219.2129 | 2493.1241 | 2493.1241 | 512.0926 | 512.0926 | 1412.0358 | 1412.0358 | 0 | 0 | 568.9957 | 568.9957 | 191700067.5313 | 1309461363.5291 | 213003786.991 | 0 | 1714.1652 | 45.6991 | 0 | 0 | 0 | 432.6455 | 185 | 1824 | 2767.1539 | 456 | 114 | 0.22078
1107 | 360.5379 | 703 | 600 | 2400 | 0 | 100% | 96.9064 | 147.2623 | 147.4891 | 147.4891 | 1 | 147.2623 | 98.2233 | 297.1661 | 282.2597 | 282.2597 | 282.2597 | 14.9064 | 297.1661 | 112.5428 | 101.4885 | 101.4885 | 101.4885 | 11.0544 | 112.5428 | 0 | 0 | 0 | 0 | 0 | 0 | 0 | 0 | 0 | 221.8497 | 179.1927 | 179.1927 | 179.1927 | 42.657 | 221.8497 | 2578.085 | 2578.085 | 597.3514 | 597.3514 | 1411.8234 | 1411.8234 | 0 | 0 | 568.9101 | 568.9101 | 201427403.7851 | 1309486823.9802 | 209957718.7476 | 0 | 1720.8719 | 47.1635 | 0 | 0 | 0 | 504.753 | 185 | 1824 | 2767.1539 | 456 | 114 | 0.21766
1108 | 412.0433 | 703 | 600 | 2400 | 0 | 100% | 97.4429 | 151.6192 | 151.8462 | 151.8462 | 1 | 151.6192 | 98.5256 | 326.4207 | 310.0447 | 310.0447 | 310.0447 | 16.376 | 326.4207 | 112.5269 | 101.4727 | 101.4727 | 101.4727 | 11.0542 | 112.5269 | 0 | 0 | 0 | 0 | 0 | 0 | 0 | 0 | 0 | 223.9353 | 180.8192 | 180.8192 | 180.8192 | 43.1161 | 223.9353 | 2663.0473 | 2663.0473 | 682.5916 | 682.5916 | 1411.6254 | 1411.6254 | 0 | 0 | 568.8303 | 568.8303 | 209315961.4087 | 1309505166.4924 | 207348036.4939 | 0 | 1726.1692 | 48.5821 | 0 | 0 | 0 | 576.8606 | 185 | 1824 | 2767.1539 | 456 | 114 | 0.21499
1109 | 463.5487 | 703 | 600 | 2400 | 0 | 100% | 97.7968 | 156.0828 | 156.3155 | 156.3155 | 1 | 156.0828 | 98.7542 | 355.8623 | 338.007 | 338.007 | 338.007 | 17.8553 | 355.8623 | 112.5122 | 101.4581 | 101.4581 | 101.4581 | 11.0541 | 112.5122 | 0 | 0 | 0 | 0 | 0 | 0 | 0 | 0 | 0 | 226.14 | 182.542 | 182.542 | 182.542 | 43.598 | 226.14 | 2748.0111 | 2748.0111 | 767.8149 | 767.8149 | 1411.4404 | 1411.4404 | 0 | 0 | 568.7558 | 568.7558 | 215764621.2687 | 1309521563.8826 | 204887626.6905 | 0 | 1730.1738 | 49.9561 | 0 | 0 | 0 | 648.9682 | 185 | 1824 | 2767.1539 | 456 | 114 | 0.21246
1110 | 515.0541 | 703 | 600 | 2400 | 0 | 100% | 98.105 | 160.5928 | 160.8454 | 160.8454 | 1 | 160.5928 | 98.9566 | 385.2177 | 365.8872 | 365.8872 | 365.8872 | 19.3304 | 385.2177 | 112.4987 | 101.4447 | 101.4447 | 101.4447 | 11.0539 | 112.4987 | 0 | 0 | 0 | 0 | 0 | 0 | 0 | 0 | 0 | 228.1345 | 184.0973 | 184.0973 | 184.0973 | 44.0372 | 228.1345 | 2832.9762 | 2832.9762 | 853.023 | 853.023 | 1411.2672 | 1411.2672 | 0 | 0 | 568.686 | 568.686 | 221338054.0841 | 1309533191.4406 | 202848613.3611 | 0 | 1733.7199 | 51.2655 | 0 | 0 | 0 | 721.0758 | 185 | 1824 | 2767.1539 | 456 | 114 | 0.21037
1111 | 566.5595 | 703 | 600 | 2400 | 0 | 100% | 98.379 | 165.1392 | 165.3993 | 165.3993 | 1 | 165.1392 | 99.1135 | 414.4215 | 393.6233 | 393.6233 | 393.6233 | 20.7982 | 414.4215 | 112.4862 | 101.4323 | 101.4323 | 101.4323 | 11.0539 | 112.4862 | 0 | 0 | 0 | 0 | 0 | 0 | 0 | 0 | 0 | 229.9941 | 185.5504 | 185.5504 | 185.5504 | 44.4436 | 229.9941 | 2917.9424 | 2917.9424 | 938.2173 | 938.2173 | 1411.1047 | 1411.1047 | 0 | 0 | 568.6205 | 568.6205 | 226186156.6744 | 1309542910.1578 | 200739870.7543 | 0 | 1736.4689 | 52.5255 | 0 | 0 | 0 | 793.1834 | 185 | 1824 | 2767.1539 | 456 | 114 | 0.2082
1112 | 618.065 | 703 | 600 | 2400 | 0 | 100% | 98.6644 | 169.7143 | 169.9916 | 169.9916 | 1 | 169.7143 | 99.2599 | 443.4231 | 421.1672 | 421.1672 | 421.1672 | 22.2559 | 443.4231 | 112.4745 | 101.4207 | 101.4207 | 101.4207 | 11.0538 | 112.4745 | 0 | 0 | 0 | 0 | 0 | 0 | 0 | 0 | 0 | 231.7832 | 186.9476 | 186.9476 | 186.9476 | 44.8356 | 231.7832 | 3002.9097 | 3002.9097 | 1023.3989 | 1023.3989 | 1410.9519 | 1410.9519 | 0 | 0 | 568.5589 | 568.5589 | 230501039.2646 | 1309550554.6829 | 198981056.7443 | 0 | 1739.0327 | 53.7224 | 0 | 0 | 0 | 865.2909 | 185 | 1824 | 2767.1539 | 456 | 114 | 0.20639
1113 | 669.5704 | 703 | 600 | 2400 | 0 | 100% | 98.8242 | 174.325 | 174.6105 | 174.6105 | 1 | 174.325 | 99.359 | 472.2246 | 448.5208 | 448.5208 | 448.5208 | 23.7038 | 472.2246 | 112.4636 | 101.4098 | 101.4098 | 101.4098 | 11.0537 | 112.4636 | 0 | 0 | 0 | 0 | 0 | 0 | 0 | 0 | 0 | 233.6608 | 188.4193 | 188.4193 | 188.4193 | 45.2415 | 233.6608 | 3087.878 | 3087.878 | 1108.5691 | 1108.5691 | 1410.808 | 1410.808 | 0 | 0 | 568.501 | 568.501 | 234409907.9508 | 1309556732.8772 | 196802965.3286 | 0 | 1740.7696 | 54.8795 | 0 | 0 | 0 | 937.3985 | 185 | 1824 | 2767.1539 | 456 | 114 | 0.20416
1114 | 721.0758 | 703 | 600 | 2400 | 0 | 100% | 98.9612 | 178.9738 | 179.2696 | 179.2696 | 1 | 178.9738 | 99.4377 | 500.7366 | 475.5993 | 475.5993 | 475.5993 | 25.1373 | 500.7366 | 112.4533 | 101.3996 | 101.3996 | 101.3996 | 11.0537 | 112.4533 | 0 | 0 | 0 | 0 | 0 | 0 | 0 | 0 | 0 | 235.7615 | 190.0757 | 190.0757 | 190.0757 | 45.6859 | 235.7615 | 3172.8472 | 3172.8472 | 1193.7287 | 1193.7287 | 1410.6722 | 1410.6722 | 0 | 0 | 568.4462 | 568.4462 | 237993237.7179 | 1309561676.8491 | 194593979.0319 | 0 | 1742.1489 | 55.9873 | 0 | 0 | 0 | 1009.5061 | 185 | 1824 | 2767.1539 | 456 | 114 | 0.20189
1115 | 772.5812 | 703 | 600 | 2400 | 0 | 100% | 99.0297 | 183.6674 | 183.9718 | 183.9718 | 1 | 183.6674 | 99.4941 | 529.113 | 502.549 | 502.549 | 502.549 | 26.5641 | 529.113 | 112.4438 | 101.3901 | 101.3901 | 101.3901 | 11.0537 | 112.4438 | 0 | 0 | 0 | 0 | 0 | 0 | 0 | 0 | 0 | 238.1272 | 191.9461 | 191.9461 | 191.9461 | 46.181 | 238.1272 | 3257.8171 | 3257.8171 | 1278.8787 | 1278.8787 | 1410.5439 | 1410.5439 | 0 | 0 | 568.3945 | 568.3945 | 241215791.4417 | 1309565757.469 | 192355809.4606 | 0 | 1743.1374 | 57.0501 | 0 | 0 | 0 | 1081.6137 | 185 | 1824 | 2767.1539 | 456 | 114 | 0.19959
1116 | 824.0866 | 703 | 600 | 2400 | 0 | 100% | 99.1324 | 188.3816 | 188.696 | 188.696 | 1 | 188.3816 | 99.5488 | 557.4531 | 529.4639 | 529.4639 | 529.4639 | 27.9892 | 557.4531 | 112.4347 | 101.3811 | 101.3811 | 101.3811 | 11.0536 | 112.4347 | 0 | 0 | 0 | 0 | 0 | 0 | 0 | 0 | 0 | 240.4519 | 193.7855 | 193.7855 | 193.7855 | 46.6664 | 240.4519 | 3342.7878 | 3342.7878 | 1364.0198 | 1364.0198 | 1410.4224 | 1410.4224 | 0 | 0 | 568.3456 | 568.3456 | 244100206.943 | 1309569143.6512 | 190426297.5518 | 0 | 1744.0956 | 58.062 | 0 | 0 | 0 | 1153.7213 | 185 | 1824 | 2767.1539 | 456 | 114 | 0.19761
1117 | 875.592 | 703 | 600 | 2400 | 0 | 100% | 99.2808 | 193.0937 | 193.4152 | 193.4152 | 1 | 193.0937 | 99.6027 | 585.8903 | 556.471 | 556.471 | 556.471 | 29.4193 | 585.8903 | 112.4262 | 101.3726 | 101.3726 | 101.3726 | 11.0536 | 112.4262 | 0 | 0 | 0 | 0 | 0 | 0 | 0 | 0 | 0 | 242.4416 | 195.3546 | 195.3546 | 195.3546 | 47.0869 | 242.4416 | 3427.7592 | 3427.7592 | 1449.1528 | 1449.1528 | 1410.3073 | 1410.3073 | 0 | 0 | 568.2992 | 568.2992 | 246649987.9586 | 1309572114.3115 | 188817920.272 | 0 | 1745.04 | 59.0263 | 0 | 0 | 0 | 1225.8288 | 185 | 1824 | 2767.1539 | 456 | 114 | 0.19596
1118 | 927.0974 | 703 | 600 | 2400 | 0 | 100% | 99.3607 | 197.8027 | 198.1351 | 198.1351 | 1 | 197.8027 | 99.6559 | 614.3352 | 583.4854 | 583.4854 | 583.4854 | 30.8499 | 614.3352 | 112.4181 | 101.3645 | 101.3645 | 101.3645 | 11.0536 | 112.4181 | 0 | 0 | 0 | 0 | 0 | 0 | 0 | 0 | 0 | 244.1646 | 196.7103 | 196.7103 | 196.7103 | 47.4544 | 244.1646 | 3512.7313 | 3512.7313 | 1534.2781 | 1534.2781 | 1410.198 | 1410.198 | 0 | 0 | 568.2551 | 568.2551 | 248981414.7985 | 1309574401.7411 | 187415025.7059 | 0 | 1745.9708 | 59.9463 | 0 | 0 | 0 | 1297.9364 | 185 | 1824 | 2767.1539 | 456 | 114 | 0.19451
1119 | 978.6028 | 703 | 600 | 2400 | 0 | 100% | 99.4406 | 202.522 | 202.86 | 202.86 | 1 | 202.522 | 99.6964 | 642.7732 | 610.493 | 610.493 | 610.493 | 32.2802 | 642.7732 | 112.4104 | 101.3569 | 101.3569 | 101.3569 | 11.0536 | 112.4104 | 0 | 0 | 0 | 0 | 0 | 0 | 0 | 0 | 0 | 245.8097 | 198.0053 | 198.0053 | 198.0053 | 47.8044 | 245.8097 | 3597.7039 | 3597.7039 | 1619.3965 | 1619.3965 | 1410.0941 | 1410.0941 | 0 | 0 | 568.2133 | 568.2133 | 251098788.5433 | 1309576290.1414 | 186004989.1461 | 0 | 1746.6801 | 60.83 | 0 | 0 | 0 | 1370.044 | 185 | 1824 | 2767.1539 | 456 | 114 | 0.19307
1120 | 1030.1083 | 703 | 600 | 2400 | 0 | 100% | 99.4977 | 207.0291 | 207.3643 | 207.3643 | 1 | 207.0291 | 99.7258 | 671.2914 | 637.5768 | 637.5768 | 637.5768 | 33.7146 | 671.2914 | 112.4032 | 101.3496 | 101.3496 | 101.3496 | 11.0535 | 112.4032 | 0 | 0 | 0 | 0 | 0 | 0 | 0 | 0 | 0 | 245.2699 | 197.1231 | 197.1231 | 197.1231 | 48.1468 | 245.2699 | 3682.6771 | 3682.6771 | 1704.5084 | 1704.5084 | 1409.9952 | 1409.9952 | 0 | 0 | 568.1734 | 568.1734 | 252970236.8862 | 1309577582.4489 | 184647966.1223 | 0 | 1747.1958 | 61.6793 | 0 | 0 | 0 | 1442.1516 | 185 | 1824 | 2767.1539 | 456 | 114 | 0.19167
1121 | 20.6022 | 752.4 | 600 | 2400 | 0 | 100% | 89.7945 | 127.7304 | 127.8186 | 127.8186 | 1 | 127.7304 | 93.2633 | 169.2953 | 160.811 | 160.811 | 160.811 | 8.4843 | 169.2953 | 118.9567 | 107.2827 | 107.2827 | 107.2827 | 11.6741 | 118.9567 | 0 | 0 | 0 | 0 | 0 | 0 | 0 | 0 | 0 | 165.9155 | 134.4034 | 134.4034 | 134.4034 | 31.5121 | 165.9155 | 2116.141 | 2116.141 | 34.1677 | 34.1677 | 1512.5078 | 1512.5078 | 0 | 0 | 569.4655 | 569.4655 | 20636044.1017 | 1327101954.8108 | 286234944.8278 | 0 | 1633.9729 | 41.0552 | 0 | 0 | 0 | 28.843 | 198 | 1824 | 2767.1539 | 456 | 114 | 0.29584
1122 | 51.5054 | 752.4 | 600 | 2400 | 0 | 100% | 90.9361 | 129.4688 | 129.5613 | 129.5613 | 1 | 129.4688 | 94.2043 | 175.2042 | 166.4227 | 166.4227 | 166.4227 | 8.7815 | 175.2042 | 118.9358 | 107.2624 | 107.2624 | 107.2624 | 11.6734 | 118.9358 | 0 | 0 | 0 | 0 | 0 | 0 | 0 | 0 | 0 | 172.8154 | 139.954 | 139.954 | 139.954 | 32.8614 | 172.8154 | 2167.1115 | 2167.1115 | 85.4082 | 85.4082 | 1512.3116 | 1512.3116 | 0 | 0 | 569.3917 | 569.3917 | 49790270.3694 | 1327182300.1147 | 273486751.9378 | 0 | 1650.4593 | 41.7454 | 0 | 0 | 0 | 72.1076 | 198 | 1824 | 2767.1539 | 456 | 114 | 0.28284
1123 | 154.5162 | 752.4 | 600 | 2400 | 0 | 100% | 94.0068 | 136.3948 | 136.5276 | 136.5276 | 1 | 136.3948 | 96.4011 | 199.9575 | 189.9317 | 189.9317 | 189.9317 | 10.0259 | 199.9575 | 118.8781 | 107.2063 | 107.2063 | 107.2063 | 11.6718 | 118.8781 | 0 | 0 | 0 | 0 | 0 | 0 | 0 | 0 | 0 | 202.0841 | 163.4785 | 163.4785 | 163.4785 | 38.6057 | 202.0841 | 2337.0196 | 2337.0196 | 256.1249 | 256.1249 | 1511.7241 | 1511.7241 | 0 | 0 | 569.1705 | 569.1705 | 130189850.1734 | 1327363196.3719 | 231393716.4796 | 0 | 1688.9468 | 44.3964 | 0 | 0 | 0 | 216.3227 | 198 | 1824 | 2767.1539 | 456 | 114 | 0.23969
1124 | 206.0217 | 752.4 | 600 | 2400 | 0 | 100% | 95.1941 | 140.29 | 140.4445 | 140.4445 | 1 | 140.29 | 97.0984 | 220.0063 | 208.9733 | 208.9733 | 208.9733 | 11.0329 | 220.0063 | 118.8547 | 107.1833 | 107.1833 | 107.1833 | 11.6713 | 118.8547 | 0 | 0 | 0 | 0 | 0 | 0 | 0 | 0 | 0 | 215.041 | 173.8515 | 173.8515 | 173.8515 | 41.1895 | 215.041 | 2421.977 | 2421.977 | 341.441 | 341.441 | 1511.4636 | 1511.4636 | 0 | 0 | 569.0724 | 569.0724 | 156768799.2365 | 1327415810.6261 | 216978671.8729 | 0 | 1701.1633 | 45.8044 | 0 | 0 | 0 | 288.4303 | 198 | 1824 | 2767.1539 | 456 | 114 | 0.22491
1125 | 257.5271 | 752.4 | 600 | 2400 | 0 | 100% | 96.1073 | 144.3194 | 144.5007 | 144.5007 | 1 | 144.3194 | 97.6692 | 248.2576 | 235.806 | 235.806 | 235.806 | 12.4515 | 248.2576 | 118.834 | 107.163 | 107.163 | 107.163 | 11.671 | 118.834 | 0 | 0 | 0 | 0 | 0 | 0 | 0 | 0 | 0 | 221.038 | 178.5855 | 178.5855 | 178.5855 | 42.4525 | 221.038 | 2506.9363 | 2506.9363 | 426.733 | 426.733 | 1511.2219 | 1511.2219 | 0 | 0 | 568.9814 | 568.9814 | 172797746.3394 | 1327457495.9897 | 210909795.5976 | 0 | 1711.165 | 47.1741 | 0 | 0 | 0 | 360.5379 | 198 | 1824 | 2767.1539 | 456 | 114 | 0.21869
1126 | 309.0325 | 752.4 | 600 | 2400 | 0 | 100% | 96.8493 | 148.5144 | 148.7188 | 148.7188 | 1 | 148.5144 | 98.1111 | 278.0714 | 264.1225 | 264.1225 | 264.1225 | 13.9489 | 278.0714 | 118.8157 | 107.1449 | 107.1449 | 107.1449 | 11.6707 | 118.8157 | 0 | 0 | 0 | 0 | 0 | 0 | 0 | 0 | 0 | 225.141 | 181.8225 | 181.8225 | 181.8225 | 43.3186 | 225.141 | 2591.8974 | 2591.8974 | 512.0035 | 512.0035 | 1510.9971 | 1510.9971 | 0 | 0 | 568.8968 | 568.8968 | 184817936.3504 | 1327483645.1526 | 206605418.0823 | 0 | 1718.907 | 48.5289 | 0 | 0 | 0 | 432.6455 | 198 | 1824 | 2767.1539 | 456 | 114 | 0.21428
1127 | 360.5379 | 752.4 | 600 | 2400 | 0 | 100% | 97.3174 | 152.8301 | 153.0351 | 153.0351 | 1 | 152.8301 | 98.436 | 308.1846 | 292.7231 | 292.7231 | 292.7231 | 15.4615 | 308.1846 | 118.799 | 107.1285 | 107.1285 | 107.1285 | 11.6706 | 118.799 | 0 | 0 | 0 | 0 | 0 | 0 | 0 | 0 | 0 | 228.539 | 184.4978 | 184.4978 | 184.4978 | 44.0411 | 228.539 | 2676.86 | 2676.86 | 597.2546 | 597.2546 | 1510.7876 | 1510.7876 | 0 | 0 | 568.8179 | 568.8179 | 194187200.5704 | 1327503065.9002 | 202908727.3172 | 0 | 1724.599 | 49.8638 | 0 | 0 | 0 | 504.753 | 198 | 1824 | 2767.1539 | 456 | 114 | 0.2105
1128 | 412.0433 | 752.4 | 600 | 2400 | 0 | 100% | 97.8082 | 157.2552 | 157.4737 | 157.4737 | 1 | 157.2552 | 98.692 | 338.5897 | 321.6008 | 321.6008 | 321.6008 | 16.989 | 338.5897 | 118.7837 | 107.1133 | 107.1133 | 107.1133 | 11.6704 | 118.7837 | 0 | 0 | 0 | 0 | 0 | 0 | 0 | 0 | 0 | 231.6427 | 186.9394 | 186.9394 | 186.9394 | 44.7033 | 231.6427 | 2761.824 | 2761.824 | 682.4882 | 682.4882 | 1510.5917 | 1510.5917 | 0 | 0 | 568.7441 | 568.7441 | 201762517.4958 | 1327518248.1126 | 199802796.5898 | 0 | 1729.0836 | 51.1569 | 0 | 0 | 0 | 576.8606 | 198 | 1824 | 2767.1539 | 456 | 114 | 0.20731
1129 | 463.5487 | 752.4 | 600 | 2400 | 0 | 100% | 98.0822 | 161.7393 | 161.9711 | 161.9711 | 1 | 161.7393 | 98.9037 | 369.1353 | 350.6115 | 350.6115 | 350.6115 | 18.5237 | 369.1353 | 118.7696 | 107.0993 | 107.0993 | 107.0993 | 11.6703 | 118.7696 | 0 | 0 | 0 | 0 | 0 | 0 | 0 | 0 | 0 | 234.2857 | 189.0076 | 189.0076 | 189.0076 | 45.2781 | 234.2857 | 2846.7893 | 2846.7893 | 767.706 | 767.706 | 1510.4083 | 1510.4083 | 0 | 0 | 568.6751 | 568.6751 | 207971052.0475 | 1327529805.7059 | 197291872.541 | 0 | 1732.7927 | 52.399 | 0 | 0 | 0 | 648.9682 | 198 | 1824 | 2767.1539 | 456 | 114 | 0.20473
1130 | 515.0541 | 752.4 | 600 | 2400 | 0 | 100% | 98.3904 | 166.252 | 166.4966 | 166.4966 | 1 | 166.252 | 99.0838 | 399.6038 | 379.5489 | 379.5489 | 379.5489 | 20.0549 | 399.6038 | 118.7565 | 107.0863 | 107.0863 | 107.0863 | 11.6702 | 118.7565 | 0 | 0 | 0 | 0 | 0 | 0 | 0 | 0 | 0 | 236.4446 | 190.6991 | 190.6991 | 190.6991 | 45.7455 | 236.4446 | 2931.7557 | 2931.7557 | 852.9094 | 852.9094 | 1510.2361 | 1510.2361 | 0 | 0 | 568.6102 | 568.6102 | 213346227.7805 | 1327539702.0071 | 195062781.4317 | 0 | 1735.9487 | 53.59 | 0 | 0 | 0 | 721.0758 | 198 | 1824 | 2767.1539 | 456 | 114 | 0.20244
1131 | 566.5595 | 752.4 | 600 | 2400 | 0 | 100% | 98.6073 | 170.8089 | 171.0665 | 171.0665 | 1 | 170.8089 | 99.2372 | 429.958 | 408.3775 | 408.3775 | 408.3775 | 21.5804 | 429.958 | 118.7443 | 107.0742 | 107.0742 | 107.0742 | 11.6702 | 118.7443 | 0 | 0 | 0 | 0 | 0 | 0 | 0 | 0 | 0 | 238.5392 | 192.3405 | 192.3405 | 192.3405 | 46.1987 | 238.5392 | 3016.7232 | 3016.7232 | 938.0997 | 938.0997 | 1510.0742 | 1510.0742 | 0 | 0 | 568.5493 | 568.5493 | 217966697.4222 | 1327547772.231 | 193122100.8901 | 0 | 1738.6366 | 54.7308 | 0 | 0 | 0 | 793.1834 | 198 | 1824 | 2767.1539 | 456 | 114 | 0.20045
1132 | 618.065 | 752.4 | 600 | 2400 | 0 | 100% | 98.8128 | 175.4085 | 175.6713 | 175.6713 | 1 | 175.4085 | 99.3402 | 460.1179 | 437.0215 | 437.0215 | 437.0215 | 23.0964 | 460.1179 | 118.7329 | 107.0628 | 107.0628 | 107.0628 | 11.6701 | 118.7329 | 0 | 0 | 0 | 0 | 0 | 0 | 0 | 0 | 0 | 240.7141 | 194.0517 | 194.0517 | 194.0517 | 46.6624 | 240.7141 | 3101.6916 | 3101.6916 | 1023.2781 | 1023.2781 | 1509.9216 | 1509.9216 | 0 | 0 | 568.4918 | 568.4918 | 222118432.8763 | 1327554647.359 | 190767240.9523 | 0 | 1740.4403 | 55.8363 | 0 | 0 | 0 | 865.2909 | 198 | 1824 | 2767.1539 | 456 | 114 | 0.19803
1133 | 669.5704 | 752.4 | 600 | 2400 | 0 | 100% | 98.9726 | 180.0496 | 180.3295 | 180.3295 | 1 | 180.0496 | 99.4311 | 489.9833 | 465.3855 | 465.3855 | 465.3855 | 24.5978 | 489.9833 | 118.7221 | 107.0521 | 107.0521 | 107.0521 | 11.6701 | 118.7221 | 0 | 0 | 0 | 0 | 0 | 0 | 0 | 0 | 0 | 243.1049 | 195.9378 | 195.9378 | 195.9378 | 47.1671 | 243.1049 | 3186.6609 | 3186.6609 | 1108.4456 | 1108.4456 | 1509.7777 | 1509.7777 | 0 | 0 | 568.4376 | 568.4376 | 225895822.4333 | 1327560071.0232 | 188576658.2047 | 0 | 1742.0326 | 56.8921 | 0 | 0 | 0 | 937.3985 | 198 | 1824 | 2767.1539 | 456 | 114 | 0.19578
1134 | 721.0758 | 752.4 | 600 | 2400 | 0 | 100% | 99.0753 | 184.4861 | 184.7793 | 184.7793 | 1 | 184.4861 | 99.4979 | 519.5489 | 493.4646 | 493.4646 | 493.4646 | 26.0843 | 519.5489 | 118.7121 | 107.0421 | 107.0421 | 107.0421 | 11.67 | 118.7121 | 0 | 0 | 0 | 0 | 0 | 0 | 0 | 0 | 0 | 243.4273 | 195.7441 | 195.7441 | 195.7441 | 47.6832 | 243.4273 | 3271.631 | 3271.631 | 1193.603 | 1193.603 | 1509.6416 | 1509.6416 | 0 | 0 | 568.3864 | 568.3864 | 229363278.5114 | 1327564362.1152 | 186276040.4861 | 0 | 1743.2037 | 57.9073 | 0 | 0 | 0 | 1009.5061 | 198 | 1824 | 2767.1539 | 456 | 114 | 0.19342
1135 | 772.5812 | 752.4 | 600 | 2400 | 0 | 100% | 99.1553 | 189.1897 | 189.4951 | 189.4951 | 1 | 189.1897 | 99.5528 | 548.9661 | 521.4026 | 521.4026 | 521.4026 | 27.5634 | 548.9661 | 118.7026 | 107.0326 | 107.0326 | 107.0326 | 11.67 | 118.7026 | 0 | 0 | 0 | 0 | 0 | 0 | 0 | 0 | 0 | 246.0533 | 197.8159 | 197.8159 | 197.8159 | 48.2375 | 246.0533 | 3356.6018 | 3356.6018 | 1278.7512 | 1278.7512 | 1509.5127 | 1509.5127 | 0 | 0 | 568.3379 | 568.3379 | 232475593.1948 | 1327567610.963 | 184122080.4898 | 0 | 1744.1653 | 58.8794 | 0 | 0 | 0 | 1081.6137 | 198 | 1824 | 2767.1539 | 456 | 114 | 0.1912
1136 | 824.0866 | 752.4 | 600 | 2400 | 0 | 100% | 99.2694 | 193.9005 | 194.2123 | 194.2123 | 1 | 193.9005 | 99.6071 | 578.3938 | 549.3506 | 549.3506 | 549.3506 | 29.0432 | 578.3938 | 118.6937 | 107.0237 | 107.0237 | 107.0237 | 11.67 | 118.6937 | 0 | 0 | 0 | 0 | 0 | 0 | 0 | 0 | 0 | 248.4445 | 199.7014 | 199.7014 | 199.7014 | 48.743 | 248.4445 | 3441.5733 | 3441.5733 | 1363.8909 | 1363.8909 | 1509.3905 | 1509.3905 | 0 | 0 | 568.2919 | 568.2919 | 235223703.2779 | 1327570088.8433 | 182321895.2771 | 0 | 1745.1157 | 59.8065 | 0 | 0 | 0 | 1153.7213 | 198 | 1824 | 2767.1539 | 456 | 114 | 0.18935
1137 | 875.592 | 752.4 | 600 | 2400 | 0 | 100% | 99.3721 | 198.6093 | 198.9293 | 198.9293 | 1 | 198.6093 | 99.6603 | 607.9684 | 577.438 | 577.438 | 577.438 | 30.5305 | 607.9684 | 118.6853 | 107.0153 | 107.0153 | 107.0153 | 11.6699 | 118.6853 | 0 | 0 | 0 | 0 | 0 | 0 | 0 | 0 | 0 | 250.457 | 201.286 | 201.286 | 201.286 | 49.171 | 250.457 | 3526.5455 | 3526.5455 | 1449.0227 | 1449.0227 | 1509.2745 | 1509.2745 | 0 | 0 | 568.2482 | 568.2482 | 237661197.9286 | 1327572004.5526 | 180815213.6707 | 0 | 1746.0484 | 60.692 | 0 | 0 | 0 | 1225.8288 | 198 | 1824 | 2767.1539 | 456 | 114 | 0.18781
1138 | 927.0974 | 752.4 | 600 | 2400 | 0 | 100% | 99.4521 | 203.3287 | 203.6566 | 203.6566 | 1 | 203.3287 | 99.7012 | 637.5495 | 605.5313 | 605.5313 | 605.5313 | 32.0182 | 637.5495 | 118.6773 | 107.0074 | 107.0074 | 107.0074 | 11.6699 | 118.6773 | 0 | 0 | 0 | 0 | 0 | 0 | 0 | 0 | 0 | 252.3609 | 202.7835 | 202.7835 | 202.7835 | 49.5774 | 252.3609 | 3611.5182 | 3611.5182 | 1534.1473 | 1534.1473 | 1509.1642 | 1509.1642 | 0 | 0 | 568.2067 | 568.2067 | 239882157.2444 | 1327573677.5265 | 179309778.3358 | 0 | 1746.7656 | 61.5431 | 0 | 0 | 0 | 1297.9364 | 198 | 1824 | 2767.1539 | 456 | 114 | 0.18626
1139 | 978.6028 | 752.4 | 600 | 2400 | 0 | 100% | 99.5091 | 208.0622 | 208.3934 | 208.3934 | 1 | 208.0622 | 99.7303 | 667.1449 | 633.6382 | 633.6382 | 633.6382 | 33.5067 | 667.1449 | 118.6697 | 106.9998 | 106.9998 | 106.9998 | 11.6699 | 118.6697 | 0 | 0 | 0 | 0 | 0 | 0 | 0 | 0 | 0 | 254.2193 | 204.2445 | 204.2445 | 204.2445 | 49.9748 | 254.2193 | 3696.4914 | 3696.4914 | 1619.265 | 1619.265 | 1509.0593 | 1509.0593 | 0 | 0 | 568.1672 | 568.1672 | 241888189.0652 | 1327575031.3291 | 177811476.7646 | 0 | 1747.2747 | 62.3619 | 0 | 0 | 0 | 1370.044 | 198 | 1824 | 2767.1539 | 456 | 114 | 0.18472
1140 | 1030.1083 | 752.4 | 600 | 2400 | 0 | 100% | 99.5776 | 212.8072 | 213.1409 | 213.1409 | 1 | 212.8072 | 99.7536 | 696.773 | 661.776 | 661.776 | 661.776 | 34.9969 | 696.773 | 118.6625 | 106.9926 | 106.9926 | 106.9926 | 11.6699 | 118.6625 | 0 | 0 | 0 | 0 | 0 | 0 | 0 | 0 | 0 | 256.0111 | 205.6543 | 205.6543 | 205.6543 | 50.3568 | 256.0111 | 3781.4652 | 3781.4652 | 1704.3765 | 1704.3765 | 1508.9592 | 1508.9592 | 0 | 0 | 568.1295 | 568.1295 | 243708124.5487 | 1327576154.6249 | 176398892.4386 | 0 | 1747.6832 | 63.1484 | 0 | 0 | 0 | 1442.1516 | 198 | 1824 | 2767.1539 | 456 | 114 | 0.18327
1141 | 20.6022 | 801.8 | 600 | 2400 | 0 | 100% | 91.0502 | 132.8324 | 132.9107 | 132.9107 | 1 | 132.8324 | 94.0855 | 175.77 | 166.9592 | 166.9592 | 166.9592 | 8.8108 | 175.77 | 125.21 | 112.9195 | 112.9195 | 112.9195 | 12.2905 | 125.21 | 0 | 0 | 0 | 0 | 0 | 0 | 0 | 0 | 0 | 166.1952 | 134.5674 | 134.5674 | 134.5674 | 31.6278 | 166.1952 | 2214.9033 | 2214.9033 | 34.1593 | 34.1593 | 1611.4182 | 1611.4182 | 0 | 0 | 569.3258 | 569.3258 | 19870865.0749 | 1343306820.5424 | 285200033.362 | 0 | 1648.3777 | 44.2007 | 0 | 0 | 0 | 28.843 | 211 | 1824 | 2767.1539 | 456 | 114 | 0.29493
1142 | 51.5054 | 801.8 | 600 | 2400 | 0 | 100% | 92.1119 | 134.6714 | 134.7547 | 134.7547 | 1 | 134.6714 | 94.902 | 181.5526 | 172.4509 | 172.4509 | 172.4509 | 9.1017 | 181.5526 | 125.1904 | 112.9005 | 112.9005 | 112.9005 | 12.2899 | 125.1904 | 0 | 0 | 0 | 0 | 0 | 0 | 0 | 0 | 0 | 173.8318 | 140.7161 | 140.7161 | 140.7161 | 33.1157 | 173.8318 | 2265.8755 | 2265.8755 | 85.3882 | 85.3882 | 1611.2286 | 1611.2286 | 0 | 0 | 569.2588 | 569.2588 | 48046942.8132 | 1343376707.5043 | 271258803.5194 | 0 | 1662.6825 | 44.8621 | 0 | 0 | 0 | 72.1076 | 211 | 1824 | 2767.1539 | 456 | 114 | 0.28064
1143 | 154.5162 | 801.8 | 600 | 2400 | 0 | 100% | 94.5434 | 141.8696 | 141.9976 | 141.9976 | 1 | 141.8696 | 96.7914 | 206.9665 | 196.5872 | 196.5872 | 196.5872 | 10.3792 | 206.9665 | 125.136 | 112.8476 | 112.8476 | 112.8476 | 12.2884 | 125.136 | 0 | 0 | 0 | 0 | 0 | 0 | 0 | 0 | 0 | 205.9455 | 166.516 | 166.516 | 166.516 | 39.4296 | 205.9455 | 2435.7889 | 2435.7889 | 256.0739 | 256.0739 | 1610.6579 | 1610.6579 | 0 | 0 | 569.0571 | 569.0571 | 125761588.5666 | 1343534257.3444 | 226489791.3181 | 0 | 1695.7856 | 47.3378 | 0 | 0 | 0 | 216.3227 | 211 | 1824 | 2767.1539 | 456 | 114 | 0.23474
1144 | 206.0217 | 801.8 | 600 | 2400 | 0 | 100% | 95.7534 | 145.794 | 145.9398 | 145.9398 | 1 | 145.794 | 97.4265 | 227.773 | 216.3486 | 216.3486 | 216.3486 | 11.4244 | 227.773 | 125.1135 | 112.8255 | 112.8255 | 112.8255 | 12.288 | 125.1135 | 0 | 0 | 0 | 0 | 0 | 0 | 0 | 0 | 0 | 219.5139 | 177.3738 | 177.3738 | 177.3738 | 42.1401 | 219.5139 | 2520.7486 | 2520.7486 | 341.3779 | 341.3779 | 1610.4034 | 1610.4034 | 0 | 0 | 568.9672 | 568.9672 | 151384472.5555 | 1343584025.9578 | 211944315.0481 | 0 | 1706.9128 | 48.6108 | 0 | 0 | 0 | 288.4303 | 211 | 1824 | 2767.1539 | 456 | 114 | 0.21981
1145 | 257.5271 | 801.8 | 600 | 2400 | 0 | 100% | 96.5753 | 149.8856 | 150.0593 | 150.0593 | 1 | 149.8856 | 97.9324 | 257.2424 | 244.3381 | 244.3381 | 244.3381 | 12.9043 | 257.2424 | 125.0935 | 112.8059 | 112.8059 | 112.8059 | 12.2876 | 125.0935 | 0 | 0 | 0 | 0 | 0 | 0 | 0 | 0 | 0 | 226.3575 | 182.798 | 182.798 | 182.798 | 43.5595 | 226.3575 | 2605.7099 | 2605.7099 | 426.6597 | 426.6597 | 1610.1667 | 1610.1667 | 0 | 0 | 568.8836 | 568.8836 | 166738734.4705 | 1343620123.8183 | 205416264.1737 | 0 | 1715.7751 | 49.8609 | 0 | 0 | 0 | 360.5379 | 211 | 1824 | 2767.1539 | 456 | 114 | 0.21312
1146 | 309.0325 | 801.8 | 600 | 2400 | 0 | 100% | 97.226 | 154.1127 | 154.3063 | 154.3063 | 1 | 154.1127 | 98.3256 | 288.0476 | 273.5961 | 273.5961 | 273.5961 | 14.4515 | 288.0476 | 125.0757 | 112.7883 | 112.7883 | 112.7883 | 12.2874 | 125.0757 | 0 | 0 | 0 | 0 | 0 | 0 | 0 | 0 | 0 | 231.1492 | 186.5882 | 186.5882 | 186.5882 | 44.561 | 231.1492 | 2690.6728 | 2690.6728 | 511.9214 | 511.9214 | 1609.9458 | 1609.9458 | 0 | 0 | 568.8055 | 568.8055 | 178396705.3197 | 1343644288.6605 | 200623973.495 | 0 | 1722.665 | 51.0938 | 0 | 0 | 0 | 432.6455 | 211 | 1824 | 2767.1539 | 456 | 114 | 0.20822
1147 | 360.5379 | 801.8 | 600 | 2400 | 0 | 100% | 97.5799 | 158.4703 | 158.6659 | 158.6659 | 1 | 158.4703 | 98.6042 | 319.2613 | 303.2419 | 303.2419 | 303.2419 | 16.0194 | 319.2613 | 125.0596 | 112.7723 | 112.7723 | 112.7723 | 12.2873 | 125.0596 | 0 | 0 | 0 | 0 | 0 | 0 | 0 | 0 | 0 | 235.305 | 189.8623 | 189.8623 | 189.8623 | 45.4426 | 235.305 | 2775.637 | 2775.637 | 597.165 | 597.165 | 1609.7394 | 1609.7394 | 0 | 0 | 568.7326 | 568.7326 | 187419885.1572 | 1343661613.498 | 196463976.6037 | 0 | 1727.5455 | 52.3131 | 0 | 0 | 0 | 504.753 | 211 | 1824 | 2767.1539 | 456 | 114 | 0.20395
1148 | 412.0433 | 801.8 | 600 | 2400 | 0 | 100% | 98.0137 | 162.9148 | 163.1292 | 163.1292 | 1 | 162.9148 | 98.8405 | 350.7111 | 333.1116 | 333.1116 | 333.1116 | 17.5995 | 350.7111 | 125.0446 | 112.7575 | 112.7575 | 112.7575 | 12.2871 | 125.0446 | 0 | 0 | 0 | 0 | 0 | 0 | 0 | 0 | 0 | 238.885 | 192.6834 | 192.6834 | 192.6834 | 46.2016 | 238.885 | 2860.6025 | 2860.6025 | 682.3923 | 682.3923 | 1609.5459 | 1609.5459 | 0 | 0 | 568.6643 | 568.6643 | 194761354.374 | 1343675909.7247 | 193247591.9474 | 0 | 1731.6849 | 53.4858 | 0 | 0 | 0 | 576.8606 | 211 | 1824 | 2767.1539 | 456 | 114 | 0.20065
1149 | 463.5487 | 801.8 | 600 | 2400 | 0 | 100% | 98.2648 | 167.4018 | 167.6313 | 167.6313 | 1 | 167.4018 | 99.0442 | 382.4221 | 363.2293 | 363.2293 | 363.2293 | 19.1929 | 382.4221 | 125.0309 | 112.7439 | 112.7439 | 112.7439 | 12.287 | 125.0309 | 0 | 0 | 0 | 0 | 0 | 0 | 0 | 0 | 0 | 241.6689 | 194.8696 | 194.8696 | 194.8696 | 46.7993 | 241.6689 | 2945.5691 | 2945.5691 | 767.6047 | 767.6047 | 1609.3643 | 1609.3643 | 0 | 0 | 568.6001 | 568.6001 | 200711146.2003 | 1343685866.8697 | 190856689.9984 | 0 | 1735.2537 | 54.6117 | 0 | 0 | 0 | 648.9682 | 211 | 1824 | 2767.1539 | 456 | 114 | 0.19819
1150 | 515.0541 | 801.8 | 600 | 2400 | 0 | 100% | 98.6073 | 171.6934 | 171.9312 | 171.9312 | 1 | 171.6934 | 99.2028 | 414.0021 | 393.2222 | 393.2222 | 393.2222 | 20.7799 | 414.0021 | 125.0182 | 112.7313 | 112.7313 | 112.7313 | 12.287 | 125.0182 | 0 | 0 | 0 | 0 | 0 | 0 | 0 | 0 | 0 | 241.9516 | 194.6385 | 194.6385 | 194.6385 | 47.3131 | 241.9516 | 3030.5367 | 3030.5367 | 852.8036 | 852.8036 | 1609.1934 | 1609.1934 | 0 | 0 | 568.5397 | 568.5397 | 205896942.2418 | 1343693212.3986 | 188443772.2548 | 0 | 1738.0339 | 55.7003 | 0 | 0 | 0 | 721.0758 | 211 | 1824 | 2767.1539 | 456 | 114 | 0.19571
1151 | 566.5595 | 801.8 | 600 | 2400 | 0 | 100% | 98.8014 | 176.2735 | 176.5147 | 176.5147 | 1 | 176.2735 | 99.3182 | 445.4687 | 423.1073 | 423.1073 | 423.1073 | 22.3614 | 445.4687 | 125.0063 | 112.7195 | 112.7195 | 112.7195 | 12.2869 | 125.0063 | 0 | 0 | 0 | 0 | 0 | 0 | 0 | 0 | 0 | 244.4472 | 196.5931 | 196.5931 | 196.5931 | 47.854 | 244.4472 | 3115.5052 | 3115.5052 | 937.9901 | 937.9901 | 1609.0324 | 1609.0324 | 0 | 0 | 568.4828 | 568.4828 | 210357163.7938 | 1343699713.7224 | 185998583.8712 | 0 | 1740.0555 | 56.7538 | 0 | 0 | 0 | 793.1834 | 211 | 1824 | 2767.1539 | 456 | 114 | 0.1932
1152 | 618.065 | 801.8 | 600 | 2400 | 0 | 100% | 98.9498 | 180.9068 | 181.1665 | 181.1665 | 1 | 180.9068 | 99.413 | 476.6553 | 452.7262 | 452.7262 | 452.7262 | 23.9291 | 476.6553 | 124.9952 | 112.7083 | 112.7083 | 112.7083 | 12.2868 | 124.9952 | 0 | 0 | 0 | 0 | 0 | 0 | 0 | 0 | 0 | 247.2075 | 198.763 | 198.763 | 198.763 | 48.4445 | 247.2075 | 3200.4747 | 3200.4747 | 1023.1652 | 1023.1652 | 1608.8804 | 1608.8804 | 0 | 0 | 568.4291 | 568.4291 | 214395781.6199 | 1343705197.6427 | 183615292.8661 | 0 | 1741.7163 | 57.7641 | 0 | 0 | 0 | 865.2909 | 211 | 1824 | 2767.1539 | 456 | 114 | 0.19075
1153 | 669.5704 | 801.8 | 600 | 2400 | 0 | 100% | 99.0753 | 185.5522 | 185.8305 | 185.8305 | 1 | 185.5522 | 99.4999 | 507.5855 | 482.1015 | 482.1015 | 482.1015 | 25.484 | 507.5855 | 124.9846 | 112.6979 | 112.6979 | 112.6979 | 12.2868 | 124.9846 | 0 | 0 | 0 | 0 | 0 | 0 | 0 | 0 | 0 | 249.7694 | 200.7771 | 200.7771 | 200.7771 | 48.9923 | 249.7694 | 3285.4449 | 3285.4449 | 1108.3299 | 1108.3299 | 1608.7366 | 1608.7366 | 0 | 0 | 568.3783 | 568.3783 | 218038600.1181 | 1343709879.228 | 181489418.4687 | 0 | 1743.2379 | 58.7303 | 0 | 0 | 0 | 937.3985 | 211 | 1824 | 2767.1539 | 456 | 114 | 0.18857
1154 | 721.0758 | 801.8 | 600 | 2400 | 0 | 100% | 99.1781 | 190.237 | 190.5295 | 190.5295 | 1 | 190.237 | 99.5561 | 538.1958 | 511.1728 | 511.1728 | 511.1728 | 27.023 | 538.1958 | 124.9747 | 112.688 | 112.688 | 112.688 | 12.2868 | 124.9747 | 0 | 0 | 0 | 0 | 0 | 0 | 0 | 0 | 0 | 252.577 | 203.0002 | 203.0002 | 203.0002 | 49.5768 | 252.577 | 3370.4158 | 3370.4158 | 1193.4851 | 1193.4851 | 1608.6005 | 1608.6005 | 0 | 0 | 568.3302 | 568.3302 | 221400897.7109 | 1343713631.2944 | 179107844.7661 | 0 | 1744.2224 | 59.6649 | 0 | 0 | 0 | 1009.5061 | 211 | 1824 | 2767.1539 | 456 | 114 | 0.18612
1155 | 772.5812 | 801.8 | 600 | 2400 | 0 | 100% | 99.2808 | 194.9444 | 195.2481 | 195.2481 | 1 | 194.9444 | 99.6107 | 568.6678 | 540.1126 | 540.1126 | 540.1126 | 28.5552 | 568.6678 | 124.9654 | 112.6787 | 112.6787 | 112.6787 | 12.2867 | 124.9654 | 0 | 0 | 0 | 0 | 0 | 0 | 0 | 0 | 0 | 255.3858 | 205.2209 | 205.2209 | 205.2209 | 50.1649 | 255.3858 | 3455.3874 | 3455.3874 | 1278.6314 | 1278.6314 | 1608.4714 | 1608.4714 | 0 | 0 | 568.2846 | 568.2846 | 224388964.9665 | 1343716820.0386 | 177073684.8551 | 0 | 1745.1795 | 60.5569 | 0 | 0 | 0 | 1081.6137 | 211 | 1824 | 2767.1539 | 456 | 114 | 0.18403
1156 | 824.0866 | 801.8 | 600 | 2400 | 0 | 100% | 99.3721 | 199.6487 | 199.96 | 199.96 | 1 | 199.6487 | 99.6641 | 599.2095 | 569.1185 | 569.1185 | 569.1185 | 30.091 | 599.2095 | 124.9565 | 112.6698 | 112.6698 | 112.6698 | 12.2867 | 124.9565 | 0 | 0 | 0 | 0 | 0 | 0 | 0 | 0 | 0 | 257.7975 | 207.1177 | 207.1177 | 207.1177 | 50.6798 | 257.7975 | 3540.3597 | 3540.3597 | 1363.7696 | 1363.7696 | 1608.3488 | 1608.3488 | 0 | 0 | 568.2413 | 568.2413 | 227028023.616 | 1343719384.4497 | 175366946.879 | 0 | 1746.1144 | 61.4096 | 0 | 0 | 0 | 1153.7213 | 211 | 1824 | 2767.1539 | 456 | 114 | 0.18228
1157 | 875.592 | 801.8 | 600 | 2400 | 0 | 100% | 99.4521 | 204.3689 | 204.6834 | 204.6834 | 1 | 204.3689 | 99.6999 | 629.8819 | 598.2485 | 598.2485 | 598.2485 | 31.6335 | 629.8819 | 124.9482 | 112.6615 | 112.6615 | 112.6615 | 12.2867 | 124.9482 | 0 | 0 | 0 | 0 | 0 | 0 | 0 | 0 | 0 | 260.0498 | 208.8922 | 208.8922 | 208.8922 | 51.1576 | 260.0498 | 3625.3325 | 3625.3325 | 1448.9001 | 1448.9001 | 1608.2322 | 1608.2322 | 0 | 0 | 568.2001 | 568.2001 | 229369322.5957 | 1343721341.0225 | 173651289.4533 | 0 | 1746.742 | 62.232 | 0 | 0 | 0 | 1225.8288 | 211 | 1824 | 2767.1539 | 456 | 114 | 0.18052
1158 | 927.0974 | 801.8 | 600 | 2400 | 0 | 100% | 99.5091 | 209.1105 | 209.4283 | 209.4283 | 1 | 209.1105 | 99.7263 | 660.6006 | 627.4223 | 627.4223 | 627.4223 | 33.1784 | 660.6006 | 124.9402 | 112.6536 | 112.6536 | 112.6536 | 12.2867 | 124.9402 | 0 | 0 | 0 | 0 | 0 | 0 | 0 | 0 | 0 | 262.2953 | 210.6673 | 210.6673 | 210.6673 | 51.6281 | 262.2953 | 3710.3058 | 3710.3058 | 1534.0237 | 1534.0237 | 1608.1212 | 1608.1212 | 0 | 0 | 568.1609 | 568.1609 | 231475064.5497 | 1343722854.6289 | 172006507.1373 | 0 | 1747.2044 | 63.0232 | 0 | 0 | 0 | 1297.9364 | 211 | 1824 | 2767.1539 | 456 | 114 | 0.17883
1159 | 978.6028 | 801.8 | 600 | 2400 | 0 | 100% | 99.5434 | 213.8638 | 214.1927 | 214.1927 | 1 | 213.8638 | 99.749 | 691.2946 | 656.5725 | 656.5725 | 656.5725 | 34.7221 | 691.2946 | 124.9327 | 112.646 | 112.646 | 112.646 | 12.2867 | 124.9327 | 0 | 0 | 0 | 0 | 0 | 0 | 0 | 0 | 0 | 264.4808 | 212.3954 | 212.3954 | 212.3954 | 52.0853 | 264.4808 | 3795.2796 | 3795.2796 | 1619.1407 | 1619.1407 | 1608.0154 | 1608.0154 | 0 | 0 | 568.1235 | 568.1235 | 233428646.4075 | 1343724143.8059 | 170449856.6821 | 0 | 1747.6026 | 63.7828 | 0 | 0 | 0 | 1370.044 | 211 | 1824 | 2767.1539 | 456 | 114 | 0.17723
1160 | 1030.1083 | 801.8 | 600 | 2400 | 0 | 100% | 99.6119 | 218.6204 | 218.953 | 218.953 | 1 | 218.6204 | 99.7713 | 721.9664 | 685.7015 | 685.7015 | 685.7015 | 36.2649 | 721.9664 | 124.9255 | 112.6389 | 112.6389 | 112.6389 | 12.2866 | 124.9255 | 0 | 0 | 0 | 0 | 0 | 0 | 0 | 0 | 0 | 266.5268 | 214.0093 | 214.0093 | 214.0093 | 52.5175 | 266.5268 | 3880.2539 | 3880.2539 | 1704.2516 | 1704.2516 | 1607.9145 | 1607.9145 | 0 | 0 | 568.0879 | 568.0879 | 235189666.3808 | 1343725279.3191 | 169077629.1516 | 0 | 1747.9926 | 64.5114 | 0 | 0 | 0 | 1442.1516 | 211 | 1824 | 2767.1539 | 456 | 114 | 0.17582
1161 | 20.6022 | 851.2 | 600 | 2400 | 0 | 100% | 92.089 | 138.1059 | 138.1726 | 138.1726 | 1 | 138.1059 | 94.7224 | 181.4716 | 172.3731 | 172.3731 | 172.3731 | 9.0985 | 181.4716 | 131.4946 | 118.5846 | 118.5846 | 118.5846 | 12.91 | 131.4946 | 0 | 0 | 0 | 0 | 0 | 0 | 0 | 0 | 0 | 167.301 | 135.4041 | 135.4041 | 135.4041 | 31.897 | 167.301 | 2313.669 | 2313.669 | 34.1517 | 34.1517 | 1710.3185 | 1710.3185 | 0 | 0 | 569.1988 | 569.1988 | 19240580.4006 | 1357640085.6743 | 282655784.1866 | 0 | 1659.5365 | 47.0897 | 0 | 0 | 0 | 28.843 | 224 | 1824 | 2767.1539 | 456 | 114 | 0.2924
1162 | 51.5054 | 851.2 | 600 | 2400 | 0 | 100% | 93.1393 | 139.9897 | 140.0684 | 140.0684 | 1 | 139.9897 | 95.4726 | 187.0244 | 177.6465 | 177.6465 | 177.6465 | 9.3779 | 187.0244 | 131.4761 | 118.5667 | 118.5667 | 118.5667 | 12.9094 | 131.4761 | 0 | 0 | 0 | 0 | 0 | 0 | 0 | 0 | 0 | 175.3812 | 141.8982 | 141.8982 | 141.8982 | 33.483 | 175.3812 | 2364.6429 | 2364.6429 | 85.3701 | 85.3701 | 1710.135 | 1710.135 | 0 | 0 | 569.1378 | 569.1378 | 46639076.3122 | 1357701620.5903 | 268338808.946 | 0 | 1672.6795 | 47.6937 | 0 | 0 | 0 | 72.1076 | 224 | 1824 | 2767.1539 | 456 | 114 | 0.27773
1163 | 154.5162 | 851.2 | 600 | 2400 | 0 | 100% | 95.1484 | 147.4019 | 147.5236 | 147.5236 | 1 | 147.4019 | 97.1119 | 213.5764 | 202.8639 | 202.8639 | 202.8639 | 10.7126 | 213.5764 | 131.4241 | 118.5161 | 118.5161 | 118.5161 | 12.9081 | 131.4241 | 0 | 0 | 0 | 0 | 0 | 0 | 0 | 0 | 0 | 209.8226 | 169.561 | 169.561 | 169.561 | 40.2616 | 209.8226 | 2534.5609 | 2534.5609 | 256.0271 | 256.0271 | 1709.5805 | 1709.5805 | 0 | 0 | 568.9532 | 568.9532 | 121814900.9544 | 1357843572.2577 | 221742784.1377 | 0 | 1701.4013 | 49.9994 | 0 | 0 | 0 | 216.3227 | 224 | 1824 | 2767.1539 | 456 | 114 | 0.22994
1164 | 206.0217 | 851.2 | 600 | 2400 | 0 | 100% | 96.2329 | 151.3724 | 151.5117 | 151.5117 | 1 | 151.3724 | 97.6846 | 235.2598 | 223.458 | 223.458 | 223.458 | 11.8018 | 235.2598 | 131.4023 | 118.4946 | 118.4946 | 118.4946 | 12.9076 | 131.4023 | 0 | 0 | 0 | 0 | 0 | 0 | 0 | 0 | 0 | 224.1405 | 181.0145 | 181.0145 | 181.0145 | 43.126 | 224.1405 | 2619.5225 | 2619.5225 | 341.3199 | 341.3199 | 1709.332 | 1709.332 | 0 | 0 | 568.8705 | 568.8705 | 146501157.8836 | 1357891310.6999 | 207042137.2458 | 0 | 1711.4346 | 51.1606 | 0 | 0 | 0 | 288.4303 | 224 | 1824 | 2767.1539 | 456 | 114 | 0.21485
1165 | 257.5271 | 851.2 | 600 | 2400 | 0 | 100% | 96.9749 | 155.4843 | 155.6544 | 155.6544 | 1 | 155.4843 | 98.1583 | 265.8301 | 252.493 | 252.493 | 252.493 | 13.3371 | 265.8301 | 131.3828 | 118.4756 | 118.4756 | 118.4756 | 12.9073 | 131.3828 | 0 | 0 | 0 | 0 | 0 | 0 | 0 | 0 | 0 | 231.3954 | 186.7717 | 186.7717 | 186.7717 | 44.6237 | 231.3954 | 2704.4855 | 2704.4855 | 426.592 | 426.592 | 1709.1002 | 1709.1002 | 0 | 0 | 568.7934 | 568.7934 | 161330626.5446 | 1357925510.1152 | 200476905.5772 | 0 | 1719.733 | 52.292 | 0 | 0 | 0 | 360.5379 | 224 | 1824 | 2767.1539 | 456 | 114 | 0.20813
1166 | 309.0325 | 851.2 | 600 | 2400 | 0 | 100% | 97.5 | 159.7517 | 159.934 | 159.934 | 1 | 159.7517 | 98.4959 | 297.5799 | 282.6481 | 282.6481 | 282.6481 | 14.9318 | 297.5799 | 131.3655 | 118.4585 | 118.4585 | 118.4585 | 12.9071 | 131.3655 | 0 | 0 | 0 | 0 | 0 | 0 | 0 | 0 | 0 | 236.9908 | 191.2046 | 191.2046 | 191.2046 | 45.7862 | 236.9908 | 2789.45 | 2789.45 | 511.8455 | 511.8455 | 1708.8833 | 1708.8833 | 0 | 0 | 568.7212 | 568.7212 | 172650760.6166 | 1357948172.0169 | 195048498.9533 | 0 | 1725.6474 | 53.4252 | 0 | 0 | 0 | 432.6455 | 224 | 1824 | 2767.1539 | 456 | 114 | 0.20257
1167 | 360.5379 | 851.2 | 600 | 2400 | 0 | 100% | 97.8767 | 163.903 | 164.0988 | 164.0988 | 1 | 163.903 | 98.7561 | 329.837 | 313.2847 | 313.2847 | 313.2847 | 16.5523 | 329.837 | 131.3498 | 118.4429 | 118.4429 | 118.4429 | 12.9069 | 131.3498 | 0 | 0 | 0 | 0 | 0 | 0 | 0 | 0 | 0 | 239.5907 | 192.8113 | 192.8113 | 192.8113 | 46.7794 | 239.5907 | 2874.4156 | 2874.4156 | 597.082 | 597.082 | 1708.6801 | 1708.6801 | 0 | 0 | 568.6535 | 568.6535 | 181398625.3399 | 1357964198.293 | 190844046.2924 | 0 | 1730.2069 | 54.533 | 0 | 0 | 0 | 504.753 | 224 | 1824 | 2767.1539 | 456 | 114 | 0.19825
1168 | 412.0433 | 851.2 | 600 | 2400 | 0 | 100% | 98.3105 | 168.3486 | 168.5594 | 168.5594 | 1 | 168.3486 | 98.9802 | 362.335 | 344.1499 | 344.1499 | 344.1499 | 18.1851 | 362.335 | 131.3354 | 118.4286 | 118.4286 | 118.4286 | 12.9068 | 131.3354 | 0 | 0 | 0 | 0 | 0 | 0 | 0 | 0 | 0 | 243.3075 | 195.7391 | 195.7391 | 195.7391 | 47.5684 | 243.3075 | 2959.3824 | 2959.3824 | 682.3032 | 682.3032 | 1708.4892 | 1708.4892 | 0 | 0 | 568.59 | 568.59 | 188464337.5002 | 1357976543.7192 | 187692289.4111 | 0 | 1734.1332 | 55.6 | 0 | 0 | 0 | 576.8606 | 224 | 1824 | 2767.1539 | 456 | 114 | 0.19501
1169 | 463.5487 | 851.2 | 600 | 2400 | 0 | 100% | 98.5845 | 172.8357 | 173.0565 | 173.0565 | 1 | 172.8357 | 99.164 | 395.125 | 375.2922 | 375.2922 | 375.2922 | 19.8327 | 395.125 | 131.322 | 118.4153 | 118.4153 | 118.4153 | 12.9067 | 131.322 | 0 | 0 | 0 | 0 | 0 | 0 | 0 | 0 | 0 | 246.1906 | 198.0005 | 198.0005 | 198.0005 | 48.1902 | 246.1906 | 3044.3502 | 3044.3502 | 767.5104 | 767.5104 | 1708.3095 | 1708.3095 | 0 | 0 | 568.5302 | 568.5302 | 194247617.1392 | 1357984919.7555 | 185119964.3278 | 0 | 1737.3525 | 56.6305 | 0 | 0 | 0 | 648.9682 | 224 | 1824 | 2767.1539 | 456 | 114 | 0.19237
1170 | 515.0541 | 851.2 | 600 | 2400 | 0 | 100% | 98.8128 | 177.3823 | 177.6068 | 177.6068 | 1 | 177.3823 | 99.2921 | 427.7023 | 406.2324 | 406.2324 | 406.2324 | 21.4699 | 427.7023 | 131.3097 | 118.403 | 118.403 | 118.403 | 12.9066 | 131.3097 | 0 | 0 | 0 | 0 | 0 | 0 | 0 | 0 | 0 | 249.0838 | 200.2685 | 200.2685 | 200.2685 | 48.8153 | 249.0838 | 3129.3189 | 3129.3189 | 852.7048 | 852.7048 | 1708.1402 | 1708.1402 | 0 | 0 | 568.4739 | 568.4739 | 199279108.2708 | 1357990815.8724 | 182327686.7083 | 0 | 1739.5976 | 57.6346 | 0 | 0 | 0 | 721.0758 | 224 | 1824 | 2767.1539 | 456 | 114 | 0.1895
1171 | 566.5595 | 851.2 | 600 | 2400 | 0 | 100% | 98.9384 | 182.0063 | 182.2436 | 182.2436 | 1 | 182.0063 | 99.3905 | 460.2117 | 437.1078 | 437.1078 | 437.1078 | 23.1039 | 460.2117 | 131.2981 | 118.3915 | 118.3915 | 118.3915 | 12.9066 | 131.2981 | 0 | 0 | 0 | 0 | 0 | 0 | 0 | 0 | 0 | 252.2927 | 202.797 | 202.797 | 202.797 | 49.4957 | 252.2927 | 3214.2885 | 3214.2885 | 937.8875 | 937.8875 | 1707.9803 | 1707.9803 | 0 | 0 | 568.4207 | 568.4207 | 203599306.9926 | 1357995492.4903 | 179726832.0143 | 0 | 1741.3216 | 58.6032 | 0 | 0 | 0 | 793.1834 | 224 | 1824 | 2767.1539 | 456 | 114 | 0.18683
1172 | 618.065 | 851.2 | 600 | 2400 | 0 | 100% | 99.0868 | 186.6442 | 186.9035 | 186.9035 | 1 | 186.6442 | 99.4831 | 492.4217 | 467.6987 | 467.6987 | 467.6987 | 24.723 | 492.4217 | 131.2872 | 118.3807 | 118.3807 | 118.3807 | 12.9065 | 131.2872 | 0 | 0 | 0 | 0 | 0 | 0 | 0 | 0 | 0 | 255.2567 | 205.1292 | 205.1292 | 205.1292 | 50.1276 | 255.2567 | 3299.2588 | 3299.2588 | 1023.0594 | 1023.0594 | 1707.8291 | 1707.8291 | 0 | 0 | 568.3703 | 568.3703 | 207512562.2087 | 1357999359.679 | 177431582.3489 | 0 | 1742.9435 | 59.5289 | 0 | 0 | 0 | 865.2909 | 224 | 1824 | 2767.1539 | 456 | 114 | 0.18447
1173 | 669.5704 | 851.2 | 600 | 2400 | 0 | 100% | 99.2123 | 191.2988 | 191.5739 | 191.5739 | 1 | 191.2988 | 99.5578 | 524.3765 | 498.0471 | 498.0471 | 498.0471 | 26.3295 | 524.3765 | 131.277 | 118.3705 | 118.3705 | 118.3705 | 12.9065 | 131.277 | 0 | 0 | 0 | 0 | 0 | 0 | 0 | 0 | 0 | 258.0559 | 207.3389 | 207.3389 | 207.3389 | 50.717 | 258.0559 | 3384.2298 | 3384.2298 | 1108.2214 | 1108.2214 | 1707.6858 | 1707.6858 | 0 | 0 | 568.3227 | 568.3227 | 211041522.4749 | 1358002412.6873 | 175208678.8299 | 0 | 1744.2526 | 60.4199 | 0 | 0 | 0 | 937.3985 | 224 | 1824 | 2767.1539 | 456 | 114 | 0.18219
1174 | 721.0758 | 851.2 | 600 | 2400 | 0 | 100% | 99.2808 | 195.9894 | 196.2826 | 196.2826 | 1 | 195.9894 | 99.6128 | 555.9923 | 528.0733 | 528.0733 | 528.0733 | 27.919 | 555.9923 | 131.2673 | 118.3608 | 118.3608 | 118.3608 | 12.9065 | 131.2673 | 0 | 0 | 0 | 0 | 0 | 0 | 0 | 0 | 0 | 261.0887 | 209.7362 | 209.7362 | 209.7362 | 51.3525 | 261.0887 | 3469.2016 | 3469.2016 | 1193.3742 | 1193.3742 | 1707.5499 | 1707.5499 | 0 | 0 | 568.2774 | 568.2774 | 214298495.2261 | 1358004772.534 | 172913412.2945 | 0 | 1745.2167 | 61.279 | 0 | 0 | 0 | 1009.5061 | 224 | 1824 | 2767.1539 | 456 | 114 | 0.17983
1175 | 772.5812 | 851.2 | 600 | 2400 | 0 | 100% | 99.3836 | 200.6952 | 200.9958 | 200.9958 | 1 | 200.6952 | 99.6607 | 587.4925 | 557.9896 | 557.9896 | 557.9896 | 29.5029 | 587.4925 | 131.2582 | 118.3517 | 118.3517 | 118.3517 | 12.9065 | 131.2582 | 0 | 0 | 0 | 0 | 0 | 0 | 0 | 0 | 0 | 264.0055 | 212.0372 | 212.0372 | 212.0372 | 51.9684 | 264.0055 | 3554.1739 | 3554.1739 | 1278.5186 | 1278.5186 | 1707.4208 | 1707.4208 | 0 | 0 | 568.2345 | 568.2345 | 217174636.9404 | 1358005977.392 | 170874334.6066 | 0 | 1746.0549 | 62.1032 | 0 | 0 | 0 | 1081.6137 | 224 | 1824 | 2767.1539 | 456 | 114 | 0.17774
1176 | 824.0866 | 851.2 | 600 | 2400 | 0 | 100% | 99.4635 | 205.426 | 205.7288 | 205.7288 | 1 | 205.426 | 99.692 | 619.0727 | 587.9818 | 587.9818 | 587.9818 | 31.091 | 619.0727 | 131.2496 | 118.3431 | 118.3431 | 118.3431 | 12.9065 | 131.2496 | 0 | 0 | 0 | 0 | 0 | 0 | 0 | 0 | 0 | 266.8652 | 214.296 | 214.296 | 214.296 | 52.5693 | 266.8652 | 3639.1468 | 3639.1468 | 1363.6551 | 1363.6551 | 1707.2981 | 1707.2981 | 0 | 0 | 568.1936 | 568.1936 | 219716632.9012 | 1358006798.6825 | 168880466.0996 | 0 | 1746.6039 | 62.8983 | 0 | 0 | 0 | 1153.7213 | 224 | 1824 | 2767.1539 | 456 | 114 | 0.17569
1177 | 875.592 | 851.2 | 600 | 2400 | 0 | 100% | 99.5205 | 210.1701 | 210.4765 | 210.4765 | 1 | 210.1701 | 99.7202 | 650.8197 | 618.1322 | 618.1322 | 618.1322 | 32.6875 | 650.8197 | 131.2414 | 118.335 | 118.335 | 118.335 | 12.9065 | 131.2414 | 0 | 0 | 0 | 0 | 0 | 0 | 0 | 0 | 0 | 269.5097 | 216.3854 | 216.3854 | 216.3854 | 53.1243 | 269.5097 | 3724.1202 | 3724.1202 | 1448.7843 | 1448.7843 | 1707.1812 | 1707.1812 | 0 | 0 | 568.1547 | 568.1547 | 221952302.4237 | 1358007544.7124 | 167138075.6742 | 0 | 1747.0979 | 63.6613 | 0 | 0 | 0 | 1225.8288 | 224 | 1824 | 2767.1539 | 456 | 114 | 0.1739
1178 | 927.0974 | 851.2 | 600 | 2400 | 0 | 100% | 99.5548 | 214.8997 | 215.2161 | 215.2161 | 1 | 214.8997 | 99.7427 | 682.6171 | 648.3305 | 648.3305 | 648.3305 | 34.2866 | 682.6171 | 131.2336 | 118.3272 | 118.3272 | 118.3272 | 12.9064 | 131.2336 | 0 | 0 | 0 | 0 | 0 | 0 | 0 | 0 | 0 | 271.7322 | 218.0946 | 218.0946 | 218.0946 | 53.6376 | 271.7322 | 3809.0941 | 3809.0941 | 1533.9068 | 1533.9068 | 1707.0697 | 1707.0697 | 0 | 0 | 568.1176 | 568.1176 | 223996557.296 | 1358008191.7496 | 165487753.6954 | 0 | 1747.4925 | 64.3953 | 0 | 0 | 0 | 1297.9364 | 224 | 1824 | 2767.1539 | 456 | 114 | 0.17221
1179 | 978.6028 | 851.2 | 600 | 2400 | 0 | 100% | 99.6119 | 219.6583 | 219.989 | 219.989 | 1 | 219.6583 | 99.7643 | 714.3085 | 678.428 | 678.428 | 678.428 | 35.8805 | 714.3085 | 131.2262 | 118.3198 | 118.3198 | 118.3198 | 12.9064 | 131.2262 | 0 | 0 | 0 | 0 | 0 | 0 | 0 | 0 | 0 | 274.1024 | 219.9686 | 219.9686 | 219.9686 | 54.1338 | 274.1024 | 3894.0685 | 3894.0685 | 1619.0229 | 1619.0229 | 1706.9633 | 1706.9633 | 0 | 0 | 568.0822 | 568.0822 | 225902847.0501 | 1358008694.569 | 163959468.8842 | 0 | 1747.871 | 65.0999 | 0 | 0 | 0 | 1370.044 | 224 | 1824 | 2767.1539 | 456 | 114 | 0.17064
1180 | 1030.1083 | 851.2 | 600 | 2400 | 0 | 100% | 99.6461 | 224.4189 | 224.749 | 224.749 | 1 | 224.4189 | 99.7856 | 745.9923 | 708.5181 | 708.5181 | 708.5181 | 37.4742 | 745.9923 | 131.2191 | 118.3127 | 118.3127 | 118.3127 | 12.9064 | 131.2191 | 0 | 0 | 0 | 0 | 0 | 0 | 0 | 0 | 0 | 276.2972 | 221.7017 | 221.7017 | 221.7017 | 54.5955 | 276.2972 | 3979.0433 | 3979.0433 | 1704.1332 | 1704.1332 | 1706.8617 | 1706.8617 | 0 | 0 | 568.0484 | 568.0484 | 227591552.6607 | 1358009129.6281 | 162642637.6254 | 0 | 1748.2433 | 65.777 | 0 | 0 | 0 | 1442.1516 | 224 | 1824 | 2767.1539 | 456 | 114 | 0.16928
1181 | 20.6022 | 900.6 | 600 | 2400 | 0 | 100% | 93.0365 | 143.452 | 143.5082 | 143.5082 | 1 | 143.452 | 95.2602 | 186.9005 | 177.5279 | 177.5279 | 177.5279 | 9.3725 | 186.9005 | 137.7919 | 124.2612 | 124.2612 | 124.2612 | 13.5307 | 137.7919 | 0 | 0 | 0 | 0 | 0 | 0 | 0 | 0 | 0 | 168.616 | 136.4047 | 136.4047 | 136.4047 | 32.2113 | 168.616 | 2412.4377 | 2412.4377 | 34.1447 | 34.1447 | 1809.2099 | 1809.2099 | 0 | 0 | 569.083 | 569.083 | 18680794.6136 | 1370532270.8069 | 279745449.0185 | 0 | 1668.9585 | 49.7137 | 0 | 0 | 0 | 28.843 | 237 | 1824 | 2767.1539 | 456 | 114 | 0.2895
1182 | 51.5054 | 900.6 | 600 | 2400 | 0 | 100% | 93.7671 | 145.446 | 145.5118 | 145.5118 | 1 | 145.446 | 95.8882 | 191.9957 | 182.3667 | 182.3667 | 182.3667 | 9.629 | 191.9957 | 137.7745 | 124.2443 | 124.2443 | 124.2443 | 13.5302 | 137.7745 | 0 | 0 | 0 | 0 | 0 | 0 | 0 | 0 | 0 | 177.6889 | 143.6964 | 143.6964 | 143.6964 | 33.9926 | 177.6889 | 2463.413 | 2463.413 | 85.3535 | 85.3535 | 1809.0323 | 1809.0323 | 0 | 0 | 569.0272 | 569.0272 | 45418387.071 | 1370585723.5178 | 263957807.3385 | 0 | 1679.9619 | 50.3035 | 0 | 0 | 0 | 72.1076 | 237 | 1824 | 2767.1539 | 456 | 114 | 0.27331
1183 | 154.5162 | 900.6 | 600 | 2400 | 0 | 100% | 95.5594 | 152.9946 | 153.1078 | 153.1078 | 1 | 152.9946 | 97.3739 | 220.1457 | 209.1019 | 209.1019 | 209.1019 | 11.0439 | 220.1457 | 137.725 | 124.196 | 124.196 | 124.196 | 13.529 | 137.725 | 0 | 0 | 0 | 0 | 0 | 0 | 0 | 0 | 0 | 213.7397 | 172.6531 | 172.6531 | 172.6531 | 41.0866 | 213.7397 | 2633.335 | 2633.335 | 255.9841 | 255.9841 | 1808.4933 | 1808.4933 | 0 | 0 | 568.8576 | 568.8576 | 118146044.3684 | 1370712856.3352 | 217132211.1405 | 0 | 1705.9911 | 52.4187 | 0 | 0 | 0 | 216.3227 | 237 | 1824 | 2767.1539 | 456 | 114 | 0.22528
1184 | 206.0217 | 900.6 | 600 | 2400 | 0 | 100% | 96.6096 | 156.9854 | 157.1227 | 157.1227 | 1 | 156.9854 | 97.9171 | 242.753 | 230.5735 | 230.5735 | 230.5735 | 12.1795 | 242.753 | 137.7033 | 124.1748 | 124.1748 | 124.1748 | 13.5285 | 137.7033 | 0 | 0 | 0 | 0 | 0 | 0 | 0 | 0 | 0 | 228.4468 | 184.4169 | 184.4169 | 184.4169 | 44.0298 | 228.4468 | 2718.2984 | 2718.2984 | 341.2664 | 341.2664 | 1808.2507 | 1808.2507 | 0 | 0 | 568.7813 | 568.7813 | 141945387.4285 | 1370762883.2983 | 202800167.5383 | 0 | 1715.5084 | 53.4695 | 0 | 0 | 0 | 288.4303 | 237 | 1824 | 2767.1539 | 456 | 114 | 0.21057
1185 | 257.5271 | 900.6 | 600 | 2400 | 0 | 100% | 97.226 | 161.1269 | 161.2836 | 161.2836 | 1 | 161.1269 | 98.3345 | 274.255 | 260.4933 | 260.4933 | 260.4933 | 13.7617 | 274.255 | 137.6846 | 124.1564 | 124.1564 | 124.1564 | 13.5282 | 137.6846 | 0 | 0 | 0 | 0 | 0 | 0 | 0 | 0 | 0 | 236.3345 | 190.6779 | 190.6779 | 190.6779 | 45.6566 | 236.3345 | 2803.263 | 2803.263 | 426.5294 | 426.5294 | 1808.0237 | 1808.0237 | 0 | 0 | 568.7099 | 568.7099 | 156365279.8912 | 1370793055.5706 | 195661503.758 | 0 | 1722.8198 | 54.5117 | 0 | 0 | 0 | 360.5379 | 237 | 1824 | 2767.1539 | 456 | 114 | 0.20326
1186 | 309.0325 | 900.6 | 600 | 2400 | 0 | 100% | 97.7169 | 165.1967 | 165.3746 | 165.3746 | 1 | 165.1967 | 98.6461 | 306.9487 | 291.5447 | 291.5447 | 291.5447 | 15.4039 | 306.9487 | 137.6678 | 124.1398 | 124.1398 | 124.1398 | 13.528 | 137.6678 | 0 | 0 | 0 | 0 | 0 | 0 | 0 | 0 | 0 | 240.5259 | 193.5689 | 193.5689 | 193.5689 | 46.9571 | 240.5259 | 2888.2288 | 2888.2288 | 511.7751 | 511.7751 | 1807.8108 | 1807.8108 | 0 | 0 | 568.6429 | 568.6429 | 167365336.5789 | 1370813794.8055 | 190101225.4855 | 0 | 1728.2804 | 55.5463 | 0 | 0 | 0 | 432.6455 | 237 | 1824 | 2767.1539 | 456 | 114 | 0.19756
1187 | 360.5379 | 900.6 | 600 | 2400 | 0 | 100% | 98.1735 | 169.5822 | 169.7792 | 169.7792 | 1 | 169.5822 | 98.9006 | 340.1627 | 323.0902 | 323.0902 | 323.0902 | 17.0726 | 340.1627 | 137.6526 | 124.1248 | 124.1248 | 124.1248 | 13.5278 | 137.6526 | 0 | 0 | 0 | 0 | 0 | 0 | 0 | 0 | 0 | 245.4284 | 197.4306 | 197.4306 | 197.4306 | 47.9977 | 245.4284 | 2973.1958 | 2973.1958 | 597.0049 | 597.0049 | 1807.6109 | 1807.6109 | 0 | 0 | 568.58 | 568.58 | 175878911.7902 | 1370828222.1902 | 186031959.1146 | 0 | 1732.7391 | 56.5529 | 0 | 0 | 0 | 504.753 | 237 | 1824 | 2767.1539 | 456 | 114 | 0.19338
1188 | 412.0433 | 900.6 | 600 | 2400 | 0 | 100% | 98.5046 | 174.0296 | 174.2384 | 174.2384 | 1 | 174.0296 | 99.1099 | 373.665 | 354.9091 | 354.9091 | 354.9091 | 18.7559 | 373.665 | 137.6386 | 124.1109 | 124.1109 | 124.1109 | 13.5277 | 137.6386 | 0 | 0 | 0 | 0 | 0 | 0 | 0 | 0 | 0 | 249.342 | 200.5173 | 200.5173 | 200.5173 | 48.8247 | 249.342 | 3058.1637 | 3058.1637 | 682.2202 | 682.2202 | 1807.4227 | 1807.4227 | 0 | 0 | 568.5208 | 568.5208 | 182725619.8289 | 1370838300.2492 | 182841510.6411 | 0 | 1736.4054 | 57.5289 | 0 | 0 | 0 | 576.8606 | 237 | 1824 | 2767.1539 | 456 | 114 | 0.1901
1189 | 463.5487 | 900.6 | 600 | 2400 | 0 | 100% | 98.7785 | 178.5243 | 178.7329 | 178.7329 | 1 | 178.5243 | 99.2639 | 407.4471 | 386.9937 | 386.9937 | 386.9937 | 20.4535 | 407.4471 | 137.6255 | 124.0979 | 124.0979 | 124.0979 | 13.5276 | 137.6255 | 0 | 0 | 0 | 0 | 0 | 0 | 0 | 0 | 0 | 252.4997 | 202.996 | 202.996 | 202.996 | 49.5037 | 252.4997 | 3143.1326 | 3143.1326 | 767.4224 | 767.4224 | 1807.2452 | 1807.2452 | 0 | 0 | 568.465 | 568.465 | 188364917.031 | 1370846598.7952 | 179892491.1986 | 0 | 1739.104 | 58.4813 | 0 | 0 | 0 | 648.9682 | 237 | 1824 | 2767.1539 | 456 | 114 | 0.18707
1190 | 515.0541 | 900.6 | 600 | 2400 | 0 | 100% | 98.9269 | 183.1253 | 183.3441 | 183.3441 | 1 | 183.1253 | 99.3669 | 441.025 | 418.884 | 418.884 | 418.884 | 22.141 | 441.025 | 137.6134 | 124.0859 | 124.0859 | 124.0859 | 13.5276 | 137.6134 | 0 | 0 | 0 | 0 | 0 | 0 | 0 | 0 | 0 | 256.2825 | 205.9796 | 205.9796 | 205.9796 | 50.3028 | 256.2825 | 3228.1023 | 3228.1023 | 852.6124 | 852.6124 | 1807.0775 | 1807.0775 | 0 | 0 | 568.4123 | 568.4123 | 193235019.0504 | 1370851804.6251 | 176820795.9318 | 0 | 1740.9076 | 59.41 | 0 | 0 | 0 | 721.0758 | 237 | 1824 | 2767.1539 | 456 | 114 | 0.18392
1191 | 566.5595 | 900.6 | 600 | 2400 | 0 | 100% | 99.0297 | 187.7555 | 187.9918 | 187.9918 | 1 | 187.7555 | 99.462 | 474.5898 | 450.7618 | 450.7618 | 450.7618 | 23.828 | 474.5898 | 137.6021 | 124.0746 | 124.0746 | 124.0746 | 13.5275 | 137.6021 | 0 | 0 | 0 | 0 | 0 | 0 | 0 | 0 | 0 | 259.7003 | 208.6722 | 208.6722 | 208.6722 | 51.0281 | 259.7003 | 3313.0727 | 3313.0727 | 937.7914 | 937.7914 | 1806.9189 | 1806.9189 | 0 | 0 | 568.3624 | 568.3624 | 197411591.1303 | 1370855580.5085 | 174306295.566 | 0 | 1742.5735 | 60.2991 | 0 | 0 | 0 | 793.1834 | 237 | 1824 | 2767.1539 | 456 | 114 | 0.18133
1192 | 618.065 | 900.6 | 600 | 2400 | 0 | 100% | 99.2009 | 192.3952 | 192.654 | 192.654 | 1 | 192.3952 | 99.5526 | 507.8187 | 482.3203 | 482.3203 | 482.3203 | 25.4984 | 507.8187 | 137.5915 | 124.064 | 124.064 | 124.064 | 13.5275 | 137.5915 | 0 | 0 | 0 | 0 | 0 | 0 | 0 | 0 | 0 | 262.799 | 211.1186 | 211.1186 | 211.1186 | 51.6804 | 262.799 | 3398.0439 | 3398.0439 | 1022.9601 | 1022.9601 | 1806.7687 | 1806.7687 | 0 | 0 | 568.3151 | 568.3151 | 201198656.0951 | 1370858869.1126 | 172103616.4797 | 0 | 1744.1611 | 61.15 | 0 | 0 | 0 | 865.2909 | 237 | 1824 | 2767.1539 | 456 | 114 | 0.17907
1193 | 669.5704 | 900.6 | 600 | 2400 | 0 | 100% | 99.2808 | 197.0625 | 197.3371 | 197.3371 | 1 | 197.0625 | 99.6145 | 540.7748 | 513.6196 | 513.6196 | 513.6196 | 27.1552 | 540.7748 | 137.5814 | 124.054 | 124.054 | 124.054 | 13.5275 | 137.5814 | 0 | 0 | 0 | 0 | 0 | 0 | 0 | 0 | 0 | 265.9059 | 213.5698 | 213.5698 | 213.5698 | 52.3361 | 265.9059 | 3483.0157 | 3483.0157 | 1108.1193 | 1108.1193 | 1806.6261 | 1806.6261 | 0 | 0 | 568.2703 | 568.2703 | 204626971.6487 | 1370861374.2017 | 169757600.9571 | 0 | 1745.2459 | 61.9751 | 0 | 0 | 0 | 937.3985 | 237 | 1824 | 2767.1539 | 456 | 114 | 0.17666
1194 | 721.0758 | 900.6 | 600 | 2400 | 0 | 100% | 99.3721 | 201.7692 | 202.0567 | 202.0567 | 1 | 201.7692 | 99.6516 | 573.3462 | 544.5534 | 544.5534 | 544.5534 | 28.7928 | 573.3462 | 137.5719 | 124.0445 | 124.0445 | 124.0445 | 13.5274 | 137.5719 | 0 | 0 | 0 | 0 | 0 | 0 | 0 | 0 | 0 | 269.3121 | 216.2641 | 216.2641 | 216.2641 | 53.048 | 269.3121 | 3567.9881 | 3567.9881 | 1193.2698 | 1193.2698 | 1806.4907 | 1806.4907 | 0 | 0 | 568.2277 | 568.2277 | 207795095.2571 | 1370863344.6807 | 167237636.355 | 0 | 1745.8961 | 62.7743 | 0 | 0 | 0 | 1009.5061 | 237 | 1824 | 2767.1539 | 456 | 114 | 0.17407
1195 | 772.5812 | 900.6 | 600 | 2400 | 0 | 100% | 99.4521 | 206.488 | 206.7829 | 206.7829 | 1 | 206.488 | 99.6829 | 605.8574 | 575.4298 | 575.4298 | 575.4298 | 30.4276 | 605.8574 | 137.5629 | 124.0355 | 124.0355 | 124.0355 | 13.5274 | 137.5629 | 0 | 0 | 0 | 0 | 0 | 0 | 0 | 0 | 0 | 272.5879 | 218.8103 | 218.8103 | 218.8103 | 53.7776 | 272.5879 | 3652.9611 | 3652.9611 | 1278.4121 | 1278.4121 | 1806.3618 | 1806.3618 | 0 | 0 | 568.1872 | 568.1872 | 210569460.1236 | 1370864699.0149 | 165009429.0675 | 0 | 1746.4436 | 63.5421 | 0 | 0 | 0 | 1081.6137 | 237 | 1824 | 2767.1539 | 456 | 114 | 0.17178
1196 | 824.0866 | 900.6 | 600 | 2400 | 0 | 100% | 99.4863 | 211.2331 | 211.532 | 211.532 | 1 | 211.2331 | 99.7122 | 638.4726 | 606.4049 | 606.4049 | 606.4049 | 32.0677 | 638.4726 | 137.5544 | 124.0269 | 124.0269 | 124.0269 | 13.5274 | 137.5544 | 0 | 0 | 0 | 0 | 0 | 0 | 0 | 0 | 0 | 275.7374 | 221.3023 | 221.3023 | 221.3023 | 54.4351 | 275.7374 | 3737.9346 | 3737.9346 | 1363.547 | 1363.547 | 1806.2391 | 1806.2391 | 0 | 0 | 568.1486 | 568.1486 | 213010073.0721 | 1370865474.3172 | 163082898.8081 | 0 | 1746.9584 | 64.2787 | 0 | 0 | 0 | 1153.7213 | 237 | 1824 | 2767.1539 | 456 | 114 | 0.16981
1197 | 875.592 | 900.6 | 600 | 2400 | 0 | 100% | 99.5434 | 215.9825 | 216.2866 | 216.2866 | 1 | 215.9825 | 99.7345 | 671.2647 | 637.5479 | 637.5479 | 637.5479 | 33.7167 | 671.2647 | 137.5463 | 124.0189 | 124.0189 | 124.0189 | 13.5274 | 137.5463 | 0 | 0 | 0 | 0 | 0 | 0 | 0 | 0 | 0 | 278.5392 | 223.5167 | 223.5167 | 223.5167 | 55.0225 | 278.5392 | 3822.9086 | 3822.9086 | 1448.6748 | 1448.6748 | 1806.1221 | 1806.1221 | 0 | 0 | 568.1117 | 568.1117 | 215176702.0302 | 1370866122.4167 | 161305935.4239 | 0 | 1747.3488 | 64.9882 | 0 | 0 | 0 | 1225.8288 | 237 | 1824 | 2767.1539 | 456 | 114 | 0.16798
1198 | 927.0974 | 900.6 | 600 | 2400 | 0 | 100% | 99.5776 | 220.7417 | 221.0614 | 221.0614 | 1 | 220.7417 | 99.7566 | 704.0144 | 668.6507 | 668.6507 | 668.6507 | 35.3638 | 704.0144 | 137.5385 | 124.0111 | 124.0111 | 124.0111 | 13.5274 | 137.5385 | 0 | 0 | 0 | 0 | 0 | 0 | 0 | 0 | 0 | 281.2206 | 225.6428 | 225.6428 | 225.6428 | 55.5778 | 281.2206 | 3907.883 | 3907.883 | 1533.7961 | 1533.7961 | 1806.0104 | 1806.0104 | 0 | 0 | 568.0766 | 568.0766 | 217189991.3553 | 1370866691.4714 | 159679649.2705 | 0 | 1747.7363 | 65.6699 | 0 | 0 | 0 | 1297.9364 | 237 | 1824 | 2767.1539 | 456 | 114 | 0.16631
1199 | 978.6028 | 900.6 | 600 | 2400 | 0 | 100% | 99.6461 | 225.5016 | 225.8322 | 225.8322 | 1 | 225.5016 | 99.7782 | 736.643 | 699.6381 | 699.6381 | 699.6381 | 37.0049 | 736.643 | 137.5311 | 124.0037 | 124.0037 | 124.0037 | 13.5274 | 137.5311 | 0 | 0 | 0 | 0 | 0 | 0 | 0 | 0 | 0 | 283.7396 | 227.6357 | 227.6357 | 227.6357 | 56.1039 | 283.7396 | 3992.8579 | 3992.8579 | 1618.9113 | 1618.9113 | 1805.9036 | 1805.9036 | 0 | 0 | 568.043 | 568.043 | 219039419.9162 | 1370867224.366 | 158206948.9168 | 0 | 1748.1136 | 66.325 | 0 | 0 | 0 | 1370.044 | 237 | 1824 | 2767.1539 | 456 | 114 | 0.1648
1200 | 1030.1083 | 900.6 | 600 | 2400 | 0 | 100% | 99.6918 | 230.2609 | 230.5874 | 230.5874 | 1 | 230.2609 | 99.7962 | 769.3409 | 730.6914 | 730.6914 | 730.6914 | 38.6495 | 769.3409 | 137.5241 | 123.9967 | 123.9967 | 123.9967 | 13.5274 | 137.5241 | 0 | 0 | 0 | 0 | 0 | 0 | 0 | 0 | 0 | 286.0039 | 229.4215 | 229.4215 | 229.4215 | 56.5824 | 286.0039 | 4077.8332 | 4077.8332 | 1704.0208 | 1704.0208 | 1805.8015 | 1805.8015 | 0 | 0 | 568.0109 | 568.0109 | 220662240.1958 | 1370867495.8618 | 156899901.4275 | 0 | 1748.4296 | 66.9565 | 0 | 0 | 0 | 1442.1516 | 237 | 1824 | 2767.1539 | 456 | 114 | 0.16346
1201 | 20.6022 | 950 | 600 | 2400 | 0 | 100% | 93.6758 | 148.8618 | 148.9063 | 148.9063 | 1 | 148.8618 | 95.7129 | 191.7673 | 182.149 | 182.149 | 182.149 | 9.6183 | 191.7673 | 144.0816 | 129.9309 | 129.9309 | 129.9309 | 14.1507 | 144.0816 | 0 | 0 | 0 | 0 | 0 | 0 | 0 | 0 | 0 | 170.2194 | 137.6496 | 137.6496 | 137.6496 | 32.5698 | 170.2194 | 2511.2091 | 2511.2091 | 34.1384 | 34.1384 | 1908.0937 | 1908.0937 | 0 | 0 | 568.977 | 568.977 | 18204053.7551 | 1382366217.0209 | 276319286.2223 | 0 | 1676.8896 | 52.1083 | 0 | 0 | 0 | 28.843 | 250 | 1824 | 2767.1539 | 456 | 114 | 0.28607
1202 | 51.5054 | 950 | 600 | 2400 | 0 | 100% | 94.2694 | 151.0331 | 151.0921 | 151.0921 | 1 | 151.0331 | 96.2083 | 197.0126 | 187.1304 | 187.1304 | 187.1304 | 9.8822 | 197.0126 | 144.0653 | 129.9151 | 129.9151 | 129.9151 | 14.1503 | 144.0653 | 0 | 0 | 0 | 0 | 0 | 0 | 0 | 0 | 0 | 180.7631 | 146.1255 | 146.1255 | 146.1255 | 34.6375 | 180.7631 | 2562.1856 | 2562.1856 | 85.3383 | 85.3383 | 1907.9216 | 1907.9216 | 0 | 0 | 568.9257 | 568.9257 | 44242458.5575 | 1382411306.2871 | 258915345.7012 | 0 | 1685.5691 | 52.695 | 0 | 0 | 0 | 72.1076 | 250 | 1824 | 2767.1539 | 456 | 114 | 0.26822
1203 | 154.5162 | 950 | 600 | 2400 | 0 | 100% | 95.9932 | 158.6135 | 158.7277 | 158.7277 | 1 | 158.6135 | 97.6131 | 226.8638 | 215.4812 | 215.4812 | 215.4812 | 11.3826 | 226.8638 | 144.0185 | 129.8693 | 129.8693 | 129.8693 | 14.1492 | 144.0185 | 0 | 0 | 0 | 0 | 0 | 0 | 0 | 0 | 0 | 217.5245 | 175.6301 | 175.6301 | 175.6301 | 41.8944 | 217.5245 | 2732.1112 | 2732.1112 | 255.9444 | 255.9444 | 1907.3974 | 1907.3974 | 0 | 0 | 568.7694 | 568.7694 | 114607798.1584 | 1382520664.7383 | 213052834.7675 | 0 | 1710.1813 | 54.6127 | 0 | 0 | 0 | 216.3227 | 250 | 1824 | 2767.1539 | 456 | 114 | 0.22117
1204 | 206.0217 | 950 | 600 | 2400 | 0 | 100% | 96.895 | 162.6177 | 162.7488 | 162.7488 | 1 | 162.6177 | 98.1153 | 250.2818 | 237.7228 | 237.7228 | 237.7228 | 12.559 | 250.2818 | 143.9983 | 129.8496 | 129.8496 | 129.8496 | 14.1488 | 143.9983 | 0 | 0 | 0 | 0 | 0 | 0 | 0 | 0 | 0 | 232.5497 | 187.6517 | 187.6517 | 187.6517 | 44.898 | 232.5497 | 2817.0761 | 2817.0761 | 341.2168 | 341.2168 | 1907.1605 | 1907.1605 | 0 | 0 | 568.6987 | 568.6987 | 137665240.9302 | 1382559435.022 | 198755820.5622 | 0 | 1718.9805 | 55.5755 | 0 | 0 | 0 | 288.4303 | 250 | 1824 | 2767.1539 | 456 | 114 | 0.2065
1205 | 257.5271 | 950 | 600 | 2400 | 0 | 100% | 97.4315 | 166.5736 | 166.7256 | 166.7256 | 1 | 166.5736 | 98.4891 | 282.6258 | 268.4423 | 268.4423 | 268.4423 | 14.1836 | 282.6258 | 143.9804 | 129.8319 | 129.8319 | 129.8319 | 14.1485 | 143.9804 | 0 | 0 | 0 | 0 | 0 | 0 | 0 | 0 | 0 | 239.2227 | 192.5266 | 192.5266 | 192.5266 | 46.6961 | 239.2227 | 2902.0421 | 2902.0421 | 426.4713 | 426.4713 | 1906.9383 | 1906.9383 | 0 | 0 | 568.6325 | 568.6325 | 151714318.0235 | 1382585624.6109 | 191228845.9517 | 0 | 1725.5288 | 56.5364 | 0 | 0 | 0 | 360.5379 | 250 | 1824 | 2767.1539 | 456 | 114 | 0.19878
1206 | 309.0325 | 950 | 600 | 2400 | 0 | 100% | 97.9224 | 170.8748 | 171.049 | 171.049 | 1 | 170.8748 | 98.7887 | 316.2638 | 300.3904 | 300.3904 | 300.3904 | 15.8733 | 316.2638 | 143.9642 | 129.8159 | 129.8159 | 129.8159 | 14.1483 | 143.9642 | 0 | 0 | 0 | 0 | 0 | 0 | 0 | 0 | 0 | 245.6725 | 197.6345 | 197.6345 | 197.6345 | 48.038 | 245.6725 | 2987.0092 | 2987.0092 | 511.7096 | 511.7096 | 1906.7294 | 1906.7294 | 0 | 0 | 568.5702 | 568.5702 | 162422987.745 | 1382603770.0792 | 185751005.1604 | 0 | 1730.7778 | 57.48 | 0 | 0 | 0 | 432.6455 | 250 | 1824 | 2767.1539 | 456 | 114 | 0.19316
1207 | 360.5379 | 950 | 600 | 2400 | 0 | 100% | 98.4018 | 175.2629 | 175.4553 | 175.4553 | 1 | 175.2629 | 99.0308 | 350.3929 | 332.8049 | 332.8049 | 332.8049 | 17.588 | 350.3929 | 143.9493 | 129.8012 | 129.8012 | 129.8012 | 14.1482 | 143.9493 | 0 | 0 | 0 | 0 | 0 | 0 | 0 | 0 | 0 | 250.8321 | 201.7069 | 201.7069 | 201.7069 | 49.1252 | 250.8321 | 3071.9773 | 3071.9773 | 596.9329 | 596.9329 | 1906.5328 | 1906.5328 | 0 | 0 | 568.5115 | 568.5115 | 170728324.3752 | 1382617816.5143 | 181673185.463 | 0 | 1735.0193 | 58.4014 | 0 | 0 | 0 | 504.753 | 250 | 1824 | 2767.1539 | 456 | 114 | 0.18897
1208 | 412.0433 | 950 | 600 | 2400 | 0 | 100% | 98.7329 | 179.7096 | 179.9139 | 179.9139 | 1 | 179.7096 | 99.2302 | 384.9015 | 365.5796 | 365.5796 | 365.5796 | 19.322 | 384.9015 | 143.9356 | 129.7876 | 129.7876 | 129.7876 | 14.148 | 143.9356 | 0 | 0 | 0 | 0 | 0 | 0 | 0 | 0 | 0 | 254.8983 | 204.9124 | 204.9124 | 204.9124 | 49.986 | 254.8983 | 3156.9463 | 3156.9463 | 682.1427 | 682.1427 | 1906.3473 | 1906.3473 | 0 | 0 | 568.4562 | 568.4562 | 177370328.7727 | 1382627653.1484 | 178514707.9846 | 0 | 1738.5127 | 59.2963 | 0 | 0 | 0 | 576.8606 | 250 | 1824 | 2767.1539 | 456 | 114 | 0.18573
1209 | 463.5487 | 950 | 600 | 2400 | 0 | 100% | 98.8699 | 184.2576 | 184.4553 | 184.4553 | 1 | 184.2576 | 99.3372 | 419.675 | 398.6056 | 398.6056 | 398.6056 | 21.0694 | 419.675 | 143.9229 | 129.7749 | 129.7749 | 129.7749 | 14.148 | 143.9229 | 0 | 0 | 0 | 0 | 0 | 0 | 0 | 0 | 0 | 258.9617 | 208.1112 | 208.1112 | 208.1112 | 50.8505 | 258.9617 | 3241.9161 | 3241.9161 | 767.34 | 767.34 | 1906.1721 | 1906.1721 | 0 | 0 | 568.404 | 568.404 | 182851369.8694 | 1382634823.2827 | 174901145.6135 | 0 | 1740.3873 | 60.1878 | 0 | 0 | 0 | 648.9682 | 250 | 1824 | 2767.1539 | 456 | 114 | 0.18201
1210 | 515.0541 | 950 | 600 | 2400 | 0 | 100% | 99.0297 | 188.8817 | 189.0982 | 189.0982 | 1 | 188.8817 | 99.4359 | 454.3296 | 431.5185 | 431.5185 | 431.5185 | 22.8111 | 454.3296 | 143.911 | 129.7631 | 129.7631 | 129.7631 | 14.1479 | 143.911 | 0 | 0 | 0 | 0 | 0 | 0 | 0 | 0 | 0 | 263.1641 | 211.4344 | 211.4344 | 211.4344 | 51.7298 | 263.1641 | 3326.8867 | 3326.8867 | 852.5258 | 852.5258 | 1906.0063 | 1906.0063 | 0 | 0 | 568.3545 | 568.3545 | 187547964.8814 | 1382640059.3351 | 171928690.7088 | 0 | 1742.1167 | 61.0422 | 0 | 0 | 0 | 721.0758 | 250 | 1824 | 2767.1539 | 456 | 114 | 0.17896
1211 | 566.5595 | 950 | 600 | 2400 | 0 | 100% | 99.1781 | 193.5116 | 193.7489 | 193.7489 | 1 | 193.5116 | 99.5289 | 488.9154 | 464.3659 | 464.3659 | 464.3659 | 24.5495 | 488.9154 | 143.8999 | 129.7521 | 129.7521 | 129.7521 | 14.1479 | 143.8999 | 0 | 0 | 0 | 0 | 0 | 0 | 0 | 0 | 0 | 266.7007 | 214.2237 | 214.2237 | 214.2237 | 52.477 | 266.7007 | 3411.8579 | 3411.8579 | 937.7011 | 937.7011 | 1905.8491 | 1905.8491 | 0 | 0 | 568.3077 | 568.3077 | 191617694.8968 | 1382643150.9166 | 169485389.4229 | 0 | 1743.7462 | 61.8606 | 0 | 0 | 0 | 793.1834 | 250 | 1824 | 2767.1539 | 456 | 114 | 0.17645
1212 | 618.065 | 950 | 600 | 2400 | 0 | 100% | 99.2922 | 198.1591 | 198.4145 | 198.4145 | 1 | 198.1591 | 99.6054 | 523.1076 | 496.8392 | 496.8392 | 496.8392 | 26.2684 | 523.1076 | 143.8895 | 129.7417 | 129.7417 | 129.7417 | 14.1479 | 143.8895 | 0 | 0 | 0 | 0 | 0 | 0 | 0 | 0 | 0 | 270.0539 | 216.873 | 216.873 | 216.873 | 53.1809 | 270.0539 | 3496.8299 | 3496.8299 | 1022.8666 | 1022.8666 | 1905.7 | 1905.7 | 0 | 0 | 568.2632 | 568.2632 | 195308412.3925 | 1382645326.5013 | 167133298.8204 | 0 | 1745.087 | 62.6503 | 0 | 0 | 0 | 865.2909 | 250 | 1824 | 2767.1539 | 456 | 114 | 0.17404
1213 | 669.5704 | 950 | 600 | 2400 | 0 | 100% | 99.3607 | 202.8436 | 203.1122 | 203.1122 | 1 | 202.8436 | 99.641 | 556.9961 | 529.024 | 529.024 | 529.024 | 27.9721 | 556.9961 | 143.8797 | 129.7319 | 129.7319 | 129.7319 | 14.1478 | 143.8797 | 0 | 0 | 0 | 0 | 0 | 0 | 0 | 0 | 0 | 273.6355 | 219.662 | 219.662 | 219.662 | 53.9735 | 273.6355 | 3581.8024 | 3581.8024 | 1108.0231 | 1108.0231 | 1905.5583 | 1905.5583 | 0 | 0 | 568.221 | 568.221 | 198663270.4141 | 1382647165.316 | 164399582.8725 | 0 | 1745.71 | 63.4223 | 0 | 0 | 0 | 937.3985 | 250 | 1824 | 2767.1539 | 456 | 114 | 0.17123
1214 | 721.0758 | 950 | 600 | 2400 | 0 | 100% | 99.4292 | 207.5799 | 207.8653 | 207.8653 | 1 | 207.5799 | 99.6714 | 590.52 | 560.8624 | 560.8624 | 560.8624 | 29.6576 | 590.52 | 143.8704 | 129.7226 | 129.7226 | 129.7226 | 14.1478 | 143.8704 | 0 | 0 | 0 | 0 | 0 | 0 | 0 | 0 | 0 | 277.6102 | 222.8094 | 222.8094 | 222.8094 | 54.8008 | 277.6102 | 3666.7754 | 3666.7754 | 1193.1712 | 1193.1712 | 1905.4235 | 1905.4235 | 0 | 0 | 568.1808 | 568.1808 | 201731048.9523 | 1382648184.5607 | 161863927.8007 | 0 | 1746.2432 | 64.1642 | 0 | 0 | 0 | 1009.5061 | 250 | 1824 | 2767.1539 | 456 | 114 | 0.16862
1215 | 772.5812 | 950 | 600 | 2400 | 0 | 100% | 99.4977 | 212.3233 | 212.6157 | 212.6157 | 1 | 212.3233 | 99.702 | 624.0477 | 592.7042 | 592.7042 | 592.7042 | 31.3435 | 624.0477 | 143.8615 | 129.7137 | 129.7137 | 129.7137 | 14.1478 | 143.8615 | 0 | 0 | 0 | 0 | 0 | 0 | 0 | 0 | 0 | 281.263 | 225.7015 | 225.7015 | 225.7015 | 55.5615 | 281.263 | 3751.749 | 3751.749 | 1278.3115 | 1278.3115 | 1905.295 | 1905.295 | 0 | 0 | 568.1425 | 568.1425 | 204403499.4684 | 1382649023.9654 | 159727172.2504 | 0 | 1746.7797 | 64.8757 | 0 | 0 | 0 | 1081.6137 | 250 | 1824 | 2767.1539 | 456 | 114 | 0.16643
1216 | 824.0866 | 950 | 600 | 2400 | 0 | 100% | 99.532 | 217.0693 | 217.3665 | 217.3665 | 1 | 217.0693 | 99.7254 | 657.6977 | 624.6621 | 624.6621 | 624.6621 | 33.0356 | 657.6977 | 143.8531 | 129.7053 | 129.7053 | 129.7053 | 14.1478 | 143.8531 | 0 | 0 | 0 | 0 | 0 | 0 | 0 | 0 | 0 | 284.5178 | 228.2762 | 228.2762 | 228.2762 | 56.2416 | 284.5178 | 3836.7231 | 3836.7231 | 1363.4446 | 1363.4446 | 1905.1725 | 1905.1725 | 0 | 0 | 568.1059 | 568.1059 | 206773929.6529 | 1382649606.7548 | 157766279.0395 | 0 | 1747.1898 | 65.5616 | 0 | 0 | 0 | 1153.7213 | 250 | 1824 | 2767.1539 | 456 | 114 | 0.16442
1217 | 875.592 | 950 | 600 | 2400 | 0 | 100% | 99.5548 | 221.8235 | 222.1286 | 222.1286 | 1 | 221.8235 | 99.7474 | 691.4519 | 656.7188 | 656.7188 | 656.7188 | 34.7331 | 691.4519 | 143.8451 | 129.6973 | 129.6973 | 129.6973 | 14.1478 | 143.8451 | 0 | 0 | 0 | 0 | 0 | 0 | 0 | 0 | 0 | 287.5088 | 230.6428 | 230.6428 | 230.6428 | 56.866 | 287.5088 | 3921.6976 | 3921.6976 | 1448.571 | 1448.571 | 1905.0556 | 1905.0556 | 0 | 0 | 568.071 | 568.071 | 208890358.5436 | 1382650035.6104 | 156034573.7675 | 0 | 1747.575 | 66.2212 | 0 | 0 | 0 | 1225.8288 | 250 | 1824 | 2767.1539 | 456 | 114 | 0.16264
1218 | 927.0974 | 950 | 600 | 2400 | 0 | 100% | 99.6005 | 226.5828 | 226.9036 | 226.9036 | 1 | 226.5828 | 99.7694 | 725.1303 | 688.7035 | 688.7035 | 688.7035 | 36.4268 | 725.1303 | 143.8375 | 129.6897 | 129.6897 | 129.6897 | 14.1478 | 143.8375 | 0 | 0 | 0 | 0 | 0 | 0 | 0 | 0 | 0 | 290.3294 | 232.8775 | 232.8775 | 232.8775 | 57.4519 | 290.3294 | 4006.6725 | 4006.6725 | 1533.6911 | 1533.6911 | 1904.9438 | 1904.9438 | 0 | 0 | 568.0377 | 568.0377 | 210858264.9445 | 1382650464.466 | 154451317.5268 | 0 | 1747.96 | 66.8557 | 0 | 0 | 0 | 1297.9364 | 250 | 1824 | 2767.1539 | 456 | 114 | 0.16101
1219 | 978.6028 | 950 | 600 | 2400 | 0 | 100% | 99.6689 | 231.3403 | 231.6689 | 231.6689 | 1 | 231.3403 | 99.7911 | 758.7441 | 720.6267 | 720.6267 | 720.6267 | 38.1175 | 758.7441 | 143.8301 | 129.6823 | 129.6823 | 129.6823 | 14.1478 | 143.8301 | 0 | 0 | 0 | 0 | 0 | 0 | 0 | 0 | 0 | 292.9145 | 234.9193 | 234.9193 | 234.9193 | 57.9951 | 292.9145 | 4091.6478 | 4091.6478 | 1618.8052 | 1618.8052 | 1904.8368 | 1904.8368 | 0 | 0 | 568.0058 | 568.0058 | 212638957.961 | 1382650819.8038 | 153049908.6508 | 0 | 1748.3397 | 67.4665 | 0 | 0 | 0 | 1370.044 | 250 | 1824 | 2767.1539 | 456 | 114 | 0.15957
1220 | 1030.1083 | 950 | 600 | 2400 | 0 | 100% | 99.6918 | 236.1 | 236.4252 | 236.4252 | 1 | 236.1 | 99.8053 | 792.4444 | 752.6319 | 752.6319 | 752.6319 | 39.8125 | 792.4444 | 143.8231 | 129.6753 | 129.6753 | 129.6753 | 14.1478 | 143.8231 | 0 | 0 | 0 | 0 | 0 | 0 | 0 | 0 | 0 | 295.2607 | 236.7709 | 236.7709 | 236.7709 | 58.4898 | 295.2607 | 4176.6235 | 4176.6235 | 1703.9139 | 1703.9139 | 1904.7344 | 1904.7344 | 0 | 0 | 567.9753 | 567.9753 | 214219071.8368 | 1382651146.3 | 151719035.2872 | 0 | 1748.5893 | 68.0573 | 0 | 0 | 0 | 1442.1516 | 250 | 1824 | 2767.1539 | 456 | 114 | 0.1582
1221 | 20.6022 | 1003.2 | 600 | 2400 | 0 | 100% | 94.2123 | 154.8862 | 154.9216 | 154.9216 | 1 | 154.8862 | 96.0399 | 196.3337 | 186.4846 | 186.4846 | 186.4846 | 9.8491 | 196.3337 | 150.8489 | 136.0311 | 136.0311 | 136.0311 | 14.8178 | 150.8489 | 0 | 0 | 0 | 0 | 0 | 0 | 0 | 0 | 0 | 173.1703 | 139.9713 | 139.9713 | 139.9713 | 33.1991 | 173.1703 | 2617.5808 | 2617.5808 | 34.1321 | 34.1321 | 2014.5764 | 2014.5764 | 0 | 0 | 568.8723 | 568.8723 | 17776437.6074 | 1394059570.2972 | 270782521.4093 | 0 | 1682.6185 | 54.5012 | 0 | 0 | 0 | 28.843 | 264 | 1824 | 2767.1539 | 456 | 114 | 0.28047
1222 | 51.5054 | 1003.2 | 600 | 2400 | 0 | 100% | 94.6233 | 157.1039 | 157.1605 | 157.1605 | 1 | 157.1039 | 96.5036 | 202.7417 | 192.5704 | 192.5704 | 192.5704 | 10.1713 | 202.7417 | 150.8334 | 136.016 | 136.016 | 136.016 | 14.8174 | 150.8334 | 0 | 0 | 0 | 0 | 0 | 0 | 0 | 0 | 0 | 184.2105 | 148.8413 | 148.8413 | 148.8413 | 35.3691 | 184.2105 | 2668.5585 | 2668.5585 | 85.3232 | 85.3232 | 2014.4099 | 2014.4099 | 0 | 0 | 568.8253 | 568.8253 | 42977003.1645 | 1394100688.6638 | 253665836.2397 | 0 | 1690.7435 | 55.0323 | 0 | 0 | 0 | 72.1076 | 264 | 1824 | 2767.1539 | 456 | 114 | 0.26292
1223 | 154.5162 | 1003.2 | 600 | 2400 | 0 | 100% | 96.3014 | 164.6812 | 164.7898 | 164.7898 | 1 | 164.6812 | 97.8381 | 234.2362 | 222.482 | 222.482 | 222.482 | 11.7542 | 234.2362 | 150.7886 | 135.9722 | 135.9722 | 135.9722 | 14.8164 | 150.7886 | 0 | 0 | 0 | 0 | 0 | 0 | 0 | 0 | 0 | 221.3278 | 178.6316 | 178.6316 | 178.6316 | 42.6962 | 221.3278 | 2838.4875 | 2838.4875 | 255.9049 | 255.9049 | 2013.9009 | 2013.9009 | 0 | 0 | 568.6816 | 568.6816 | 110982189.2141 | 1394198748.5497 | 208941721.7248 | 0 | 1714.1227 | 56.7644 | 0 | 0 | 0 | 216.3227 | 264 | 1824 | 2767.1539 | 456 | 114 | 0.21703
1224 | 206.0217 | 1003.2 | 600 | 2400 | 0 | 100% | 97.1233 | 168.7203 | 168.8475 | 168.8475 | 1 | 168.7203 | 98.298 | 258.346 | 245.3806 | 245.3806 | 245.3806 | 12.9654 | 258.346 | 150.7692 | 135.9532 | 135.9532 | 135.9532 | 14.816 | 150.7692 | 0 | 0 | 0 | 0 | 0 | 0 | 0 | 0 | 0 | 237.0428 | 191.1993 | 191.1993 | 191.1993 | 45.8435 | 237.0428 | 2923.4538 | 2923.4538 | 341.1674 | 341.1674 | 2013.67 | 2013.67 | 0 | 0 | 568.6164 | 568.6164 | 133357252.3383 | 1394233903.5831 | 194589255.3398 | 0 | 1722.1804 | 57.6456 | 0 | 0 | 0 | 288.4303 | 264 | 1824 | 2767.1539 | 456 | 114 | 0.2023
1225 | 257.5271 | 1003.2 | 600 | 2400 | 0 | 100% | 97.7055 | 172.6915 | 172.8424 | 172.8424 | 1 | 172.6915 | 98.6511 | 291.6539 | 277.0153 | 277.0153 | 277.0153 | 14.6385 | 291.6539 | 150.7518 | 135.9361 | 135.9361 | 135.9361 | 14.8157 | 150.7518 | 0 | 0 | 0 | 0 | 0 | 0 | 0 | 0 | 0 | 244.1058 | 196.3816 | 196.3816 | 196.3816 | 47.7242 | 244.1058 | 3008.4212 | 3008.4212 | 426.4133 | 426.4133 | 2013.4528 | 2013.4528 | 0 | 0 | 568.5551 | 568.5551 | 147011244.9925 | 1394257844.1591 | 187097970.6539 | 0 | 1728.3671 | 58.5201 | 0 | 0 | 0 | 360.5379 | 264 | 1824 | 2767.1539 | 456 | 114 | 0.19462
1226 | 309.0325 | 1003.2 | 600 | 2400 | 0 | 100% | 98.1963 | 176.9877 | 177.1606 | 177.1606 | 1 | 176.9877 | 98.9366 | 326.236 | 309.8602 | 309.8602 | 309.8602 | 16.3759 | 326.236 | 150.7362 | 135.9206 | 135.9206 | 135.9206 | 14.8155 | 150.7362 | 0 | 0 | 0 | 0 | 0 | 0 | 0 | 0 | 0 | 250.7691 | 201.6538 | 201.6538 | 201.6538 | 49.1153 | 250.7691 | 3093.3895 | 3093.3895 | 511.644 | 511.644 | 2013.2482 | 2013.2482 | 0 | 0 | 568.4973 | 568.4973 | 157454184.1802 | 1394274743.5017 | 181640229.8502 | 0 | 1733.3692 | 59.379 | 0 | 0 | 0 | 432.6455 | 264 | 1824 | 2767.1539 | 456 | 114 | 0.18901
1227 | 360.5379 | 1003.2 | 600 | 2400 | 0 | 100% | 98.5959 | 181.3754 | 181.5651 | 181.5651 | 1 | 181.3754 | 99.1661 | 361.3659 | 343.225 | 343.225 | 343.225 | 18.1409 | 361.3659 | 150.7218 | 135.9064 | 135.9064 | 135.9064 | 14.8154 | 150.7218 | 0 | 0 | 0 | 0 | 0 | 0 | 0 | 0 | 0 | 256.1403 | 205.894 | 205.894 | 205.894 | 50.2463 | 256.1403 | 3178.3587 | 3178.3587 | 596.8607 | 596.8607 | 2013.0552 | 2013.0552 | 0 | 0 | 568.4428 | 568.4428 | 165525576.8405 | 1394287535.9518 | 177577241.826 | 0 | 1737.3904 | 60.2206 | 0 | 0 | 0 | 504.753 | 264 | 1824 | 2767.1539 | 456 | 114 | 0.18484
1228 | 412.0433 | 1003.2 | 600 | 2400 | 0 | 100% | 98.847 | 185.8573 | 186.0382 | 186.0382 | 1 | 185.8573 | 99.3088 | 397.0046 | 377.0729 | 377.0729 | 377.0729 | 19.9317 | 397.0046 | 150.7084 | 135.8931 | 135.8931 | 135.8931 | 14.8153 | 150.7084 | 0 | 0 | 0 | 0 | 0 | 0 | 0 | 0 | 0 | 260.8179 | 209.5883 | 209.5883 | 209.5883 | 51.2296 | 260.8179 | 3263.3287 | 3263.3287 | 682.0647 | 682.0647 | 2012.8727 | 2012.8727 | 0 | 0 | 568.3913 | 568.3913 | 171946389.3377 | 1394296999.1215 | 173647526.7516 | 0 | 1739.8909 | 61.0581 | 0 | 0 | 0 | 576.8606 | 264 | 1824 | 2767.1539 | 456 | 114 | 0.1808
1229 | 463.5487 | 1003.2 | 600 | 2400 | 0 | 100% | 98.9954 | 190.4582 | 190.6563 | 190.6563 | 1 | 190.4582 | 99.4133 | 432.8539 | 411.1206 | 411.1206 | 411.1206 | 21.7333 | 432.8539 | 150.6959 | 135.8807 | 135.8807 | 135.8807 | 14.8152 | 150.6959 | 0 | 0 | 0 | 0 | 0 | 0 | 0 | 0 | 0 | 265.786 | 213.5123 | 213.5123 | 213.5123 | 52.2737 | 265.786 | 3348.2995 | 3348.2995 | 767.257 | 767.257 | 2012.7 | 2012.7 | 0 | 0 | 568.3425 | 568.3425 | 177266459.8256 | 1394303671.3177 | 170151341.307 | 0 | 1741.7215 | 61.8734 | 0 | 0 | 0 | 648.9682 | 264 | 1824 | 2767.1539 | 456 | 114 | 0.17721
1230 | 515.0541 | 1003.2 | 600 | 2400 | 0 | 100% | 99.1438 | 195.0792 | 195.2958 | 195.2958 | 1 | 195.0792 | 99.5074 | 468.5826 | 445.0535 | 445.0535 | 445.0535 | 23.529 | 468.5826 | 150.6843 | 135.8691 | 135.8691 | 135.8691 | 14.8152 | 150.6843 | 0 | 0 | 0 | 0 | 0 | 0 | 0 | 0 | 0 | 270.1026 | 216.9264 | 216.9264 | 216.9264 | 53.1762 | 270.1026 | 3433.2709 | 3433.2709 | 852.4384 | 852.4384 | 2012.5362 | 2012.5362 | 0 | 0 | 568.2963 | 568.2963 | 181832407.6942 | 1394308791.3772 | 167228794.5499 | 0 | 1743.37 | 62.6574 | 0 | 0 | 0 | 721.0758 | 264 | 1824 | 2767.1539 | 456 | 114 | 0.17421
1231 | 566.5595 | 1003.2 | 600 | 2400 | 0 | 100% | 99.258 | 199.7022 | 199.9355 | 199.9355 | 1 | 199.7022 | 99.5824 | 504.1645 | 478.847 | 478.847 | 478.847 | 25.3176 | 504.1645 | 150.6734 | 135.8583 | 135.8583 | 135.8583 | 14.8151 | 150.6734 | 0 | 0 | 0 | 0 | 0 | 0 | 0 | 0 | 0 | 273.8027 | 219.804 | 219.804 | 219.804 | 53.9987 | 273.8027 | 3518.243 | 3518.243 | 937.6098 | 937.6098 | 2012.3808 | 2012.3808 | 0 | 0 | 568.2524 | 568.2524 | 185819037.6602 | 1394311556.0259 | 164553582.7382 | 0 | 1744.6842 | 63.415 | 0 | 0 | 0 | 793.1834 | 264 | 1824 | 2767.1539 | 456 | 114 | 0.17146
1232 | 618.065 | 1003.2 | 600 | 2400 | 0 | 100% | 99.3265 | 204.4038 | 204.6549 | 204.6549 | 1 | 204.4038 | 99.6282 | 539.3182 | 512.2334 | 512.2334 | 512.2334 | 27.0848 | 539.3182 | 150.6632 | 135.8481 | 135.8481 | 135.8481 | 14.8151 | 150.6632 | 0 | 0 | 0 | 0 | 0 | 0 | 0 | 0 | 0 | 278.1393 | 223.2361 | 223.2361 | 223.2361 | 54.9032 | 278.1393 | 3603.2157 | 3603.2157 | 1022.772 | 1022.772 | 2012.233 | 2012.233 | 0 | 0 | 568.2106 | 568.2106 | 189431501.3436 | 1394313260.3711 | 161741186.6433 | 0 | 1745.4859 | 64.1521 | 0 | 0 | 0 | 865.2909 | 264 | 1824 | 2767.1539 | 456 | 114 | 0.16857
1233 | 669.5704 | 1003.2 | 600 | 2400 | 0 | 100% | 99.3836 | 209.1252 | 209.3924 | 209.3924 | 1 | 209.1252 | 99.6608 | 574.214 | 545.3748 | 545.3748 | 545.3748 | 28.8392 | 574.214 | 150.6536 | 135.8385 | 135.8385 | 135.8385 | 14.8151 | 150.6536 | 0 | 0 | 0 | 0 | 0 | 0 | 0 | 0 | 0 | 282.3427 | 226.5656 | 226.5656 | 226.5656 | 55.7771 | 282.3427 | 3688.1889 | 3688.1889 | 1107.9255 | 1107.9255 | 2012.0924 | 2012.0924 | 0 | 0 | 568.1709 | 568.1709 | 192690127.6651 | 1394314614.7485 | 159051977.2463 | 0 | 1746.0567 | 64.8642 | 0 | 0 | 0 | 937.3985 | 264 | 1824 | 2767.1539 | 456 | 114 | 0.16581
1234 | 721.0758 | 1003.2 | 600 | 2400 | 0 | 100% | 99.4749 | 213.8629 | 214.1445 | 214.1445 | 1 | 213.8629 | 99.6912 | 608.8179 | 578.2389 | 578.2389 | 578.2389 | 30.579 | 608.8179 | 150.6444 | 135.8293 | 135.8293 | 135.8293 | 14.8151 | 150.6444 | 0 | 0 | 0 | 0 | 0 | 0 | 0 | 0 | 0 | 286.4597 | 229.8279 | 229.8279 | 229.8279 | 56.6317 | 286.4597 | 3773.1626 | 3773.1626 | 1193.0711 | 1193.0711 | 2011.9584 | 2011.9584 | 0 | 0 | 568.1331 | 568.1331 | 195634329.437 | 1394315665.5375 | 156640031.5165 | 0 | 1746.59 | 65.5488 | 0 | 0 | 0 | 1009.5061 | 264 | 1824 | 2767.1539 | 456 | 114 | 0.16333
1235 | 772.5812 | 1003.2 | 600 | 2400 | 0 | 100% | 99.5091 | 218.607 | 218.8955 | 218.8955 | 1 | 218.607 | 99.7171 | 643.4851 | 611.1629 | 611.1629 | 611.1629 | 32.3222 | 643.4851 | 150.6357 | 135.8206 | 135.8206 | 135.8206 | 14.8151 | 150.6357 | 0 | 0 | 0 | 0 | 0 | 0 | 0 | 0 | 0 | 290.2028 | 232.7928 | 232.7928 | 232.7928 | 57.41 | 290.2028 | 3858.1367 | 3858.1367 | 1278.2092 | 1278.2092 | 2011.8305 | 2011.8305 | 0 | 0 | 568.097 | 568.097 | 198209195.9195 | 1394316461.0976 | 154517504.3842 | 0 | 1747.0432 | 66.208 | 0 | 0 | 0 | 1081.6137 | 264 | 1824 | 2767.1539 | 456 | 114 | 0.16115
1236 | 824.0866 | 1003.2 | 600 | 2400 | 0 | 100% | 99.532 | 223.356 | 223.6533 | 223.6533 | 1 | 223.356 | 99.7394 | 678.1671 | 644.1009 | 644.1009 | 644.1009 | 34.0662 | 678.1671 | 150.6274 | 135.8123 | 135.8123 | 135.8123 | 14.8151 | 150.6274 | 0 | 0 | 0 | 0 | 0 | 0 | 0 | 0 | 0 | 293.639 | 235.5092 | 235.5092 | 235.5092 | 58.1298 | 293.639 | 3943.1114 | 3943.1114 | 1363.3404 | 1363.3404 | 2011.7084 | 2011.7084 | 0 | 0 | 568.0625 | 568.0625 | 200526603.7105 | 1394317025.1179 | 152590444.8013 | 0 | 1747.4341 | 66.8432 | 0 | 0 | 0 | 1153.7213 | 264 | 1824 | 2767.1539 | 456 | 114 | 0.15918
1237 | 875.592 | 1003.2 | 600 | 2400 | 0 | 100% | 99.5776 | 228.1131 | 228.4198 | 228.4198 | 1 | 228.1131 | 99.7615 | 712.9243 | 677.1101 | 677.1101 | 677.1101 | 35.8142 | 712.9243 | 150.6194 | 135.8044 | 135.8044 | 135.8044 | 14.8151 | 150.6194 | 0 | 0 | 0 | 0 | 0 | 0 | 0 | 0 | 0 | 296.8121 | 238.0225 | 238.0225 | 238.0225 | 58.7896 | 296.8121 | 4028.0864 | 4028.0864 | 1448.4652 | 1448.4652 | 2011.5917 | 2011.5917 | 0 | 0 | 568.0295 | 568.0295 | 202593096.6847 | 1394317398.1848 | 150911754.0445 | 0 | 1747.8222 | 67.4547 | 0 | 0 | 0 | 1225.8288 | 264 | 1824 | 2767.1539 | 456 | 114 | 0.15745
1238 | 927.0974 | 1003.2 | 600 | 2400 | 0 | 100% | 99.6461 | 232.8723 | 233.1919 | 233.1919 | 1 | 232.8723 | 99.7835 | 747.6355 | 710.0756 | 710.0756 | 710.0756 | 37.5599 | 747.6355 | 150.6119 | 135.7968 | 135.7968 | 135.7968 | 14.8151 | 150.6119 | 0 | 0 | 0 | 0 | 0 | 0 | 0 | 0 | 0 | 299.7446 | 240.3462 | 240.3462 | 240.3462 | 59.3984 | 299.7446 | 4113.0618 | 4113.0618 | 1533.5838 | 1533.5838 | 2011.48 | 2011.48 | 0 | 0 | 567.998 | 567.998 | 204492727.3089 | 1394317657.4572 | 149397343.3903 | 0 | 1748.2077 | 68.0438 | 0 | 0 | 0 | 1297.9364 | 264 | 1824 | 2767.1539 | 456 | 114 | 0.1559
1239 | 978.6028 | 1003.2 | 600 | 2400 | 0 | 100% | 99.6918 | 237.6302 | 237.9581 | 237.9581 | 1 | 237.6302 | 99.8049 | 782.3162 | 743.012 | 743.012 | 743.012 | 39.3042 | 782.3162 | 150.6046 | 135.7896 | 135.7896 | 135.7896 | 14.8151 | 150.6046 | 0 | 0 | 0 | 0 | 0 | 0 | 0 | 0 | 0 | 302.4176 | 242.4613 | 242.4613 | 242.4613 | 59.9563 | 302.4176 | 4198.0376 | 4198.0376 | 1618.6968 | 1618.6968 | 2011.373 | 2011.373 | 0 | 0 | 567.9678 | 567.9678 | 206216108.6078 | 1394317916.7297 | 148048010.2254 | 0 | 1748.582 | 68.6116 | 0 | 0 | 0 | 1370.044 | 264 | 1824 | 2767.1539 | 456 | 114 | 0.15451
1240 | 1030.1083 | 1003.2 | 600 | 2400 | 0 | 100% | 99.726 | 242.3925 | 242.718 | 242.718 | 1 | 242.3925 | 99.815 | 817.0509 | 775.9996 | 775.9996 | 775.9996 | 41.0513 | 817.0509 | 150.5977 | 135.7826 | 135.7826 | 135.7826 | 14.815 | 150.5977 | 0 | 0 | 0 | 0 | 0 | 0 | 0 | 0 | 0 | 304.8964 | 244.4207 | 244.4207 | 244.4207 | 60.4757 | 304.8964 | 4283.0137 | 4283.0137 | 1703.8045 | 1703.8045 | 2011.2704 | 2011.2704 | 0 | 0 | 567.9388 | 567.9388 | 207762442.833 | 1394318103.794 | 146678116.884 | 0 | 1748.7587 | 69.1631 | 0 | 0 | 0 | 1442.1516 | 264 | 1824 | 2767.1539 | 456 | 114 | 0.1531
1241 | 206.0217 | 22.8 | 800 | 3200 | 0 | 100% | 6.9292 | 216.5415 | 299.4815 | 299.4815 | 1 | 216.5415 | 27.1365 | 91.0736 | 86.5332 | 86.5332 | 86.5332 | 4.5404 | 91.0736 | 57.0904 | 51.5154 | 51.5154 | 51.5154 | 5.5749 | 57.0904 | 0 | 0 | 0 | 0 | 0 | 0 | 0 | 0 | 0 | 15108.6437 | 12171.4053 | 12171.4053 | 12171.4053 | 2937.2384 | 15108.6437 | 1153.0016 | 1153.0016 | 343.5641 | 343.5641 | 46.0867 | 46.0867 | 0 | 0 | 763.3507 | 763.3507 | 384430313.9915 | 84212608.3755 | 6788414.6923 | 0 | 475.4313 | 0.22398 | 0 | 0 | 0 | 288.4303 | 6 | 2432 | 3689.5386 | 608 | 152 | 0.0052292
1242 | 257.5271 | 22.8 | 800 | 3200 | 0 | 100% | 15.7192 | 196.355 | 216.0373 | 216.0373 | 1 | 196.355 | 32.5632 | 97.937 | 93.0504 | 93.0504 | 93.0504 | 4.8866 | 97.937 | 57.0433 | 51.4685 | 51.4685 | 51.4685 | 5.5747 | 57.0433 | 0 | 0 | 0 | 0 | 0 | 0 | 0 | 0 | 0 | 1718.3916 | 1385.8463 | 1385.8463 | 1385.8463 | 332.5453 | 1718.3916 | 1237.8045 | 1237.8045 | 429.0779 | 429.0779 | 46.0462 | 46.0462 | 0 | 0 | 762.6803 | 762.6803 | 442587055.6385 | 84215037.1991 | 43704306.2413 | 0 | 570.5064 | 0.14536 | 0 | 0 | 0 | 360.5379 | 6 | 2432 | 3689.5386 | 608 | 152 | 0.033666
1243 | 309.0325 | 22.8 | 800 | 3200 | 0 | 100% | 22.8881 | 182.4629 | 191.6315 | 191.6315 | 1 | 182.4629 | 37.9246 | 106.8638 | 101.528 | 101.528 | 101.528 | 5.3358 | 106.8638 | 57.0042 | 51.4295 | 51.4295 | 51.4295 | 5.5747 | 57.0042 | 0 | 0 | 0 | 0 | 0 | 0 | 0 | 0 | 0 | 739.9595 | 597.7171 | 597.7171 | 597.7171 | 142.2424 | 739.9595 | 1322.6352 | 1322.6352 | 514.5104 | 514.5104 | 46.012 | 46.012 | 0 | 0 | 762.1128 | 762.1128 | 484626411.3872 | 84215986.0495 | 95596900.9335 | 0 | 664.4393 | 0.08157 | 0 | 0 | 0 | 432.6455 | 6 | 2432 | 3689.5386 | 608 | 152 | 0.073639
1244 | 360.5379 | 22.8 | 800 | 3200 | 0 | 100% | 29.3607 | 172.0281 | 177.2121 | 177.2121 | 1 | 172.0281 | 43.2407 | 116.7965 | 110.9613 | 110.9613 | 110.9613 | 5.8353 | 116.7965 | 56.971 | 51.3964 | 51.3964 | 51.3964 | 5.5746 | 56.971 | 0 | 0 | 0 | 0 | 0 | 0 | 0 | 0 | 0 | 438.5498 | 354.6586 | 354.6586 | 354.6586 | 83.8912 | 438.5498 | 1407.4877 | 1407.4877 | 599.8789 | 599.8789 | 45.9826 | 45.9826 | 0 | 0 | 761.6262 | 761.6262 | 515452009.3858 | 84216491.519 | 157909248.712 | 0 | 757.5777 | 0.042086 | 0 | 0 | 0 | 504.753 | 6 | 2432 | 3689.5386 | 608 | 152 | 0.12164
1245 | 412.0433 | 22.8 | 800 | 3200 | 0 | 100% | 35.7763 | 163.9743 | 166.9215 | 166.9215 | 1 | 163.9743 | 48.5249 | 127.1815 | 120.8241 | 120.8241 | 120.8241 | 6.3575 | 127.1815 | 56.9423 | 51.3677 | 51.3677 | 51.3677 | 5.5746 | 56.9423 | 0 | 0 | 0 | 0 | 0 | 0 | 0 | 0 | 0 | 302.8202 | 245.1734 | 245.1734 | 245.1734 | 57.6468 | 302.8202 | 1492.3577 | 1492.3577 | 685.1962 | 685.1962 | 45.9571 | 45.9571 | 0 | 0 | 761.2044 | 761.2044 | 539904685.8634 | 84216749.8759 | 226034953.8523 | 0 | 850.1564 | 0.026479 | 0 | 0 | 0 | 576.8606 | 6 | 2432 | 3689.5386 | 608 | 152 | 0.17412
1246 | 463.5487 | 22.8 | 800 | 3200 | 0 | 100% | 41.6781 | 157.912 | 159.392 | 159.392 | 1 | 157.912 | 53.5629 | 137.6275 | 130.7447 | 130.7447 | 130.7447 | 6.8828 | 137.6275 | 56.9174 | 51.3428 | 51.3428 | 51.3428 | 5.5746 | 56.9174 | 0 | 0 | 0 | 0 | 0 | 0 | 0 | 0 | 0 | 230.358 | 186.7345 | 186.7345 | 186.7345 | 43.6234 | 230.358 | 1577.242 | 1577.242 | 770.4719 | 770.4719 | 45.9349 | 45.9349 | 0 | 0 | 760.8353 | 760.8353 | 560650580.9642 | 84216790.7488 | 293553989.6284 | 0 | 938.4214 | 0.4626 | 0 | 0 | 0 | 648.9682 | 6 | 2432 | 3689.5386 | 608 | 152 | 0.22613
1247 | 515.0541 | 22.8 | 800 | 3200 | 0 | 100% | 47.1461 | 154.8846 | 155.6028 | 155.6028 | 1 | 154.8846 | 57.9515 | 147.9552 | 140.5529 | 140.5529 | 140.5529 | 7.4023 | 147.9552 | 56.8954 | 51.3208 | 51.3208 | 51.3208 | 5.5746 | 56.8954 | 0 | 0 | 0 | 0 | 0 | 0 | 0 | 0 | 0 | 191.7754 | 155.8698 | 155.8698 | 155.8698 | 35.9055 | 191.7754 | 1662.138 | 1662.138 | 855.7133 | 855.7133 | 45.9152 | 45.9152 | 0 | 0 | 760.5095 | 760.5095 | 578892753.4833 | 84216790.7488 | 352200268.9706 | 0 | 1015.3098 | 1.9994 | 0 | 0 | 0 | 721.0758 | 6 | 2432 | 3689.5386 | 608 | 152 | 0.2713
1248 | 566.5595 | 22.8 | 800 | 3200 | 0 | 100% | 51.9292 | 153.0625 | 153.3399 | 153.3399 | 1 | 153.0625 | 61.8013 | 158.2221 | 150.3032 | 150.3032 | 150.3032 | 7.9188 | 158.2221 | 56.8758 | 51.3012 | 51.3012 | 51.3012 | 5.5746 | 56.8758 | 0 | 0 | 0 | 0 | 0 | 0 | 0 | 0 | 0 | 166.2719 | 135.2145 | 135.2145 | 135.2145 | 31.0574 | 166.2719 | 1747.0437 | 1747.0437 | 940.9261 | 940.9261 | 45.8977 | 45.8977 | 0 | 0 | 760.2198 | 760.2198 | 594945085.2123 | 84216790.7488 | 403597467.1792 | 0 | 1082.7593 | 4.1758 | 0 | 0 | 0 | 793.1834 | 6 | 2432 | 3689.5386 | 608 | 152 | 0.3109
1249 | 618.065 | 22.8 | 800 | 3200 | 0 | 100% | 55.6393 | 152.7886 | 152.81 | 152.81 | 1 | 152.7886 | 65.0463 | 168.3906 | 159.9601 | 159.9601 | 159.9601 | 8.4305 | 168.3906 | 56.8583 | 51.2837 | 51.2837 | 51.2837 | 5.5746 | 56.8583 | 0 | 0 | 0 | 0 | 0 | 0 | 0 | 0 | 0 | 149.64 | 121.7296 | 121.7296 | 121.7296 | 27.9103 | 149.64 | 1831.9576 | 1831.9576 | 1026.1149 | 1026.1149 | 45.882 | 45.882 | 0 | 0 | 759.9607 | 759.9607 | 609388893.061 | 84216790.7488 | 446005098.1364 | 0 | 1139.6108 | 6.9609 | 0 | 0 | 0 | 865.2909 | 6 | 2432 | 3689.5386 | 608 | 152 | 0.34356
1250 | 669.5704 | 22.8 | 800 | 3200 | 0 | 100% | 59.1781 | 153.4046 | 153.2567 | 153.2567 | 1 | 153.4046 | 68.0089 | 178.4755 | 169.5376 | 169.5376 | 169.5376 | 8.938 | 178.4755 | 56.8426 | 51.268 | 51.268 | 51.268 | 5.5746 | 56.8426 | 0 | 0 | 0 | 0 | 0 | 0 | 0 | 0 | 0 | 137.6228 | 112.0324 | 112.0324 | 112.0324 | 25.5904 | 137.6228 | 1916.8786 | 1916.8786 | 1111.2832 | 1111.2832 | 45.868 | 45.868 | 0 | 0 | 759.7274 | 759.7274 | 622506739.0806 | 84216790.7488 | 484792385.496 | 0 | 1191.5159 | 9.7493 | 0 | 0 | 0 | 937.3985 | 6 | 2432 | 3689.5386 | 608 | 152 | 0.37344
1251 | 721.0758 | 22.8 | 800 | 3200 | 0 | 100% | 62.2374 | 154.5072 | 154.2231 | 154.2231 | 1 | 154.5072 | 70.6978 | 188.4831 | 179.0415 | 179.0415 | 179.0415 | 9.4416 | 188.4831 | 56.8283 | 51.2537 | 51.2537 | 51.2537 | 5.5746 | 56.8283 | 0 | 0 | 0 | 0 | 0 | 0 | 0 | 0 | 0 | 128.2005 | 104.3924 | 104.3924 | 104.3924 | 23.8081 | 128.2005 | 2001.8055 | 2001.8055 | 1196.434 | 1196.434 | 45.8552 | 45.8552 | 0 | 0 | 759.5163 | 759.5163 | 634395074.4555 | 84216790.7488 | 520013608.7369 | 0 | 1238.6255 | 12.5305 | 0 | 0 | 0 | 1009.5061 | 6 | 2432 | 3689.5386 | 608 | 152 | 0.40057
1252 | 772.5812 | 22.8 | 800 | 3200 | 0 | 100% | 65.5365 | 156.1232 | 155.744 | 155.744 | 1 | 156.1232 | 73.0894 | 198.4689 | 188.5247 | 188.5247 | 188.5247 | 9.9442 | 198.4689 | 56.8154 | 51.2408 | 51.2408 | 51.2408 | 5.5746 | 56.8154 | 0 | 0 | 0 | 0 | 0 | 0 | 0 | 0 | 0 | 120.8655 | 98.4746 | 98.4746 | 98.4746 | 22.391 | 120.8655 | 2086.7376 | 2086.7376 | 1281.5697 | 1281.5697 | 45.8436 | 45.8436 | 0 | 0 | 759.3243 | 759.3243 | 645035079.9856 | 84216790.7488 | 551273818.4476 | 0 | 1280.5257 | 15.3256 | 0 | 0 | 0 | 1081.6137 | 6 | 2432 | 3689.5386 | 608 | 152 | 0.42465
1253 | 824.0866 | 22.8 | 800 | 3200 | 0 | 100% | 68.1393 | 158.1353 | 157.7002 | 157.7002 | 1 | 158.1353 | 75.1846 | 208.4652 | 198.0178 | 198.0178 | 198.0178 | 10.4474 | 208.4652 | 56.8036 | 51.229 | 51.229 | 51.229 | 5.5746 | 56.8036 | 0 | 0 | 0 | 0 | 0 | 0 | 0 | 0 | 0 | 114.9281 | 93.6558 | 93.6558 | 93.6558 | 21.2723 | 114.9281 | 2171.6742 | 2171.6742 | 1366.6921 | 1366.6921 | 45.833 | 45.833 | 0 | 0 | 759.1491 | 759.1491 | 654670449.0757 | 84216790.7488 | 578347483.2874 | 0 | 1317.2347 | 18.1315 | 0 | 0 | 0 | 1153.7213 | 6 | 2432 | 3689.5386 | 608 | 152 | 0.44562
1254 | 875.592 | 22.8 | 800 | 3200 | 0 | 100% | 70.5137 | 160.4425 | 159.9399 | 159.9399 | 1 | 160.4425 | 77.1366 | 218.4393 | 207.4899 | 207.4899 | 207.4899 | 10.9495 | 218.4393 | 56.7927 | 51.2181 | 51.2181 | 51.2181 | 5.5746 | 56.7927 | 0 | 0 | 0 | 0 | 0 | 0 | 0 | 0 | 0 | 110.0341 | 89.6841 | 89.6841 | 89.6841 | 20.35 | 110.0341 | 2256.6148 | 2256.6148 | 1451.803 | 1451.803 | 45.8233 | 45.8233 | 0 | 0 | 758.9884 | 758.9884 | 663512104.6022 | 84216790.7488 | 603704441.891 | 0 | 1351.4333 | 20.7743 | 0 | 0 | 0 | 1225.8288 | 6 | 2432 | 3689.5386 | 608 | 152 | 0.46528
1255 | 927.0974 | 22.8 | 800 | 3200 | 0 | 100% | 72.968 | 162.9014 | 162.328 | 162.328 | 1 | 162.9014 | 78.9661 | 228.3965 | 216.9458 | 216.9458 | 216.9458 | 11.4507 | 228.3965 | 56.7827 | 51.2081 | 51.2081 | 51.2081 | 5.5746 | 56.7827 | 0 | 0 | 0 | 0 | 0 | 0 | 0 | 0 | 0 | 105.8026 | 86.2479 | 86.2479 | 86.2479 | 19.5547 | 105.8026 | 2341.5588 | 2341.5588 | 1536.9038 | 1536.9038 | 45.8144 | 45.8144 | 0 | 0 | 758.8406 | 758.8406 | 671570083.6543 | 84216790.7488 | 627698859.2089 | 0 | 1383.4857 | 23.2564 | 0 | 0 | 0 | 1297.9364 | 6 | 2432 | 3689.5386 | 608 | 152 | 0.48391
1256 | 978.6028 | 22.8 | 800 | 3200 | 0 | 100% | 74.9087 | 165.5195 | 164.9189 | 164.9189 | 1 | 165.5195 | 80.6135 | 238.3553 | 226.4032 | 226.4032 | 226.4032 | 11.952 | 238.3553 | 56.7735 | 51.1989 | 51.1989 | 51.1989 | 5.5746 | 56.7735 | 0 | 0 | 0 | 0 | 0 | 0 | 0 | 0 | 0 | 102.1447 | 83.2768 | 83.2768 | 83.2768 | 18.8679 | 102.1447 | 2426.5059 | 2426.5059 | 1621.9956 | 1621.9956 | 45.8062 | 45.8062 | 0 | 0 | 758.7041 | 758.7041 | 678949541.4873 | 84216790.7488 | 649181981.6024 | 0 | 1412.3483 | 25.6643 | 0 | 0 | 0 | 1370.044 | 6 | 2432 | 3689.5386 | 608 | 152 | 0.50061
1257 | 1030.1083 | 22.8 | 800 | 3200 | 0 | 100% | 76.9635 | 168.3565 | 167.7718 | 167.7718 | 1 | 168.3565 | 82.0598 | 248.3048 | 235.8519 | 235.8519 | 235.8519 | 12.4529 | 248.3048 | 56.765 | 51.1904 | 51.1904 | 51.1904 | 5.5746 | 56.765 | 0 | 0 | 0 | 0 | 0 | 0 | 0 | 0 | 0 | 99.0605 | 80.7695 | 80.7695 | 80.7695 | 18.291 | 99.0605 | 2511.4557 | 2511.4557 | 1707.0794 | 1707.0794 | 45.7986 | 45.7986 | 0 | 0 | 758.5777 | 758.5777 | 685770404.9977 | 84216790.7488 | 667700580.5077 | 0 | 1437.6878 | 28.0253 | 0 | 0 | 0 | 1442.1516 | 6 | 2432 | 3689.5386 | 608 | 152 | 0.51502
1258 | 154.5162 | 53.2 | 800 | 3200 | 0 | 100% | 0.31963 | 203.9322 | 76.7685 | 76.7685 | 1 | 203.9322 | 27.9922 | 89.982 | 85.4973 | 85.4973 | 85.4973 | 4.4847 | 89.982 | 57.1472 | 51.5681 | 51.5681 | 51.5681 | 5.5791 | 57.1472 | 0 | 0 | 0 | 0 | 0 | 0 | 0 | 0 | 0 | 0 | 0 | 0 | 0 | 0 | 0 | 1128.8753 | 1128.8753 | 257.7452 | 257.7452 | 107.5658 | 107.5658 | 0 | 0 | 763.5644 | 763.5644 | 293748175.0093 | 196284014.1691 | 391941.976 | 0 | 490.4241 | 0.1163 | 0 | 0 | 0 | 216.3227 | 14 | 2432 | 3689.5386 | 608 | 152 | 0.00030192
1259 | 206.0217 | 53.2 | 800 | 3200 | 0 | 100% | 9.5548 | 185.5538 | 227.1264 | 227.1264 | 1 | 185.5538 | 33.5303 | 92.2129 | 87.613 | 87.613 | 87.613 | 4.6 | 92.2129 | 57.0826 | 51.5052 | 51.5052 | 51.5052 | 5.5774 | 57.0826 | 0 | 0 | 0 | 0 | 0 | 0 | 0 | 0 | 0 | 6975.6493 | 5621.7259 | 5621.7259 | 5621.7259 | 1353.9234 | 6975.6493 | 1213.6689 | 1213.6689 | 343.343 | 343.343 | 107.4665 | 107.4665 | 0 | 0 | 762.8595 | 762.8595 | 378568715.4793 | 196366509.3655 | 12516065.6358 | 0 | 587.4513 | 0.125 | 0 | 0 | 0 | 288.4303 | 14 | 2432 | 3689.5386 | 608 | 152 | 0.0096413
1260 | 257.5271 | 53.2 | 800 | 3200 | 0 | 100% | 18.0594 | 173.352 | 187.6328 | 187.6328 | 1 | 173.352 | 38.9383 | 100.2482 | 95.2437 | 95.2437 | 95.2437 | 5.0045 | 100.2482 | 57.0321 | 51.4557 | 51.4557 | 51.4557 | 5.5764 | 57.0321 | 0 | 0 | 0 | 0 | 0 | 0 | 0 | 0 | 0 | 1356.0061 | 1094.6477 | 1094.6477 | 1094.6477 | 261.3584 | 1356.0061 | 1298.4924 | 1298.4924 | 428.8444 | 428.8444 | 107.3828 | 107.3828 | 0 | 0 | 762.2652 | 762.2652 | 431540410.0163 | 196425749.8954 | 54232128.5613 | 0 | 682.1983 | 0.080438 | 0 | 0 | 0 | 360.5379 | 14 | 2432 | 3689.5386 | 608 | 152 | 0.041776
1261 | 309.0325 | 53.2 | 800 | 3200 | 0 | 100% | 25.5251 | 164.2404 | 171.5204 | 171.5204 | 1 | 164.2404 | 44.2836 | 110.187 | 104.6829 | 104.6829 | 104.6829 | 5.5041 | 110.187 | 56.9912 | 51.4155 | 51.4155 | 51.4155 | 5.5757 | 56.9912 | 0 | 0 | 0 | 0 | 0 | 0 | 0 | 0 | 0 | 636.9945 | 514.9036 | 514.9036 | 514.9036 | 122.091 | 636.9945 | 1383.3392 | 1383.3392 | 514.2705 | 514.2705 | 107.3112 | 107.3112 | 0 | 0 | 761.7575 | 761.7575 | 469211912.7437 | 196469121.3072 | 110166790.8077 | 0 | 775.8478 | 0.043016 | 0 | 0 | 0 | 432.6455 | 14 | 2432 | 3689.5386 | 608 | 152 | 0.084863
1262 | 360.5379 | 53.2 | 800 | 3200 | 0 | 100% | 32.2717 | 157.1808 | 161.4448 | 161.4448 | 1 | 157.1808 | 49.5879 | 120.9142 | 114.8709 | 114.8709 | 114.8709 | 6.0433 | 120.9142 | 56.9579 | 51.3825 | 51.3825 | 51.3825 | 5.5754 | 56.9579 | 0 | 0 | 0 | 0 | 0 | 0 | 0 | 0 | 0 | 394.117 | 318.9725 | 318.9725 | 318.9725 | 75.1445 | 394.117 | 1468.2046 | 1468.2046 | 599.6366 | 599.6366 | 107.2494 | 107.2494 | 0 | 0 | 761.3186 | 761.3186 | 497415958.7997 | 196481167.2291 | 174882252.7759 | 0 | 868.7794 | 0.025995 | 0 | 0 | 0 | 504.753 | 14 | 2432 | 3689.5386 | 608 | 152 | 0.13471
1263 | 412.0433 | 53.2 | 800 | 3200 | 0 | 100% | 39.0982 | 151.5517 | 154.0924 | 154.0924 | 1 | 151.5517 | 54.8598 | 131.9087 | 125.3127 | 125.3127 | 125.3127 | 6.596 | 131.9087 | 56.9295 | 51.3544 | 51.3544 | 51.3544 | 5.5751 | 56.9295 | 0 | 0 | 0 | 0 | 0 | 0 | 0 | 0 | 0 | 279.412 | 226.4078 | 226.4078 | 226.4078 | 53.0042 | 279.412 | 1553.0851 | 1553.0851 | 684.9542 | 684.9542 | 107.1954 | 107.1954 | 0 | 0 | 760.9355 | 760.9355 | 520223566.5622 | 196489297.2521 | 244430803.914 | 0 | 961.1437 | 0.017857 | 0 | 0 | 0 | 576.8606 | 14 | 2432 | 3689.5386 | 608 | 152 | 0.18829
1264 | 463.5487 | 53.2 | 800 | 3200 | 0 | 100% | 45.0228 | 147.9238 | 149.2453 | 149.2453 | 1 | 147.9238 | 59.5116 | 142.8736 | 135.7263 | 135.7263 | 135.7263 | 7.1473 | 142.8736 | 56.905 | 51.33 | 51.33 | 51.33 | 5.575 | 56.905 | 0 | 0 | 0 | 0 | 0 | 0 | 0 | 0 | 0 | 219.683 | 178.2047 | 178.2047 | 178.2047 | 41.4782 | 219.683 | 1637.978 | 1637.978 | 770.2318 | 770.2318 | 107.1479 | 107.1479 | 0 | 0 | 760.5982 | 760.5982 | 539729485.761 | 196494882.4442 | 306417994.9458 | 0 | 1042.6424 | 1.0951 | 0 | 0 | 0 | 648.9682 | 14 | 2432 | 3689.5386 | 608 | 152 | 0.23604
1265 | 515.0541 | 53.2 | 800 | 3200 | 0 | 100% | 50.9361 | 146.491 | 147.2465 | 147.2465 | 1 | 146.491 | 63.6734 | 153.7538 | 146.0594 | 146.0594 | 146.0594 | 7.6944 | 153.7538 | 56.8836 | 51.3088 | 51.3088 | 51.3088 | 5.5748 | 56.8836 | 0 | 0 | 0 | 0 | 0 | 0 | 0 | 0 | 0 | 186.2541 | 151.4786 | 151.4786 | 151.4786 | 34.7755 | 186.2541 | 1722.8811 | 1722.8811 | 855.4764 | 855.4764 | 107.1058 | 107.1058 | 0 | 0 | 760.2989 | 760.2989 | 556738285.2379 | 196498507.9384 | 362320700.5448 | 0 | 1115.5575 | 2.7976 | 0 | 0 | 0 | 721.0758 | 14 | 2432 | 3689.5386 | 608 | 152 | 0.2791
1266 | 566.5595 | 53.2 | 800 | 3200 | 0 | 100% | 55.2055 | 146.0338 | 146.4049 | 146.4049 | 1 | 146.0338 | 67.1248 | 164.5434 | 156.3062 | 156.3062 | 156.3062 | 8.2371 | 164.5434 | 56.8648 | 51.2901 | 51.2901 | 51.2901 | 5.5748 | 56.8648 | 0 | 0 | 0 | 0 | 0 | 0 | 0 | 0 | 0 | 164.1207 | 133.5374 | 133.5374 | 133.5374 | 30.5833 | 164.1207 | 1807.7929 | 1807.7929 | 940.6931 | 940.6931 | 107.0681 | 107.0681 | 0 | 0 | 760.0316 | 760.0316 | 571771852.8139 | 196500734.6195 | 407753384.2201 | 0 | 1176.026 | 5.3265 | 0 | 0 | 0 | 793.1834 | 14 | 2432 | 3689.5386 | 608 | 152 | 0.3141
1267 | 618.065 | 53.2 | 800 | 3200 | 0 | 100% | 59.0525 | 146.6453 | 146.8023 | 146.8023 | 1 | 146.6453 | 70.1535 | 175.2578 | 166.4817 | 166.4817 | 166.4817 | 8.7761 | 175.2578 | 56.8481 | 51.2734 | 51.2734 | 51.2734 | 5.5747 | 56.8481 | 0 | 0 | 0 | 0 | 0 | 0 | 0 | 0 | 0 | 149.0907 | 121.3419 | 121.3419 | 121.3419 | 27.7488 | 149.0907 | 1892.7119 | 1892.7119 | 1025.8863 | 1025.8863 | 107.0343 | 107.0343 | 0 | 0 | 759.7913 | 759.7913 | 585207670.96 | 196502166.7938 | 447378721.6132 | 0 | 1229.0886 | 8.0989 | 0 | 0 | 0 | 865.2909 | 14 | 2432 | 3689.5386 | 608 | 152 | 0.34462
1268 | 669.5704 | 53.2 | 800 | 3200 | 0 | 100% | 62.6256 | 147.8146 | 147.8183 | 147.8183 | 1 | 147.8146 | 72.8896 | 185.9067 | 176.5948 | 176.5948 | 176.5948 | 9.3119 | 185.9067 | 56.8332 | 51.2585 | 51.2585 | 51.2585 | 5.5747 | 56.8332 | 0 | 0 | 0 | 0 | 0 | 0 | 0 | 0 | 0 | 137.7389 | 112.1329 | 112.1329 | 112.1329 | 25.606 | 137.7389 | 1977.6372 | 1977.6372 | 1111.0593 | 1111.0593 | 107.0037 | 107.0037 | 0 | 0 | 759.5743 | 759.5743 | 597284307.6306 | 196503203.2941 | 483238391.0699 | 0 | 1277.0259 | 10.8918 | 0 | 0 | 0 | 937.3985 | 14 | 2432 | 3689.5386 | 608 | 152 | 0.37224
1269 | 721.0758 | 53.2 | 800 | 3200 | 0 | 100% | 65.8219 | 149.515 | 149.4017 | 149.4017 | 1 | 149.515 | 75.3708 | 196.4917 | 186.6472 | 186.6472 | 186.6472 | 9.8445 | 196.4917 | 56.8196 | 51.2449 | 51.2449 | 51.2449 | 5.5747 | 56.8196 | 0 | 0 | 0 | 0 | 0 | 0 | 0 | 0 | 0 | 129.148 | 105.2175 | 105.2175 | 105.2175 | 23.9305 | 129.148 | 2062.5679 | 2062.5679 | 1196.2149 | 1196.2149 | 106.9759 | 106.9759 | 0 | 0 | 759.3771 | 759.3771 | 608190391.5082 | 196504092.3562 | 515802397.1956 | 0 | 1320.4969 | 13.6489 | 0 | 0 | 0 | 1009.5061 | 14 | 2432 | 3689.5386 | 608 | 152 | 0.39733
1270 | 772.5812 | 53.2 | 800 | 3200 | 0 | 100% | 68.8128 | 151.6551 | 151.4693 | 151.4693 | 1 | 151.6551 | 77.4859 | 207.0635 | 196.687 | 196.687 | 196.687 | 10.3765 | 207.0635 | 56.8072 | 51.2326 | 51.2326 | 51.2326 | 5.5746 | 56.8072 | 0 | 0 | 0 | 0 | 0 | 0 | 0 | 0 | 0 | 122.4619 | 99.8218 | 99.8218 | 99.8218 | 22.6401 | 122.4619 | 2147.5033 | 2147.5033 | 1281.3554 | 1281.3554 | 106.9506 | 106.9506 | 0 | 0 | 759.1974 | 759.1974 | 617961206.6005 | 196504669.8295 | 543086946.0633 | 0 | 1357.5528 | 16.5025 | 0 | 0 | 0 | 1081.6137 | 14 | 2432 | 3689.5386 | 608 | 152 | 0.4184
1271 | 824.0866 | 53.2 | 800 | 3200 | 0 | 100% | 71.3813 | 154.0713 | 153.8155 | 153.8155 | 1 | 154.0713 | 79.4207 | 217.6189 | 206.7111 | 206.7111 | 206.7111 | 10.9077 | 217.6189 | 56.796 | 51.2214 | 51.2214 | 51.2214 | 5.5746 | 56.796 | 0 | 0 | 0 | 0 | 0 | 0 | 0 | 0 | 0 | 116.9685 | 95.3606 | 95.3606 | 95.3606 | 21.6078 | 116.9685 | 2232.4428 | 2232.4428 | 1366.4827 | 1366.4827 | 106.9274 | 106.9274 | 0 | 0 | 759.0327 | 759.0327 | 626872762.128 | 196505094.8895 | 568072853.343 | 0 | 1391.4507 | 19.2312 | 0 | 0 | 0 | 1153.7213 | 14 | 2432 | 3689.5386 | 608 | 152 | 0.43776
1272 | 875.592 | 53.2 | 800 | 3200 | 0 | 100% | 73.8242 | 156.6292 | 156.3016 | 156.3016 | 1 | 156.6292 | 81.2355 | 228.1626 | 216.7242 | 216.7242 | 216.7242 | 11.4384 | 228.1626 | 56.7857 | 51.2111 | 51.2111 | 51.2111 | 5.5746 | 56.7857 | 0 | 0 | 0 | 0 | 0 | 0 | 0 | 0 | 0 | 112.2476 | 91.5259 | 91.5259 | 91.5259 | 20.7217 | 112.2476 | 2317.3859 | 2317.3859 | 1451.5984 | 1451.5984 | 106.9061 | 106.9061 | 0 | 0 | 758.8814 | 758.8814 | 634932923.6095 | 196505425.1595 | 591807561.3505 | 0 | 1423.2459 | 21.7871 | 0 | 0 | 0 | 1225.8288 | 14 | 2432 | 3689.5386 | 608 | 152 | 0.45619
1273 | 927.0974 | 53.2 | 800 | 3200 | 0 | 100% | 76.1301 | 159.3466 | 158.9739 | 158.9739 | 1 | 159.3466 | 82.8746 | 238.6935 | 226.7251 | 226.7251 | 226.7251 | 11.9684 | 238.6935 | 56.7762 | 51.2016 | 51.2016 | 51.2016 | 5.5746 | 56.7762 | 0 | 0 | 0 | 0 | 0 | 0 | 0 | 0 | 0 | 108.2104 | 88.2432 | 88.2432 | 88.2432 | 19.9672 | 108.2104 | 2402.3321 | 2402.3321 | 1536.7039 | 1536.7039 | 106.8864 | 106.8864 | 0 | 0 | 758.7418 | 758.7418 | 642334639.103 | 196505655.2673 | 613123450.2899 | 0 | 1451.9637 | 24.2543 | 0 | 0 | 0 | 1297.9364 | 14 | 2432 | 3689.5386 | 608 | 152 | 0.47276
1274 | 978.6028 | 53.2 | 800 | 3200 | 0 | 100% | 78.0936 | 162.3309 | 161.9923 | 161.9923 | 1 | 162.3309 | 84.2123 | 249.2111 | 236.7133 | 236.7133 | 236.7133 | 12.4978 | 249.2111 | 56.7674 | 51.1928 | 51.1928 | 51.1928 | 5.5746 | 56.7674 | 0 | 0 | 0 | 0 | 0 | 0 | 0 | 0 | 0 | 104.9232 | 85.5685 | 85.5685 | 85.5685 | 19.3547 | 104.9232 | 2487.2812 | 2487.2812 | 1621.8002 | 1621.8002 | 106.8682 | 106.8682 | 0 | 0 | 758.6127 | 758.6127 | 649136970.2222 | 196505782.7523 | 629756258.6054 | 0 | 1475.399 | 26.765 | 0 | 0 | 0 | 1370.044 | 14 | 2432 | 3689.5386 | 608 | 152 | 0.48573
1275 | 1030.1083 | 53.2 | 800 | 3200 | 0 | 100% | 79.5548 | 165.6541 | 165.346 | 165.346 | 1 | 165.6541 | 85.3493 | 259.7138 | 246.6873 | 246.6873 | 246.6873 | 13.0265 | 259.7138 | 56.7593 | 51.1847 | 51.1847 | 51.1847 | 5.5746 | 56.7593 | 0 | 0 | 0 | 0 | 0 | 0 | 0 | 0 | 0 | 102.3779 | 83.494 | 83.494 | 83.494 | 18.884 | 102.3779 | 2572.2328 | 2572.2328 | 1706.8885 | 1706.8885 | 106.8513 | 106.8513 | 0 | 0 | 758.4929 | 758.4929 | 655423901.6371 | 196505845.0805 | 643389162.7856 | 0 | 1495.3189 | 29.2213 | 0 | 0 | 0 | 1442.1516 | 14 | 2432 | 3689.5386 | 608 | 152 | 0.49638
1276 | 103.0108 | 102.6 | 800 | 3200 | 0 | 100% | 0.057078 | 176.1203 | 68.3236 | 68.3236 | 1 | 176.1203 | 32.787 | 89.7532 | 85.2791 | 85.2791 | 85.2791 | 4.474 | 89.7532 | 57.2535 | 51.6633 | 51.6633 | 51.6633 | 5.5903 | 57.2535 | 0 | 0 | 0 | 0 | 0 | 0 | 0 | 0 | 0 | 0 | 0 | 0 | 0 | 0 | 0 | 1142.6581 | 1142.6581 | 171.8023 | 171.8023 | 207.4147 | 207.4147 | 0 | 0 | 763.441 | 763.441 | 196332973.333 | 377714601.6884 | 381058.0766 | 0 | 574.4286 | 0.010584 | 0 | 0 | 0 | 144.2152 | 27 | 2432 | 3689.5386 | 608 | 152 | 0.00029353
1277 | 154.5162 | 102.6 | 800 | 3200 | 0 | 100% | 3.5388 | 163.6298 | 198.4524 | 198.4524 | 1 | 163.6298 | 38.3788 | 90.8861 | 86.3517 | 86.3517 | 86.3517 | 4.5344 | 90.8861 | 57.1516 | 51.5668 | 51.5668 | 51.5668 | 5.5848 | 57.1516 | 0 | 0 | 0 | 0 | 0 | 0 | 0 | 0 | 0 | 18674.8824 | 15046.4757 | 15046.4757 | 15046.4757 | 3628.4067 | 18674.8824 | 1227.457 | 1227.457 | 257.4723 | 257.4723 | 207.2287 | 207.2287 | 0 | 0 | 762.756 | 762.756 | 289719417.8297 | 378099050.2391 | 4578252.4027 | 0 | 672.3967 | 0.048181 | 0 | 0 | 0 | 216.3227 | 27 | 2432 | 3689.5386 | 608 | 152 | 0.0035267
1278 | 206.0217 | 102.6 | 800 | 3200 | 0 | 100% | 14.0639 | 154.9975 | 172.7853 | 172.7853 | 1 | 154.9975 | 43.8795 | 95.7507 | 90.9702 | 90.9702 | 90.9702 | 4.7805 | 95.7507 | 57.0827 | 51.5008 | 51.5008 | 51.5008 | 5.5819 | 57.0827 | 0 | 0 | 0 | 0 | 0 | 0 | 0 | 0 | 0 | 2786.9577 | 2247.9127 | 2247.9127 | 2247.9127 | 539.045 | 2786.9577 | 1312.2847 | 1312.2847 | 343.036 | 343.036 | 207.0714 | 207.0714 | 0 | 0 | 762.1773 | 762.1773 | 363012071.0167 | 378315540.5247 | 27441407.6425 | 0 | 768.769 | 0.048415 | 0 | 0 | 0 | 288.4303 | 27 | 2432 | 3689.5386 | 608 | 152 | 0.021138
1279 | 257.5271 | 102.6 | 800 | 3200 | 0 | 100% | 22.9566 | 148.9175 | 157.523 | 157.523 | 1 | 148.9175 | 49.2605 | 105.8134 | 100.5272 | 100.5272 | 100.5272 | 5.2862 | 105.8134 | 57.0305 | 51.4504 | 51.4504 | 51.4504 | 5.5801 | 57.0305 | 0 | 0 | 0 | 0 | 0 | 0 | 0 | 0 | 0 | 927.8924 | 749.9604 | 749.9604 | 749.9604 | 177.9319 | 927.8924 | 1397.1349 | 1397.1349 | 428.5162 | 428.5162 | 206.9368 | 206.9368 | 0 | 0 | 761.6818 | 761.6818 | 407837399.9228 | 378461585.6086 | 76744595.3585 | 0 | 863.0436 | 0.029876 | 0 | 0 | 0 | 360.5379 | 27 | 2432 | 3689.5386 | 608 | 152 | 0.059117
1280 | 309.0325 | 102.6 | 800 | 3200 | 0 | 100% | 30.6164 | 143.9916 | 148.9675 | 148.9675 | 1 | 143.9916 | 54.5852 | 117.2334 | 111.3735 | 111.3735 | 111.3735 | 5.8598 | 117.2334 | 56.9886 | 51.4097 | 51.4097 | 51.4097 | 5.5788 | 56.9886 | 0 | 0 | 0 | 0 | 0 | 0 | 0 | 0 | 0 | 503.8613 | 407.8017 | 407.8017 | 407.8017 | 96.0596 | 503.8613 | 1482.003 | 1482.003 | 513.9298 | 513.9298 | 206.8203 | 206.8203 | 0 | 0 | 761.2528 | 761.2528 | 440279017.0449 | 378570139.5534 | 137484413.6272 | 0 | 956.3336 | 0.021023 | 0 | 0 | 0 | 432.6455 | 27 | 2432 | 3689.5386 | 608 | 152 | 0.10591
1281 | 360.5379 | 102.6 | 800 | 3200 | 0 | 100% | 38.2306 | 140.0144 | 143.1514 | 143.1514 | 1 | 140.0144 | 59.8694 | 129.1444 | 122.6862 | 122.6862 | 122.6862 | 6.4582 | 129.1444 | 56.954 | 51.3761 | 51.3761 | 51.3761 | 5.5779 | 56.954 | 0 | 0 | 0 | 0 | 0 | 0 | 0 | 0 | 0 | 334.1006 | 270.765 | 270.765 | 270.765 | 63.3356 | 334.1006 | 1566.8856 | 1566.8856 | 599.2894 | 599.2894 | 206.7184 | 206.7184 | 0 | 0 | 760.8778 | 760.8778 | 465201339.0866 | 378654593.3466 | 205055304.3276 | 0 | 1048.9112 | 0.014895 | 0 | 0 | 0 | 504.753 | 27 | 2432 | 3689.5386 | 608 | 152 | 0.15796
1282 | 412.0433 | 102.6 | 800 | 3200 | 0 | 100% | 45.3311 | 137.4961 | 139.2878 | 139.2878 | 1 | 137.4961 | 64.5588 | 141.1806 | 134.1176 | 134.1176 | 134.1176 | 7.063 | 141.1806 | 56.9245 | 51.3473 | 51.3473 | 51.3473 | 5.5772 | 56.9245 | 0 | 0 | 0 | 0 | 0 | 0 | 0 | 0 | 0 | 252.7847 | 205.0773 | 205.0773 | 205.0773 | 47.7074 | 252.7847 | 1651.7803 | 1651.7803 | 684.6046 | 684.6046 | 206.6286 | 206.6286 | 0 | 0 | 760.5472 | 760.5472 | 485604672.9978 | 378726280.2556 | 266738968.3162 | 0 | 1131.0699 | 0.95759 | 0 | 0 | 0 | 576.8606 | 27 | 2432 | 3689.5386 | 608 | 152 | 0.20547
1283 | 463.5487 | 102.6 | 800 | 3200 | 0 | 100% | 52.1918 | 136.7638 | 137.9272 | 137.9272 | 1 | 136.7638 | 68.7921 | 153.1636 | 145.4982 | 145.4982 | 145.4982 | 7.6653 | 153.1636 | 56.8992 | 51.3225 | 51.3225 | 51.3225 | 5.5767 | 56.8992 | 0 | 0 | 0 | 0 | 0 | 0 | 0 | 0 | 0 | 209.1277 | 170.1494 | 170.1494 | 170.1494 | 38.9783 | 209.1277 | 1736.6849 | 1736.6849 | 769.8827 | 769.8827 | 206.5488 | 206.5488 | 0 | 0 | 760.2535 | 760.2535 | 503026861.2615 | 378786571.0102 | 323424813.3785 | 0 | 1205.2382 | 2.4414 | 0 | 0 | 0 | 648.9682 | 27 | 2432 | 3689.5386 | 608 | 152 | 0.24914
1284 | 515.0541 | 102.6 | 800 | 3200 | 0 | 100% | 57.2717 | 136.8192 | 137.5218 | 137.5218 | 1 | 136.8192 | 72.2596 | 165.0883 | 156.8234 | 156.8234 | 156.8234 | 8.2648 | 165.0883 | 56.8771 | 51.3009 | 51.3009 | 51.3009 | 5.5762 | 56.8771 | 0 | 0 | 0 | 0 | 0 | 0 | 0 | 0 | 0 | 181.6019 | 147.8329 | 147.8329 | 147.8329 | 33.769 | 181.6019 | 1821.5979 | 1821.5979 | 855.1297 | 855.1297 | 206.4774 | 206.4774 | 0 | 0 | 759.9908 | 759.9908 | 518009256.2579 | 378839304.4703 | 369139234.2468 | 0 | 1265.9878 | 4.8034 | 0 | 0 | 0 | 721.0758 | 27 | 2432 | 3689.5386 | 608 | 152 | 0.28435
1285 | 566.5595 | 102.6 | 800 | 3200 | 0 | 100% | 61.4041 | 137.909 | 138.3594 | 138.3594 | 1 | 137.909 | 75.1742 | 176.9869 | 168.1237 | 168.1237 | 168.1237 | 8.8631 | 176.9869 | 56.8577 | 51.2818 | 51.2818 | 51.2818 | 5.5759 | 56.8577 | 0 | 0 | 0 | 0 | 0 | 0 | 0 | 0 | 0 | 163.8222 | 133.4035 | 133.4035 | 133.4035 | 30.4187 | 163.8222 | 1906.518 | 1906.518 | 940.3503 | 940.3503 | 206.4132 | 206.4132 | 0 | 0 | 759.7546 | 759.7546 | 531069212.0396 | 378883586.1591 | 407099336.5981 | 0 | 1317.0521 | 7.5932 | 0 | 0 | 0 | 793.1834 | 27 | 2432 | 3689.5386 | 608 | 152 | 0.31359
1286 | 618.065 | 102.6 | 800 | 3200 | 0 | 100% | 65.4338 | 139.4674 | 139.7648 | 139.7648 | 1 | 139.4674 | 77.869 | 188.8069 | 179.3493 | 179.3493 | 179.3493 | 9.4576 | 188.8069 | 56.8406 | 51.265 | 51.265 | 51.265 | 5.5756 | 56.8406 | 0 | 0 | 0 | 0 | 0 | 0 | 0 | 0 | 0 | 150.6203 | 122.6876 | 122.6876 | 122.6876 | 27.9327 | 150.6203 | 1991.4443 | 1991.4443 | 1025.5482 | 1025.5482 | 206.3552 | 206.3552 | 0 | 0 | 759.5409 | 759.5409 | 542713843.8133 | 378910828.0204 | 442640014.965 | 0 | 1364.2647 | 10.3064 | 0 | 0 | 0 | 865.2909 | 27 | 2432 | 3689.5386 | 608 | 152 | 0.34097
1287 | 669.5704 | 102.6 | 800 | 3200 | 0 | 100% | 68.9269 | 141.4343 | 141.6088 | 141.6088 | 1 | 141.4343 | 80.1355 | 200.5534 | 190.505 | 190.505 | 190.505 | 10.0484 | 200.5534 | 56.8256 | 51.2501 | 51.2501 | 51.2501 | 5.5754 | 56.8256 | 0 | 0 | 0 | 0 | 0 | 0 | 0 | 0 | 0 | 140.5883 | 114.5434 | 114.5434 | 114.5434 | 26.0448 | 140.5883 | 2076.3758 | 2076.3758 | 1110.7266 | 1110.7266 | 206.3024 | 206.3024 | 0 | 0 | 759.3468 | 759.3468 | 553194897.0656 | 378923119.8174 | 471855590.9941 | 0 | 1403.9736 | 13.199 | 0 | 0 | 0 | 937.3985 | 27 | 2432 | 3689.5386 | 608 | 152 | 0.36348
1288 | 721.0758 | 102.6 | 800 | 3200 | 0 | 100% | 71.9635 | 143.9912 | 144.081 | 144.081 | 1 | 143.9912 | 82.1256 | 212.2527 | 201.6158 | 201.6158 | 201.6158 | 10.6369 | 212.2527 | 56.8121 | 51.2368 | 51.2368 | 51.2368 | 5.5753 | 56.8121 | 0 | 0 | 0 | 0 | 0 | 0 | 0 | 0 | 0 | 133.4663 | 108.8114 | 108.8114 | 108.8114 | 24.6549 | 133.4663 | 2161.3119 | 2161.3119 | 1195.888 | 1195.888 | 206.2543 | 206.2543 | 0 | 0 | 759.1696 | 759.1696 | 562529081.3267 | 378932863.6086 | 497379367.9728 | 0 | 1438.8413 | 16.0676 | 0 | 0 | 0 | 1009.5061 | 27 | 2432 | 3689.5386 | 608 | 152 | 0.38317
1289 | 772.5812 | 102.6 | 800 | 3200 | 0 | 100% | 74.9201 | 146.6297 | 146.6428 | 146.6428 | 1 | 146.6297 | 83.9835 | 223.9431 | 212.718 | 212.718 | 212.718 | 11.2251 | 223.9431 | 56.7998 | 51.2246 | 51.2246 | 51.2246 | 5.5752 | 56.7998 | 0 | 0 | 0 | 0 | 0 | 0 | 0 | 0 | 0 | 127.2947 | 103.7926 | 103.7926 | 103.7926 | 23.5021 | 127.2947 | 2246.252 | 2246.252 | 1281.0345 | 1281.0345 | 206.2102 | 206.2102 | 0 | 0 | 759.0073 | 759.0073 | 570955982.1893 | 378940773.2034 | 521493864.0042 | 0 | 1471.3906 | 18.7606 | 0 | 0 | 0 | 1081.6137 | 27 | 2432 | 3689.5386 | 608 | 152 | 0.40186
1290 | 824.0866 | 102.6 | 800 | 3200 | 0 | 100% | 77.3744 | 149.5316 | 149.499 | 149.499 | 1 | 149.5316 | 85.5873 | 235.592 | 223.7808 | 223.7808 | 223.7808 | 11.8112 | 235.592 | 56.7887 | 51.2136 | 51.2136 | 51.2136 | 5.5751 | 56.7887 | 0 | 0 | 0 | 0 | 0 | 0 | 0 | 0 | 0 | 122.4004 | 99.847 | 99.847 | 99.847 | 22.5535 | 122.4004 | 2331.1956 | 2331.1956 | 1366.168 | 1366.168 | 206.1696 | 206.1696 | 0 | 0 | 758.858 | 758.858 | 578642406.8925 | 378947208.4135 | 541899896.8002 | 0 | 1499.4895 | 21.4294 | 0 | 0 | 0 | 1153.7213 | 27 | 2432 | 3689.5386 | 608 | 152 | 0.41773
1291 | 875.592 | 102.6 | 800 | 3200 | 0 | 100% | 79.4292 | 152.599 | 152.5185 | 152.5185 | 1 | 152.599 | 87.0199 | 247.2276 | 234.8309 | 234.8309 | 234.8309 | 12.3967 | 247.2276 | 56.7785 | 51.2035 | 51.2035 | 51.2035 | 5.575 | 56.7785 | 0 | 0 | 0 | 0 | 0 | 0 | 0 | 0 | 0 | 118.2794 | 96.4903 | 96.4903 | 96.4903 | 21.7891 | 118.2794 | 2416.1423 | 2416.1423 | 1451.29 | 1451.29 | 206.1322 | 206.1322 | 0 | 0 | 758.7202 | 758.7202 | 585556639.2875 | 378952793.5657 | 560078805.6744 | 0 | 1524.5882 | 23.996 | 0 | 0 | 0 | 1225.8288 | 27 | 2432 | 3689.5386 | 608 | 152 | 0.43189
1292 | 927.0974 | 102.6 | 800 | 3200 | 0 | 100% | 81.0731 | 155.8699 | 155.7736 | 155.7736 | 1 | 155.8699 | 88.231 | 258.869 | 245.8865 | 245.8865 | 245.8865 | 12.9825 | 258.869 | 56.7692 | 51.1943 | 51.1943 | 51.1943 | 5.5749 | 56.7692 | 0 | 0 | 0 | 0 | 0 | 0 | 0 | 0 | 0 | 114.9025 | 93.7363 | 93.7363 | 93.7363 | 21.1662 | 114.9025 | 2501.0918 | 2501.0918 | 1536.4017 | 1536.4017 | 206.0975 | 206.0975 | 0 | 0 | 758.5926 | 758.5926 | 591865861.684 | 378957183.5156 | 574984789.0984 | 0 | 1545.8078 | 26.5249 | 0 | 0 | 0 | 1297.9364 | 27 | 2432 | 3689.5386 | 608 | 152 | 0.44352
1293 | 978.6028 | 102.6 | 800 | 3200 | 0 | 100% | 82.7169 | 159.3263 | 159.2125 | 159.2125 | 1 | 159.3263 | 89.3153 | 270.4937 | 256.9263 | 256.9263 | 256.9263 | 13.5675 | 270.4937 | 56.7606 | 51.1858 | 51.1858 | 51.1858 | 5.5749 | 56.7606 | 0 | 0 | 0 | 0 | 0 | 0 | 0 | 0 | 0 | 112.1434 | 91.4865 | 91.4865 | 91.4865 | 20.6569 | 112.1434 | 2586.0438 | 2586.0438 | 1621.5042 | 1621.5042 | 206.0654 | 206.0654 | 0 | 0 | 758.4742 | 758.4742 | 597673484.9314 | 378960573.6029 | 588170682.6878 | 0 | 1564.8047 | 28.9371 | 0 | 0 | 0 | 1370.044 | 27 | 2432 | 3689.5386 | 608 | 152 | 0.45383
1294 | 1030.1083 | 102.6 | 800 | 3200 | 0 | 100% | 84.4064 | 162.8836 | 162.7381 | 162.7381 | 1 | 162.8836 | 90.3255 | 282.1121 | 267.9599 | 267.9599 | 267.9599 | 14.1522 | 282.1121 | 56.7527 | 51.1779 | 51.1779 | 51.1779 | 5.5748 | 56.7527 | 0 | 0 | 0 | 0 | 0 | 0 | 0 | 0 | 0 | 109.7619 | 89.5442 | 89.5442 | 89.5442 | 20.2176 | 109.7619 | 2670.998 | 2670.998 | 1706.5985 | 1706.5985 | 206.0354 | 206.0354 | 0 | 0 | 758.364 | 758.364 | 602979103.7964 | 378963217.8182 | 600560614.481 | 0 | 1582.5029 | 31.2017 | 0 | 0 | 0 | 1442.1516 | 27 | 2432 | 3689.5386 | 608 | 152 | 0.46352
1295 | 51.5054 | 152 | 800 | 3200 | 0 | 100% | 0.034247 | 155.8785 | 62.1727 | 62.1727 | 1 | 155.8785 | 37.4864 | 89.4744 | 85.0136 | 85.0136 | 85.0136 | 4.4608 | 89.4744 | 57.4119 | 51.8054 | 51.8054 | 51.8054 | 5.6065 | 57.4119 | 0 | 0 | 0 | 0 | 0 | 0 | 0 | 0 | 0 | 0 | 0 | 0 | 0 | 0 | 0 | 1156.4418 | 1156.4418 | 85.8877 | 85.8877 | 307.2329 | 307.2329 | 0 | 0 | 763.3212 | 763.3212 | 98383505.4074 | 557895156.1716 | 482882.5351 | 0 | 656.7615 | 0.0092049 | 0 | 0 | 0 | 72.1076 | 40 | 2432 | 3689.5386 | 608 | 152 | 0.00037197
1296 | 154.5162 | 152 | 800 | 3200 | 0 | 100% | 9.0868 | 141.0272 | 152.6535 | 152.6535 | 1 | 141.0272 | 48.7099 | 94.7894 | 90.0564 | 90.0564 | 90.0564 | 4.733 | 94.7894 | 57.1603 | 51.5702 | 51.5702 | 51.5702 | 5.5901 | 57.1603 | 0 | 0 | 0 | 0 | 0 | 0 | 0 | 0 | 0 | 4232.5404 | 3412.9166 | 3412.9166 | 3412.9166 | 819.6238 | 4232.5404 | 1326.0776 | 1326.0776 | 257.248 | 257.248 | 306.738 | 306.738 | 0 | 0 | 762.0916 | 762.0916 | 276777812.8609 | 559597122.2518 | 17023317.7006 | 0 | 853.3983 | 0.022632 | 0 | 0 | 0 | 216.3227 | 40 | 2432 | 3689.5386 | 608 | 152 | 0.013113
1297 | 206.0217 | 152 | 800 | 3200 | 0 | 100% | 20.0799 | 136.4825 | 145.1993 | 145.1993 | 1 | 136.4825 | 54.179 | 102.0748 | 96.9749 | 96.9749 | 96.9749 | 5.0999 | 102.0748 | 57.0869 | 51.5008 | 51.5008 | 51.5008 | 5.5861 | 57.0869 | 0 | 0 | 0 | 0 | 0 | 0 | 0 | 0 | 0 | 1437.0664 | 1160.4313 | 1160.4313 | 1160.4313 | 276.6352 | 1437.0664 | 1410.931 | 1410.931 | 342.7797 | 342.7797 | 306.5433 | 306.5433 | 0 | 0 | 761.6079 | 761.6079 | 339669451.8443 | 560012407.4165 | 49534587.1645 | 0 | 949.2164 | 0.021965 | 0 | 0 | 0 | 288.4303 | 40 | 2432 | 3689.5386 | 608 | 152 | 0.038157
1298 | 257.5271 | 152 | 800 | 3200 | 0 | 100% | 29.6575 | 133.2127 | 138.6344 | 138.6344 | 1 | 133.2127 | 59.5381 | 113.8774 | 108.1849 | 108.1849 | 108.1849 | 5.6925 | 113.8774 | 57.0324 | 51.4489 | 51.4489 | 51.4489 | 5.5835 | 57.0324 | 0 | 0 | 0 | 0 | 0 | 0 | 0 | 0 | 0 | 665.8641 | 538.8889 | 538.8889 | 538.8889 | 126.9751 | 665.8641 | 1495.8016 | 1495.8016 | 428.2386 | 428.2386 | 306.3745 | 306.3745 | 0 | 0 | 761.1885 | 761.1885 | 378337850.2989 | 560286373.4518 | 104483751.2962 | 0 | 1043.108 | 0.014741 | 0 | 0 | 0 | 360.5379 | 40 | 2432 | 3689.5386 | 608 | 152 | 0.080485
1299 | 309.0325 | 152 | 800 | 3200 | 0 | 100% | 38.3676 | 130.4978 | 133.9395 | 133.9395 | 1 | 130.4978 | 64.785 | 126.7649 | 120.4252 | 120.4252 | 120.4252 | 6.3397 | 126.7649 | 56.9899 | 51.4081 | 51.4081 | 51.4081 | 5.5818 | 56.9899 | 0 | 0 | 0 | 0 | 0 | 0 | 0 | 0 | 0 | 408.327 | 330.9478 | 330.9478 | 330.9478 | 77.3792 | 408.327 | 1580.6864 | 1580.6864 | 513.6385 | 513.6385 | 306.2267 | 306.2267 | 0 | 0 | 760.8213 | 760.8213 | 406735551.2427 | 560480458.9746 | 167817151.5172 | 0 | 1135.0332 | 0.10963 | 0 | 0 | 0 | 432.6455 | 40 | 2432 | 3689.5386 | 608 | 152 | 0.12927
1300 | 360.5379 | 152 | 800 | 3200 | 0 | 100% | 46.9178 | 128.9135 | 131.086 | 131.086 | 1 | 128.9135 | 69.5105 | 139.9864 | 132.9827 | 132.9827 | 132.9827 | 7.0037 | 139.9864 | 56.9549 | 51.3744 | 51.3744 | 51.3744 | 5.5805 | 56.9549 | 0 | 0 | 0 | 0 | 0 | 0 | 0 | 0 | 0 | 296.3412 | 240.4882 | 240.4882 | 240.4882 | 55.8529 | 296.3412 | 1665.5828 | 1665.5828 | 598.9895 | 598.9895 | 306.0962 | 306.0962 | 0 | 0 | 760.4971 | 760.4971 | 428796334.2773 | 560631251.8834 | 228396721.4647 | 0 | 1217.8243 | 0.94366 | 0 | 0 | 0 | 504.753 | 40 | 2432 | 3689.5386 | 608 | 152 | 0.17594
1301 | 412.0433 | 152 | 800 | 3200 | 0 | 100% | 54.5091 | 128.3268 | 129.7028 | 129.7028 | 1 | 128.3268 | 73.67 | 153.3873 | 145.7103 | 145.7103 | 145.7103 | 7.6769 | 153.3873 | 56.9252 | 51.3457 | 51.3457 | 51.3457 | 5.5795 | 56.9252 | 0 | 0 | 0 | 0 | 0 | 0 | 0 | 0 | 0 | 236.4031 | 192.0263 | 192.0263 | 192.0263 | 44.3768 | 236.4031 | 1750.4889 | 1750.4889 | 684.3 | 684.3 | 305.9802 | 305.9802 | 0 | 0 | 760.2088 | 760.2088 | 446600711.9401 | 560753912.836 | 283343659.3338 | 0 | 1290.6983 | 2.441 | 0 | 0 | 0 | 576.8606 | 40 | 2432 | 3689.5386 | 608 | 152 | 0.21826
1302 | 463.5487 | 152 | 800 | 3200 | 0 | 100% | 60.3995 | 129.3887 | 130.3053 | 130.3053 | 1 | 129.3887 | 77.0462 | 166.7582 | 158.4094 | 158.4094 | 158.4094 | 8.3488 | 166.7582 | 56.8998 | 51.3211 | 51.3211 | 51.3211 | 5.5787 | 56.8998 | 0 | 0 | 0 | 0 | 0 | 0 | 0 | 0 | 0 | 204.6602 | 166.6814 | 166.6814 | 166.6814 | 37.9788 | 204.6602 | 1835.4032 | 1835.4032 | 769.5761 | 769.5761 | 305.8763 | 305.8763 | 0 | 0 | 759.9507 | 759.9507 | 461604856.9297 | 560855114.8009 | 327389480.459 | 0 | 1349.8495 | 4.7863 | 0 | 0 | 0 | 648.9682 | 40 | 2432 | 3689.5386 | 608 | 152 | 0.25219
1303 | 515.0541 | 152 | 800 | 3200 | 0 | 100% | 65.2397 | 130.8848 | 131.5733 | 131.5733 | 1 | 130.8848 | 79.9003 | 180.1129 | 171.0928 | 171.0928 | 171.0928 | 9.0201 | 180.1129 | 56.8777 | 51.2996 | 51.2996 | 51.2996 | 5.5781 | 56.8777 | 0 | 0 | 0 | 0 | 0 | 0 | 0 | 0 | 0 | 183.3487 | 149.3761 | 149.3761 | 149.3761 | 33.9725 | 183.3487 | 1920.3243 | 1920.3243 | 854.8232 | 854.8232 | 305.7828 | 305.7828 | 0 | 0 | 759.7184 | 759.7184 | 474419975.5198 | 560941084.4382 | 364491323.5472 | 0 | 1399.8524 | 7.4894 | 0 | 0 | 0 | 721.0758 | 40 | 2432 | 3689.5386 | 608 | 152 | 0.28077
1304 | 566.5595 | 152 | 800 | 3200 | 0 | 100% | 69.2808 | 132.7524 | 133.2573 | 133.2573 | 1 | 132.7524 | 82.4175 | 193.4426 | 183.7524 | 183.7524 | 183.7524 | 9.6902 | 193.4426 | 56.8583 | 51.2807 | 51.2807 | 51.2807 | 5.5776 | 56.8583 | 0 | 0 | 0 | 0 | 0 | 0 | 0 | 0 | 0 | 167.5801 | 136.5698 | 136.5698 | 136.5698 | 31.0104 | 167.5801 | 2005.2515 | 2005.2515 | 940.0452 | 940.0452 | 305.6982 | 305.6982 | 0 | 0 | 759.5081 | 759.5081 | 485500828.3808 | 561016874.3179 | 397437434.0535 | 0 | 1443.9551 | 10.2657 | 0 | 0 | 0 | 793.1834 | 40 | 2432 | 3689.5386 | 608 | 152 | 0.30615
1305 | 618.065 | 152 | 800 | 3200 | 0 | 100% | 72.6712 | 135.1685 | 135.5422 | 135.5422 | 1 | 135.1685 | 84.4713 | 206.6961 | 196.3396 | 196.3396 | 196.3396 | 10.3566 | 206.6961 | 56.8408 | 51.2637 | 51.2637 | 51.2637 | 5.5771 | 56.8408 | 0 | 0 | 0 | 0 | 0 | 0 | 0 | 0 | 0 | 156.5835 | 127.6259 | 127.6259 | 127.6259 | 28.9576 | 156.5835 | 2090.1838 | 2090.1838 | 1025.2457 | 1025.2457 | 305.6212 | 305.6212 | 0 | 0 | 759.3169 | 759.3169 | 495372653.6536 | 561085662.9245 | 423479681.1805 | 0 | 1479.938 | 13.2448 | 0 | 0 | 0 | 865.2909 | 40 | 2432 | 3689.5386 | 608 | 152 | 0.32621
1306 | 669.5704 | 152 | 800 | 3200 | 0 | 100% | 75.7991 | 137.931 | 138.2284 | 138.2284 | 1 | 137.931 | 86.3272 | 219.8627 | 208.844 | 208.844 | 208.844 | 11.0187 | 219.8627 | 56.8253 | 51.2485 | 51.2485 | 51.2485 | 5.5768 | 56.8253 | 0 | 0 | 0 | 0 | 0 | 0 | 0 | 0 | 0 | 148.3286 | 120.9118 | 120.9118 | 120.9118 | 27.4168 | 148.3286 | 2175.1206 | 2175.1206 | 1110.4274 | 1110.4274 | 305.5509 | 305.5509 | 0 | 0 | 759.1423 | 759.1423 | 504244422.2794 | 561146345.0883 | 447061387.6582 | 0 | 1512.4522 | 16.1114 | 0 | 0 | 0 | 937.3985 | 40 | 2432 | 3689.5386 | 608 | 152 | 0.34439
1307 | 721.0758 | 152 | 800 | 3200 | 0 | 100% | 78.9041 | 140.7706 | 140.9943 | 140.9943 | 1 | 140.7706 | 88.0209 | 232.974 | 221.2959 | 221.2959 | 221.2959 | 11.6781 | 232.974 | 56.8113 | 51.2348 | 51.2348 | 51.2348 | 5.5765 | 56.8113 | 0 | 0 | 0 | 0 | 0 | 0 | 0 | 0 | 0 | 141.2785 | 115.1793 | 115.1793 | 115.1793 | 26.0992 | 141.2785 | 2260.0613 | 2260.0613 | 1195.5927 | 1195.5927 | 305.4865 | 305.4865 | 0 | 0 | 758.9822 | 758.9822 | 512182437.5804 | 561201798.178 | 468741062.9819 | 0 | 1542.1253 | 18.8392 | 0 | 0 | 0 | 1009.5061 | 40 | 2432 | 3689.5386 | 608 | 152 | 0.36121
1308 | 772.5812 | 152 | 800 | 3200 | 0 | 100% | 81.3242 | 143.8052 | 143.9739 | 143.9739 | 1 | 143.8052 | 89.5197 | 246.0164 | 233.6823 | 233.6823 | 233.6823 | 12.3342 | 246.0164 | 56.7986 | 51.2224 | 51.2224 | 51.2224 | 5.5762 | 56.7986 | 0 | 0 | 0 | 0 | 0 | 0 | 0 | 0 | 0 | 135.6068 | 110.572 | 110.572 | 110.572 | 25.0347 | 135.6068 | 2345.0054 | 2345.0054 | 1280.7435 | 1280.7435 | 305.4272 | 305.4272 | 0 | 0 | 758.8348 | 758.8348 | 519466269.1523 | 561252115.3692 | 487667432.0257 | 0 | 1568.3858 | 21.4832 | 0 | 0 | 0 | 1081.6137 | 40 | 2432 | 3689.5386 | 608 | 152 | 0.37594
1309 | 824.0866 | 152 | 800 | 3200 | 0 | 100% | 83.379 | 147.0795 | 147.2047 | 147.2047 | 1 | 147.0795 | 90.8242 | 259.0001 | 246.0128 | 246.0128 | 246.0128 | 12.9873 | 259.0001 | 56.787 | 51.2111 | 51.2111 | 51.2111 | 5.576 | 56.787 | 0 | 0 | 0 | 0 | 0 | 0 | 0 | 0 | 0 | 131.2096 | 107.0372 | 107.0372 | 107.0372 | 24.1724 | 131.2096 | 2429.9526 | 2429.9526 | 1365.8814 | 1365.8814 | 305.3724 | 305.3724 | 0 | 0 | 758.6988 | 758.6988 | 526057476.7394 | 561296556.6312 | 503886339.2821 | 0 | 1591.2404 | 24.0543 | 0 | 0 | 0 | 1153.7213 | 40 | 2432 | 3689.5386 | 608 | 152 | 0.38858
1310 | 875.592 | 152 | 800 | 3200 | 0 | 100% | 85.0799 | 150.5195 | 150.6135 | 150.6135 | 1 | 150.5195 | 91.8946 | 271.9947 | 258.3536 | 258.3536 | 258.3536 | 13.6411 | 271.9947 | 56.7765 | 51.2007 | 51.2007 | 51.2007 | 5.5758 | 56.7765 | 0 | 0 | 0 | 0 | 0 | 0 | 0 | 0 | 0 | 127.5983 | 104.0915 | 104.0915 | 104.0915 | 23.5069 | 127.5983 | 2514.9025 | 2514.9025 | 1451.0081 | 1451.0081 | 305.3217 | 305.3217 | 0 | 0 | 758.5728 | 758.5728 | 531932762.1009 | 561336528.9799 | 516723265.0378 | 0 | 1609.9926 | 26.5969 | 0 | 0 | 0 | 1225.8288 | 40 | 2432 | 3689.5386 | 608 | 152 | 0.39862
1311 | 927.0974 | 152 | 800 | 3200 | 0 | 100% | 86.7466 | 154.1883 | 154.2665 | 154.2665 | 1 | 154.1883 | 92.8197 | 284.9983 | 270.7029 | 270.7029 | 270.7029 | 14.2953 | 284.9983 | 56.7671 | 51.1915 | 51.1915 | 51.1915 | 5.5756 | 56.7671 | 0 | 0 | 0 | 0 | 0 | 0 | 0 | 0 | 0 | 124.8636 | 101.8905 | 101.8905 | 101.8905 | 22.9731 | 124.8636 | 2599.8549 | 2599.8549 | 1536.1245 | 1536.1245 | 305.2746 | 305.2746 | 0 | 0 | 758.4558 | 758.4558 | 537305579.1098 | 561352378.7348 | 527543165.9934 | 0 | 1626.2011 | 29.0408 | 0 | 0 | 0 | 1297.9364 | 40 | 2432 | 3689.5386 | 608 | 152 | 0.4071
1312 | 978.6028 | 152 | 800 | 3200 | 0 | 100% | 88.2877 | 157.9324 | 157.9898 | 157.9898 | 1 | 157.9324 | 93.652 | 298.0043 | 283.0545 | 283.0545 | 283.0545 | 14.9497 | 298.0043 | 56.7584 | 51.1829 | 51.1829 | 51.1829 | 5.5755 | 56.7584 | 0 | 0 | 0 | 0 | 0 | 0 | 0 | 0 | 0 | 122.4644 | 99.9298 | 99.9298 | 99.9298 | 22.5346 | 122.4644 | 2684.8094 | 2684.8094 | 1621.2318 | 1621.2318 | 305.2307 | 305.2307 | 0 | 0 | 758.3468 | 758.3468 | 542181883.8496 | 561364714.1809 | 537236989.9971 | 0 | 1640.7836 | 31.3555 | 0 | 0 | 0 | 1370.044 | 40 | 2432 | 3689.5386 | 608 | 152 | 0.41472
1313 | 1030.1083 | 152 | 800 | 3200 | 0 | 100% | 89.6005 | 161.7588 | 161.8014 | 161.8014 | 1 | 161.7588 | 94.392 | 311.0177 | 295.4131 | 295.4131 | 295.4131 | 15.6046 | 311.0177 | 56.7504 | 51.175 | 51.175 | 51.175 | 5.5754 | 56.7504 | 0 | 0 | 0 | 0 | 0 | 0 | 0 | 0 | 0 | 120.3993 | 98.2403 | 98.2403 | 98.2403 | 22.1591 | 120.3993 | 2769.7659 | 2769.7659 | 1706.3309 | 1706.3309 | 305.1898 | 305.1898 | 0 | 0 | 758.2451 | 758.2451 | 546639459.299 | 561375186.7676 | 545732656.8321 | 0 | 1653.7473 | 33.5559 | 0 | 0 | 0 | 1442.1516 | 40 | 2432 | 3689.5386 | 608 | 152 | 0.42141
1314 | 20.6022 | 201.4 | 800 | 3200 | 0 | 100% | 0.18265 | 137.754 | 59.0572 | 59.0572 | 1 | 137.754 | 44.3921 | 89.3836 | 84.9252 | 84.9252 | 84.9252 | 4.4584 | 89.3836 | 57.4889 | 51.8723 | 51.8723 | 51.8723 | 5.6166 | 57.4889 | 0 | 0 | 0 | 0 | 0 | 0 | 0 | 0 | 0 | 0 | 0 | 0 | 0 | 0 | 0 | 1204.1465 | 1204.1465 | 34.3376 | 34.3376 | 406.8763 | 406.8763 | 0 | 0 | 762.9326 | 762.9326 | 39325608.5866 | 737822310.0941 | 601480.3621 | 0 | 777.7494 | 0.03518 | 0 | 0 | 0 | 28.843 | 53 | 2432 | 3689.5386 | 608 | 152 | 0.00046333
1315 | 51.5054 | 201.4 | 800 | 3200 | 0 | 100% | 3.6187 | 134.4762 | 161.2023 | 161.2023 | 1 | 134.4762 | 47.8056 | 91.6063 | 87.0349 | 87.0349 | 87.0349 | 4.5714 | 91.6063 | 57.393 | 51.7833 | 51.7833 | 51.7833 | 5.6097 | 57.393 | 0 | 0 | 0 | 0 | 0 | 0 | 0 | 0 | 0 | 27687.5467 | 22310.4768 | 22310.4768 | 22310.4768 | 5377.0699 | 27687.5467 | 1255.0356 | 1255.0356 | 85.8018 | 85.8018 | 406.6763 | 406.6763 | 0 | 0 | 762.5575 | 762.5575 | 95757503.8093 | 738768948.3173 | 3028205.5604 | 0 | 837.5547 | 0.031022 | 0 | 0 | 0 | 72.1076 | 53 | 2432 | 3689.5386 | 608 | 152 | 0.0023327
1316 | 154.5162 | 201.4 | 800 | 3200 | 0 | 100% | 18.3904 | 126.6791 | 132.077 | 132.077 | 1 | 126.6791 | 58.9812 | 103.0763 | 97.9259 | 97.9259 | 97.9259 | 5.1504 | 103.0763 | 57.1673 | 51.5729 | 51.5729 | 51.5729 | 5.5944 | 57.1673 | 0 | 0 | 0 | 0 | 0 | 0 | 0 | 0 | 0 | 1768.262 | 1427.7804 | 1427.7804 | 1427.7804 | 340.4816 | 1768.262 | 1424.7275 | 1424.7275 | 257.0604 | 257.0604 | 406.1314 | 406.1314 | 0 | 0 | 761.5357 | 761.5357 | 254060907.687 | 740866645.4958 | 38422352.6251 | 0 | 1033.3499 | 0.019264 | 0 | 0 | 0 | 216.3227 | 53 | 2432 | 3689.5386 | 608 | 152 | 0.029597
1317 | 206.0217 | 201.4 | 800 | 3200 | 0 | 100% | 30.7648 | 124.3614 | 129.2508 | 129.2508 | 1 | 124.3614 | 64.3999 | 112.2745 | 106.6617 | 106.6617 | 106.6617 | 5.6128 | 112.2745 | 57.094 | 51.504 | 51.504 | 51.504 | 5.59 | 57.094 | 0 | 0 | 0 | 0 | 0 | 0 | 0 | 0 | 0 | 878.1484 | 710.7062 | 710.7062 | 710.7062 | 167.4422 | 878.1484 | 1509.6007 | 1509.6007 | 342.5626 | 342.5626 | 405.9126 | 405.9126 | 0 | 0 | 761.1255 | 761.1255 | 308374303.4534 | 741479184.5839 | 78432441.4356 | 0 | 1128.2859 | 0.051748 | 0 | 0 | 0 | 288.4303 | 53 | 2432 | 3689.5386 | 608 | 152 | 0.060417
1318 | 257.5271 | 201.4 | 800 | 3200 | 0 | 100% | 41.6438 | 122.5993 | 126.062 | 126.062 | 1 | 122.5993 | 69.6181 | 125.9411 | 119.6422 | 119.6422 | 119.6422 | 6.2989 | 125.9411 | 57.0375 | 51.4507 | 51.4507 | 51.4507 | 5.5868 | 57.0375 | 0 | 0 | 0 | 0 | 0 | 0 | 0 | 0 | 0 | 502.8932 | 407.7243 | 407.7243 | 407.7243 | 95.1689 | 502.8932 | 1594.4875 | 1594.4875 | 428.0009 | 428.0009 | 405.7208 | 405.7208 | 0 | 0 | 760.7658 | 760.7658 | 341788756.5664 | 741913416.6697 | 136006487.6525 | 0 | 1219.7087 | 0.22871 | 0 | 0 | 0 | 360.5379 | 53 | 2432 | 3689.5386 | 608 | 152 | 0.10477
1319 | 309.0325 | 201.4 | 800 | 3200 | 0 | 100% | 51.3242 | 121.6857 | 123.9969 | 123.9969 | 1 | 121.6857 | 74.3525 | 140.6484 | 133.6112 | 133.6112 | 133.6112 | 7.0373 | 140.6484 | 56.9933 | 51.4087 | 51.4087 | 51.4087 | 5.5846 | 56.9933 | 0 | 0 | 0 | 0 | 0 | 0 | 0 | 0 | 0 | 348.7764 | 283.1705 | 283.1705 | 283.1705 | 65.6059 | 348.7764 | 1679.3856 | 1679.3856 | 513.3864 | 513.3864 | 405.5513 | 405.5513 | 0 | 0 | 760.4479 | 760.4479 | 366319911.3127 | 742224991.521 | 194110086.869 | 0 | 1302.655 | 1.0161 | 0 | 0 | 0 | 432.6455 | 53 | 2432 | 3689.5386 | 608 | 152 | 0.14953
1320 | 360.5379 | 201.4 | 800 | 3200 | 0 | 100% | 59.3379 | 121.7709 | 123.2718 | 123.2718 | 1 | 121.7709 | 78.3507 | 155.7176 | 147.9236 | 147.9236 | 147.9236 | 7.794 | 155.7176 | 56.9576 | 51.3746 | 51.3746 | 51.3746 | 5.583 | 56.9576 | 0 | 0 | 0 | 0 | 0 | 0 | 0 | 0 | 0 | 273.1892 | 222.0261 | 222.0261 | 222.0261 | 51.1631 | 273.1892 | 1764.2931 | 1764.2931 | 598.7279 | 598.7279 | 405.4003 | 405.4003 | 0 | 0 | 760.1649 | 760.1649 | 385191944.9646 | 742459461.9033 | 245053101.8608 | 0 | 1372.7045 | 2.6491 | 0 | 0 | 0 | 504.753 | 53 | 2432 | 3689.5386 | 608 | 152 | 0.18877
1321 | 412.0433 | 201.4 | 800 | 3200 | 0 | 100% | 65.137 | 123.0722 | 124.1391 | 124.1391 | 1 | 123.0722 | 81.4823 | 170.9406 | 162.382 | 162.382 | 162.382 | 8.5587 | 170.9406 | 56.9279 | 51.3461 | 51.3461 | 51.3461 | 5.5817 | 56.9279 | 0 | 0 | 0 | 0 | 0 | 0 | 0 | 0 | 0 | 233.728 | 190.0806 | 190.0806 | 190.0806 | 43.6474 | 233.728 | 1849.2086 | 1849.2086 | 684.0322 | 684.0322 | 405.2651 | 405.2651 | 0 | 0 | 759.9113 | 759.9113 | 400495376.5599 | 742645368.151 | 284429188.6795 | 0 | 1427.5699 | 5.1637 | 0 | 0 | 0 | 576.8606 | 53 | 2432 | 3689.5386 | 608 | 152 | 0.2191
1322 | 463.5487 | 201.4 | 800 | 3200 | 0 | 100% | 70.1712 | 125.2462 | 126.0773 | 126.0773 | 1 | 125.2462 | 84.1859 | 186.1722 | 176.8482 | 176.8482 | 176.8482 | 9.3239 | 186.1722 | 56.9023 | 51.3215 | 51.3215 | 51.3215 | 5.5807 | 56.9023 | 0 | 0 | 0 | 0 | 0 | 0 | 0 | 0 | 0 | 209.3304 | 170.6142 | 170.6142 | 170.6142 | 38.7162 | 209.3304 | 1934.1308 | 1934.1308 | 769.3048 | 769.3048 | 405.1432 | 405.1432 | 0 | 0 | 759.6828 | 759.6828 | 413231661.8967 | 742798571.5353 | 318906827.8894 | 0 | 1474.9371 | 7.874 | 0 | 0 | 0 | 648.9682 | 53 | 2432 | 3689.5386 | 608 | 152 | 0.24566
1323 | 515.0541 | 201.4 | 800 | 3200 | 0 | 100% | 74.121 | 127.6178 | 128.2882 | 128.2882 | 1 | 127.6178 | 86.4122 | 201.3903 | 191.3016 | 191.3016 | 191.3016 | 10.0887 | 201.3903 | 56.88 | 51.3001 | 51.3001 | 51.3001 | 5.5799 | 56.88 | 0 | 0 | 0 | 0 | 0 | 0 | 0 | 0 | 0 | 191.8461 | 156.3912 | 156.3912 | 156.3912 | 35.4549 | 191.8461 | 2019.0588 | 2019.0588 | 854.5502 | 854.5502 | 405.0328 | 405.0328 | 0 | 0 | 759.4758 | 759.4758 | 424051288.2118 | 742929063.1692 | 346961721.2525 | 0 | 1513.9421 | 10.8121 | 0 | 0 | 0 | 721.0758 | 53 | 2432 | 3689.5386 | 608 | 152 | 0.26727
1324 | 566.5595 | 201.4 | 800 | 3200 | 0 | 100% | 77.5 | 130.3246 | 130.8837 | 130.8837 | 1 | 130.3246 | 88.334 | 216.5872 | 205.7346 | 205.7346 | 205.7346 | 10.8526 | 216.5872 | 56.8604 | 51.2811 | 51.2811 | 51.2811 | 5.5793 | 56.8604 | 0 | 0 | 0 | 0 | 0 | 0 | 0 | 0 | 0 | 178.9959 | 145.9342 | 145.9342 | 145.9342 | 33.0617 | 178.9959 | 2103.9919 | 2103.9919 | 939.7721 | 939.7721 | 404.9324 | 404.9324 | 0 | 0 | 759.2874 | 759.2874 | 433418934.1185 | 743042098.3938 | 371150510.6734 | 0 | 1547.6115 | 13.7551 | 0 | 0 | 0 | 793.1834 | 53 | 2432 | 3689.5386 | 608 | 152 | 0.2859
1325 | 618.065 | 201.4 | 800 | 3200 | 0 | 100% | 80.6735 | 133.2309 | 133.7072 | 133.7072 | 1 | 133.2309 | 90.0442 | 231.6475 | 220.0378 | 220.0378 | 220.0378 | 11.6097 | 231.6475 | 56.843 | 51.2643 | 51.2643 | 51.2643 | 5.5787 | 56.843 | 0 | 0 | 0 | 0 | 0 | 0 | 0 | 0 | 0 | 168.9707 | 137.7763 | 137.7763 | 137.7763 | 31.1944 | 168.9707 | 2188.9294 | 2188.9294 | 1024.9735 | 1024.9735 | 404.8406 | 404.8406 | 0 | 0 | 759.1153 | 759.1153 | 441882687.5218 | 743139975.2214 | 392551913.1635 | 0 | 1577.5746 | 16.6086 | 0 | 0 | 0 | 865.2909 | 53 | 2432 | 3689.5386 | 608 | 152 | 0.30239
1326 | 669.5704 | 201.4 | 800 | 3200 | 0 | 100% | 83.4703 | 136.2912 | 136.6929 | 136.6929 | 1 | 136.2912 | 91.5556 | 246.5873 | 234.2264 | 234.2264 | 234.2264 | 12.3609 | 246.5873 | 56.8274 | 51.2492 | 51.2492 | 51.2492 | 5.5782 | 56.8274 | 0 | 0 | 0 | 0 | 0 | 0 | 0 | 0 | 0 | 160.9211 | 131.2241 | 131.2241 | 131.2241 | 29.697 | 160.9211 | 2273.8707 | 2273.8707 | 1110.1569 | 1110.1569 | 404.7563 | 404.7563 | 0 | 0 | 758.9574 | 758.9574 | 449440783.087 | 743226945.4407 | 411387003.8149 | 0 | 1604.0547 | 19.3614 | 0 | 0 | 0 | 937.3985 | 53 | 2432 | 3689.5386 | 608 | 152 | 0.31701
1327 | 721.0758 | 201.4 | 800 | 3200 | 0 | 100% | 85.7078 | 139.5924 | 139.932 | 139.932 | 1 | 139.5924 | 92.7822 | 261.4623 | 248.3534 | 248.3534 | 248.3534 | 13.1089 | 261.4623 | 56.8135 | 51.2357 | 51.2357 | 51.2357 | 5.5778 | 56.8135 | 0 | 0 | 0 | 0 | 0 | 0 | 0 | 0 | 0 | 154.7927 | 126.2302 | 126.2302 | 126.2302 | 28.5626 | 154.7927 | 2358.8153 | 2358.8153 | 1195.3246 | 1195.3246 | 404.6788 | 404.6788 | 0 | 0 | 758.812 | 758.812 | 456284911.4022 | 743304645.5517 | 425953993.2772 | 0 | 1625.5436 | 22.1165 | 0 | 0 | 0 | 1009.5061 | 53 | 2432 | 3689.5386 | 608 | 152 | 0.32838
1328 | 772.5812 | 201.4 | 800 | 3200 | 0 | 100% | 87.3174 | 143.1517 | 143.4523 | 143.4523 | 1 | 143.1517 | 93.7683 | 276.2365 | 262.3845 | 262.3845 | 262.3845 | 13.852 | 276.2365 | 56.8007 | 51.2232 | 51.2232 | 51.2232 | 5.5774 | 56.8007 | 0 | 0 | 0 | 0 | 0 | 0 | 0 | 0 | 0 | 150.3074 | 122.5672 | 122.5672 | 122.5672 | 27.7401 | 150.3074 | 2443.763 | 2443.763 | 1280.4782 | 1280.4782 | 404.6072 | 404.6072 | 0 | 0 | 758.6776 | 758.6776 | 462555750.2751 | 743378121.1925 | 436886215.4501 | 0 | 1642.8201 | 24.8287 | 0 | 0 | 0 | 1081.6137 | 53 | 2432 | 3689.5386 | 608 | 152 | 0.33695
1329 | 824.0866 | 201.4 | 800 | 3200 | 0 | 100% | 89.0183 | 146.9244 | 147.1962 | 147.1962 | 1 | 146.9244 | 94.5987 | 290.9513 | 276.3592 | 276.3592 | 276.3592 | 14.5921 | 290.9513 | 56.789 | 51.2118 | 51.2118 | 51.2118 | 5.5771 | 56.789 | 0 | 0 | 0 | 0 | 0 | 0 | 0 | 0 | 0 | 146.9904 | 119.8534 | 119.8534 | 119.8534 | 27.137 | 146.9904 | 2528.7133 | 2528.7133 | 1365.6193 | 1365.6193 | 404.5408 | 404.5408 | 0 | 0 | 758.5532 | 758.5532 | 468188773.6515 | 743444821.8045 | 445735854.5068 | 0 | 1657.3694 | 27.4346 | 0 | 0 | 0 | 1153.7213 | 53 | 2432 | 3689.5386 | 608 | 152 | 0.34397
1330 | 875.592 | 201.4 | 800 | 3200 | 0 | 100% | 90.5479 | 150.8068 | 151.0505 | 151.0505 | 1 | 150.8068 | 95.3317 | 305.7313 | 290.3957 | 290.3957 | 290.3957 | 15.3356 | 305.7313 | 56.7783 | 51.2014 | 51.2014 | 51.2014 | 5.5768 | 56.7783 | 0 | 0 | 0 | 0 | 0 | 0 | 0 | 0 | 0 | 144.2399 | 117.6072 | 117.6072 | 117.6072 | 26.6327 | 144.2399 | 2613.666 | 2613.666 | 1450.7494 | 1450.7494 | 404.4791 | 404.4791 | 0 | 0 | 758.4375 | 758.4375 | 473110857.8426 | 743505842.221 | 453595255.4809 | 0 | 1670.212 | 29.8971 | 0 | 0 | 0 | 1225.8288 | 53 | 2432 | 3689.5386 | 608 | 152 | 0.35027
1331 | 927.0974 | 201.4 | 800 | 3200 | 0 | 100% | 91.6667 | 154.7926 | 155.0256 | 155.0256 | 1 | 154.7926 | 95.921 | 320.5364 | 304.456 | 304.456 | 304.456 | 16.0804 | 320.5364 | 56.7685 | 51.1919 | 51.1919 | 51.1919 | 5.5766 | 56.7685 | 0 | 0 | 0 | 0 | 0 | 0 | 0 | 0 | 0 | 141.986 | 115.7593 | 115.7593 | 115.7593 | 26.2267 | 141.986 | 2698.6209 | 2698.6209 | 1535.8694 | 1535.8694 | 404.4217 | 404.4217 | 0 | 0 | 758.3298 | 758.3298 | 477613227.9831 | 743562811.2442 | 459360470.9177 | 0 | 1680.5365 | 32.2732 | 0 | 0 | 0 | 1297.9364 | 53 | 2432 | 3689.5386 | 608 | 152 | 0.35496
1332 | 978.6028 | 201.4 | 800 | 3200 | 0 | 100% | 92.637 | 158.8911 | 159.1229 | 159.1229 | 1 | 158.8911 | 96.4081 | 335.3308 | 318.506 | 318.506 | 318.506 | 16.8247 | 335.3308 | 56.7595 | 51.1831 | 51.1831 | 51.1831 | 5.5764 | 56.7595 | 0 | 0 | 0 | 0 | 0 | 0 | 0 | 0 | 0 | 140.2181 | 114.3055 | 114.3055 | 114.3055 | 25.9126 | 140.2181 | 2783.5776 | 2783.5776 | 1620.9804 | 1620.9804 | 404.368 | 404.368 | 0 | 0 | 758.2292 | 758.2292 | 481735555.1588 | 743615956.1796 | 463717806.1656 | 0 | 1689.0693 | 34.5402 | 0 | 0 | 0 | 1370.044 | 53 | 2432 | 3689.5386 | 608 | 152 | 0.35856
1333 | 1030.1083 | 201.4 | 800 | 3200 | 0 | 100% | 93.4589 | 163.0798 | 163.3158 | 163.3158 | 1 | 163.0798 | 96.8188 | 350.1033 | 332.5353 | 332.5353 | 332.5353 | 17.568 | 350.1033 | 56.7511 | 51.175 | 51.175 | 51.175 | 5.5762 | 56.7511 | 0 | 0 | 0 | 0 | 0 | 0 | 0 | 0 | 0 | 138.8177 | 113.1487 | 113.1487 | 113.1487 | 25.6689 | 138.8177 | 2868.5361 | 2868.5361 | 1706.0833 | 1706.0833 | 404.3178 | 404.3178 | 0 | 0 | 758.1351 | 758.1351 | 485528935.5139 | 743664775.8225 | 467072267.0674 | 0 | 1696.266 | 36.6931 | 0 | 0 | 0 | 1442.1516 | 53 | 2432 | 3689.5386 | 608 | 152 | 0.36139
1334 | 20.6022 | 250.8 | 800 | 3200 | 0 | 100% | 23.5046 | 123.7946 | 125.5033 | 125.5033 | 1 | 123.7946 | 54.5958 | 101.9315 | 96.8428 | 96.8428 | 96.8428 | 5.0887 | 101.9315 | 58.9289 | 53.1669 | 53.1669 | 53.1669 | 5.762 | 58.9289 | 0 | 0 | 0 | 0 | 0 | 0 | 0 | 0 | 0 | 2417.2647 | 1953.7377 | 1953.7377 | 1953.7377 | 463.527 | 2417.2647 | 1302.7589 | 1302.7589 | 34.3063 | 34.3063 | 506.2148 | 506.2148 | 0 | 0 | 762.2378 | 762.2378 | 34438899.0092 | 895705504.2348 | 26373950.423 | 0 | 956.5184 | 0.035221 | 0 | 0 | 0 | 28.843 | 66 | 2432 | 3689.5386 | 608 | 152 | 0.020316
1335 | 51.5054 | 250.8 | 800 | 3200 | 0 | 100% | 26.0845 | 121.9342 | 123.7513 | 123.7513 | 1 | 121.9342 | 57.9756 | 104.6171 | 99.3922 | 99.3922 | 99.3922 | 5.2248 | 104.6171 | 58.865 | 53.1071 | 53.1071 | 53.1071 | 5.7579 | 58.865 | 0 | 0 | 0 | 0 | 0 | 0 | 0 | 0 | 0 | 1806.5109 | 1460.8042 | 1460.8042 | 1460.8042 | 345.7067 | 1806.5109 | 1353.6652 | 1353.6652 | 85.7308 | 85.7308 | 506.008 | 506.008 | 0 | 0 | 761.9264 | 761.9264 | 83831270.0406 | 896383151.8914 | 35517293.5063 | 0 | 1015.7317 | 0.032138 | 0 | 0 | 0 | 72.1076 | 66 | 2432 | 3689.5386 | 608 | 152 | 0.027359
1336 | 154.5162 | 250.8 | 800 | 3200 | 0 | 100% | 40.1941 | 117.594 | 119.8355 | 119.8355 | 1 | 117.594 | 69.016 | 116.012 | 110.2118 | 110.2118 | 110.2118 | 5.8001 | 116.012 | 58.707 | 52.9587 | 52.9587 | 52.9587 | 5.7483 | 58.707 | 0 | 0 | 0 | 0 | 0 | 0 | 0 | 0 | 0 | 771.5402 | 625.4379 | 625.4379 | 625.4379 | 146.1023 | 771.5402 | 1523.4001 | 1523.4001 | 256.9011 | 256.9011 | 505.4352 | 505.4352 | 0 | 0 | 761.0639 | 761.0639 | 225654948.4621 | 897955382.3693 | 85550202.93 | 0 | 1209.1605 | 0.12104 | 0 | 0 | 0 | 216.3227 | 66 | 2432 | 3689.5386 | 608 | 152 | 0.0659
1337 | 206.0217 | 250.8 | 800 | 3200 | 0 | 100% | 51.4954 | 116.3318 | 118.7162 | 118.7162 | 1 | 116.3318 | 74.2513 | 126.5832 | 120.2518 | 120.2518 | 120.2518 | 6.3314 | 126.5832 | 58.6517 | 52.9064 | 52.9064 | 52.9064 | 5.7453 | 58.6517 | 0 | 0 | 0 | 0 | 0 | 0 | 0 | 0 | 0 | 520.3343 | 422.4414 | 422.4414 | 422.4414 | 97.8929 | 520.3343 | 1608.2889 | 1608.2889 | 342.3762 | 342.3762 | 505.2012 | 505.2012 | 0 | 0 | 760.7115 | 760.7115 | 273419250.7966 | 898449965.3252 | 129013096.2195 | 0 | 1300.8823 | 0.36573 | 0 | 0 | 0 | 288.4303 | 66 | 2432 | 3689.5386 | 608 | 152 | 0.09938
1338 | 257.5271 | 250.8 | 800 | 3200 | 0 | 100% | 60.0685 | 115.9912 | 117.9238 | 117.9238 | 1 | 115.9912 | 78.8542 | 142.0844 | 134.9749 | 134.9749 | 134.9749 | 7.1095 | 142.0844 | 58.6083 | 52.8652 | 52.8652 | 52.8652 | 5.7432 | 58.6083 | 0 | 0 | 0 | 0 | 0 | 0 | 0 | 0 | 0 | 373.6196 | 303.6637 | 303.6637 | 303.6637 | 69.9559 | 373.6196 | 1693.1887 | 1693.1887 | 427.7949 | 427.7949 | 504.9941 | 504.9941 | 0 | 0 | 760.3997 | 760.3997 | 302837710.4169 | 898802186.2088 | 179886283.1401 | 0 | 1381.5262 | 1.3075 | 0 | 0 | 0 | 360.5379 | 66 | 2432 | 3689.5386 | 608 | 152 | 0.13857
1339 | 309.0325 | 250.8 | 800 | 3200 | 0 | 100% | 66.9521 | 116.9406 | 118.1829 | 118.1829 | 1 | 116.9406 | 82.3285 | 158.7469 | 150.8009 | 150.8009 | 150.8009 | 7.9461 | 158.7469 | 58.573 | 52.8314 | 52.8314 | 52.8314 | 5.7416 | 58.573 | 0 | 0 | 0 | 0 | 0 | 0 | 0 | 0 | 0 | 302.9352 | 246.3517 | 246.3517 | 246.3517 | 56.5835 | 302.9352 | 1778.0975 | 1778.0975 | 513.1662 | 513.1662 | 504.8095 | 504.8095 | 0 | 0 | 760.1218 | 760.1218 | 324488192.3174 | 899069381.4416 | 218838385.4939 | 0 | 1442.396 | 3.5221 | 0 | 0 | 0 | 432.6455 | 66 | 2432 | 3689.5386 | 608 | 152 | 0.16857
1340 | 360.5379 | 250.8 | 800 | 3200 | 0 | 100% | 72.4087 | 118.808 | 119.8485 | 119.8485 | 1 | 118.808 | 85.1379 | 175.8173 | 167.0141 | 167.0141 | 167.0141 | 8.8033 | 175.8173 | 58.544 | 52.8035 | 52.8035 | 52.8035 | 5.7405 | 58.544 | 0 | 0 | 0 | 0 | 0 | 0 | 0 | 0 | 0 | 263.2747 | 214.1461 | 214.1461 | 214.1461 | 49.1286 | 263.2747 | 1863.0142 | 1863.0142 | 598.4976 | 598.4976 | 504.644 | 504.644 | 0 | 0 | 759.8725 | 759.8725 | 341068980.2109 | 899268449.3936 | 251278949.8889 | 0 | 1491.6164 | 6.2428 | 0 | 0 | 0 | 504.753 | 66 | 2432 | 3689.5386 | 608 | 152 | 0.19356
1341 | 412.0433 | 250.8 | 800 | 3200 | 0 | 100% | 77.363 | 121.0211 | 121.9462 | 121.9462 | 1 | 121.0211 | 87.643 | 193.1032 | 183.4317 | 183.4317 | 183.4317 | 9.6715 | 193.1032 | 58.5194 | 52.7798 | 52.7798 | 52.7798 | 5.7396 | 58.5194 | 0 | 0 | 0 | 0 | 0 | 0 | 0 | 0 | 0 | 234.9542 | 191.1482 | 191.1482 | 191.1482 | 43.806 | 234.9542 | 1947.9374 | 1947.9374 | 683.795 | 683.795 | 504.4947 | 504.4947 | 0 | 0 | 759.6478 | 759.6478 | 354439813.6477 | 899429745.6249 | 281636549.1973 | 0 | 1535.5061 | 8.9772 | 0 | 0 | 0 | 576.8606 | 66 | 2432 | 3689.5386 | 608 | 152 | 0.21695
1342 | 463.5487 | 250.8 | 800 | 3200 | 0 | 100% | 81.0274 | 123.8486 | 124.6121 | 124.6121 | 1 | 123.8486 | 89.751 | 210.3867 | 199.8469 | 199.8469 | 199.8469 | 10.5398 | 210.3867 | 58.498 | 52.7591 | 52.7591 | 52.7591 | 5.7389 | 58.498 | 0 | 0 | 0 | 0 | 0 | 0 | 0 | 0 | 0 | 216.1091 | 176.1359 | 176.1359 | 176.1359 | 39.9732 | 216.1091 | 2032.8663 | 2032.8663 | 769.063 | 769.063 | 504.3594 | 504.3594 | 0 | 0 | 759.444 | 759.444 | 365595420.0297 | 899563710.9375 | 307278360.855 | 0 | 1572.4375 | 11.8358 | 0 | 0 | 0 | 648.9682 | 66 | 2432 | 3689.5386 | 608 | 152 | 0.2367
1343 | 515.0541 | 250.8 | 800 | 3200 | 0 | 100% | 84.1096 | 126.7316 | 127.3827 | 127.3827 | 1 | 126.7316 | 91.4967 | 227.6418 | 216.2349 | 216.2349 | 216.2349 | 11.4069 | 227.6418 | 58.4792 | 52.7409 | 52.7409 | 52.7409 | 5.7383 | 58.4792 | 0 | 0 | 0 | 0 | 0 | 0 | 0 | 0 | 0 | 201.6672 | 164.3591 | 164.3591 | 164.3591 | 37.3081 | 201.6672 | 2117.8001 | 2117.8001 | 854.3056 | 854.3056 | 504.2361 | 504.2361 | 0 | 0 | 759.2584 | 759.2584 | 375115232.495 | 899678515.7789 | 328228877.1656 | 0 | 1603.0226 | 14.7692 | 0 | 0 | 0 | 721.0758 | 66 | 2432 | 3689.5386 | 608 | 152 | 0.25284
1344 | 566.5595 | 250.8 | 800 | 3200 | 0 | 100% | 86.5411 | 129.9839 | 130.5182 | 130.5182 | 1 | 129.9839 | 92.8379 | 244.8127 | 232.5428 | 232.5428 | 232.5428 | 12.2699 | 244.8127 | 58.4625 | 52.7247 | 52.7247 | 52.7247 | 5.7378 | 58.4625 | 0 | 0 | 0 | 0 | 0 | 0 | 0 | 0 | 0 | 191.7136 | 156.2366 | 156.2366 | 156.2366 | 35.477 | 191.7136 | 2202.7383 | 2202.7383 | 939.5261 | 939.5261 | 504.1234 | 504.1234 | 0 | 0 | 759.0887 | 759.0887 | 383453060.4949 | 899778596.7089 | 343288183.7712 | 0 | 1626.5198 | 17.802 | 0 | 0 | 0 | 793.1834 | 66 | 2432 | 3689.5386 | 608 | 152 | 0.26444
1345 | 618.065 | 250.8 | 800 | 3200 | 0 | 100% | 88.379 | 133.5454 | 134.0261 | 134.0261 | 1 | 133.5454 | 93.9291 | 261.8107 | 248.6863 | 248.6863 | 248.6863 | 13.1244 | 261.8107 | 58.4475 | 52.7101 | 52.7101 | 52.7101 | 5.7374 | 58.4475 | 0 | 0 | 0 | 0 | 0 | 0 | 0 | 0 | 0 | 184.9071 | 150.664 | 150.664 | 150.664 | 34.2431 | 184.9071 | 2287.6801 | 2287.6801 | 1024.7272 | 1024.7272 | 504.02 | 504.02 | 0 | 0 | 758.9329 | 758.9329 | 390947977.4507 | 899867998.605 | 354822084.342 | 0 | 1645.6381 | 20.7622 | 0 | 0 | 0 | 865.2909 | 66 | 2432 | 3689.5386 | 608 | 152 | 0.27353
1346 | 669.5704 | 250.8 | 800 | 3200 | 0 | 100% | 90.0457 | 137.1967 | 137.6287 | 137.6287 | 1 | 137.1967 | 94.889 | 278.7062 | 264.7323 | 264.7323 | 264.7323 | 13.9739 | 278.7062 | 58.4339 | 52.6968 | 52.6968 | 52.6968 | 5.737 | 58.4339 | 0 | 0 | 0 | 0 | 0 | 0 | 0 | 0 | 0 | 179.2084 | 146.0011 | 146.0011 | 146.0011 | 33.2073 | 179.2084 | 2372.6253 | 2372.6253 | 1109.9112 | 1109.9112 | 503.9247 | 503.9247 | 0 | 0 | 758.7894 | 758.7894 | 397662550.4086 | 899948801.7733 | 364843212.0051 | 0 | 1662.4546 | 23.5689 | 0 | 0 | 0 | 937.3985 | 66 | 2432 | 3689.5386 | 608 | 152 | 0.2815
1347 | 721.0758 | 250.8 | 800 | 3200 | 0 | 100% | 91.6895 | 141.0018 | 141.4002 | 141.4002 | 1 | 141.0018 | 95.6921 | 295.4625 | 280.646 | 280.646 | 280.646 | 14.8165 | 295.4625 | 58.4214 | 52.6847 | 52.6847 | 52.6847 | 5.7367 | 58.4214 | 0 | 0 | 0 | 0 | 0 | 0 | 0 | 0 | 0 | 174.8613 | 142.4402 | 142.4402 | 142.4402 | 32.4211 | 174.8613 | 2457.5734 | 2457.5734 | 1195.0801 | 1195.0801 | 503.8366 | 503.8366 | 0 | 0 | 758.6568 | 758.6568 | 403812841.7835 | 900023653.1845 | 372688729.7092 | 0 | 1676.5252 | 26.2609 | 0 | 0 | 0 | 1009.5061 | 66 | 2432 | 3689.5386 | 608 | 152 | 0.28779
1348 | 772.5812 | 250.8 | 800 | 3200 | 0 | 100% | 92.8995 | 144.9594 | 145.3266 | 145.3266 | 1 | 144.9594 | 96.3321 | 312.1252 | 296.4708 | 296.4708 | 296.4708 | 15.6545 | 312.1252 | 58.4102 | 52.6738 | 52.6738 | 52.6738 | 5.7365 | 58.4102 | 0 | 0 | 0 | 0 | 0 | 0 | 0 | 0 | 0 | 171.6333 | 139.7882 | 139.7882 | 139.7882 | 31.8451 | 171.6333 | 2542.5241 | 2542.5241 | 1280.2354 | 1280.2354 | 503.7549 | 503.7549 | 0 | 0 | 758.5338 | 758.5338 | 409360360.6108 | 900087389.0181 | 378291427.844 | 0 | 1687.7392 | 28.8585 | 0 | 0 | 0 | 1081.6137 | 66 | 2432 | 3689.5386 | 608 | 152 | 0.29235
1349 | 824.0866 | 250.8 | 800 | 3200 | 0 | 100% | 93.9041 | 148.999 | 149.3448 | 149.3448 | 1 | 148.999 | 96.9029 | 328.7828 | 312.2906 | 312.2906 | 312.2906 | 16.4923 | 328.7828 | 58.4001 | 52.6638 | 52.6638 | 52.6638 | 5.7362 | 58.4001 | 0 | 0 | 0 | 0 | 0 | 0 | 0 | 0 | 0 | 168.9734 | 137.5941 | 137.5941 | 137.5941 | 31.3793 | 168.9734 | 2627.4772 | 2627.4772 | 1365.3787 | 1365.3787 | 503.679 | 503.679 | 0 | 0 | 758.4195 | 758.4195 | 414293461.2476 | 900147265.2366 | 383297329.8575 | 0 | 1697.7381 | 31.2981 | 0 | 0 | 0 | 1153.7213 | 66 | 2432 | 3689.5386 | 608 | 152 | 0.29646
1350 | 875.592 | 250.8 | 800 | 3200 | 0 | 100% | 94.6233 | 153.1616 | 153.485 | 153.485 | 1 | 153.1616 | 97.3325 | 345.4999 | 328.1667 | 328.1667 | 328.1667 | 17.3331 | 345.4999 | 58.3907 | 52.6547 | 52.6547 | 52.6547 | 5.7361 | 58.3907 | 0 | 0 | 0 | 0 | 0 | 0 | 0 | 0 | 0 | 166.9841 | 135.9434 | 135.9434 | 135.9434 | 31.0407 | 166.9841 | 2712.4324 | 2712.4324 | 1450.5111 | 1450.5111 | 503.6083 | 503.6083 | 0 | 0 | 758.313 | 758.313 | 418654642.4297 | 900202209.0267 | 386407925.5967 | 0 | 1705.2648 | 33.6537 | 0 | 0 | 0 | 1225.8288 | 66 | 2432 | 3689.5386 | 608 | 152 | 0.2991
1351 | 927.0974 | 250.8 | 800 | 3200 | 0 | 100% | 95.4452 | 157.4628 | 157.7806 | 157.7806 | 1 | 157.4628 | 97.6861 | 362.2315 | 344.0567 | 344.0567 | 344.0567 | 18.1748 | 362.2315 | 58.3821 | 52.6462 | 52.6462 | 52.6462 | 5.7359 | 58.3821 | 0 | 0 | 0 | 0 | 0 | 0 | 0 | 0 | 0 | 165.6896 | 134.8594 | 134.8594 | 134.8594 | 30.8302 | 165.6896 | 2797.3895 | 2797.3895 | 1535.6338 | 1535.6338 | 503.5422 | 503.5422 | 0 | 0 | 758.2135 | 758.2135 | 422649145.2463 | 900255254.4697 | 388556530.7646 | 0 | 1711.4609 | 35.888 | 0 | 0 | 0 | 1297.9364 | 66 | 2432 | 3689.5386 | 608 | 152 | 0.30098
1352 | 978.6028 | 250.8 | 800 | 3200 | 0 | 100% | 96.1758 | 161.8386 | 162.1559 | 162.1559 | 1 | 161.8386 | 97.9976 | 378.9339 | 359.9188 | 359.9188 | 359.9188 | 19.0151 | 378.9339 | 58.374 | 52.6382 | 52.6382 | 52.6382 | 5.7357 | 58.374 | 0 | 0 | 0 | 0 | 0 | 0 | 0 | 0 | 0 | 164.7594 | 134.0765 | 134.0765 | 134.0765 | 30.6829 | 164.7594 | 2882.3482 | 2882.3482 | 1620.7476 | 1620.7476 | 503.4803 | 503.4803 | 0 | 0 | 758.1203 | 758.1203 | 426332080.7349 | 900306181.461 | 390279143.7577 | 0 | 1716.9174 | 37.9979 | 0 | 0 | 0 | 1370.044 | 66 | 2432 | 3689.5386 | 608 | 152 | 0.30231
1353 | 1030.1083 | 250.8 | 800 | 3200 | 0 | 100% | 96.6553 | 166.2599 | 166.5759 | 166.5759 | 1 | 166.2599 | 98.2334 | 395.6027 | 375.749 | 375.749 | 375.749 | 19.8537 | 395.6027 | 58.3664 | 52.6308 | 52.6308 | 52.6308 | 5.7356 | 58.3664 | 0 | 0 | 0 | 0 | 0 | 0 | 0 | 0 | 0 | 164.0416 | 133.4642 | 133.4642 | 133.4642 | 30.5774 | 164.0416 | 2967.3086 | 2967.3086 | 1705.8534 | 1705.8534 | 503.4223 | 503.4223 | 0 | 0 | 758.0329 | 758.0329 | 429721235.7031 | 900354473.5481 | 390972615.8974 | 0 | 1721.0483 | 40.0101 | 0 | 0 | 0 | 1442.1516 | 66 | 2432 | 3689.5386 | 608 | 152 | 0.30284
1354 | 20.6022 | 300.2 | 800 | 3200 | 0 | 100% | 43.3333 | 114.722 | 115.111 | 115.111 | 1 | 114.722 | 64.4906 | 110.6533 | 105.1252 | 105.1252 | 105.1252 | 5.5281 | 110.6533 | 63.4177 | 57.2125 | 57.2125 | 57.2125 | 6.2052 | 63.4177 | 0 | 0 | 0 | 0 | 0 | 0 | 0 | 0 | 0 | 619.2223 | 502.0695 | 502.0695 | 502.0695 | 117.1528 | 619.2223 | 1401.4025 | 1401.4025 | 34.2803 | 34.2803 | 605.4635 | 605.4635 | 0 | 0 | 761.6588 | 761.6588 | 31694818.2315 | 995787841.9122 | 102391890.7727 | 0 | 1129.8746 | 0.066684 | 0 | 0 | 0 | 28.843 | 79 | 2432 | 3689.5386 | 608 | 152 | 0.078874
1355 | 51.5054 | 300.2 | 800 | 3200 | 0 | 100% | 46.3014 | 113.8769 | 114.5103 | 114.5103 | 1 | 113.8769 | 67.7508 | 113.5172 | 107.8442 | 107.8442 | 107.8442 | 5.6731 | 113.5172 | 63.3694 | 57.167 | 57.167 | 57.167 | 6.2024 | 63.3694 | 0 | 0 | 0 | 0 | 0 | 0 | 0 | 0 | 0 | 563.9236 | 457.6122 | 457.6122 | 457.6122 | 106.3114 | 563.9236 | 1452.322 | 1452.322 | 85.6711 | 85.6711 | 605.2547 | 605.2547 | 0 | 0 | 761.3962 | 761.3962 | 77187852.9544 | 996265390.498 | 113540413.8528 | 0 | 1186.9937 | 0.21317 | 0 | 0 | 0 | 72.1076 | 79 | 2432 | 3689.5386 | 608 | 152 | 0.087461
1356 | 154.5162 | 300.2 | 800 | 3200 | 0 | 100% | 59.5776 | 112.1325 | 113.0919 | 113.0919 | 1 | 112.1325 | 77.9067 | 126.2449 | 119.93 | 119.93 | 119.93 | 6.3149 | 126.2449 | 63.2481 | 57.0522 | 57.0522 | 57.0522 | 6.1959 | 63.2481 | 0 | 0 | 0 | 0 | 0 | 0 | 0 | 0 | 0 | 405.9334 | 329.8246 | 329.8246 | 329.8246 | 76.1088 | 405.9334 | 1622.0906 | 1622.0906 | 256.7642 | 256.7642 | 604.6681 | 604.6681 | 0 | 0 | 760.6583 | 760.6583 | 207094125.3528 | 997372633.5861 | 160458772.4375 | 0 | 1364.9255 | 1.3811 | 0 | 0 | 0 | 216.3227 | 79 | 2432 | 3689.5386 | 608 | 152 | 0.1236
1357 | 206.0217 | 300.2 | 800 | 3200 | 0 | 100% | 67.6941 | 112.6054 | 113.6666 | 113.6666 | 1 | 112.6054 | 81.9906 | 138.0509 | 131.1427 | 131.1427 | 131.1427 | 6.9081 | 138.0509 | 63.2041 | 57.0102 | 57.0102 | 57.0102 | 6.1939 | 63.2041 | 0 | 0 | 0 | 0 | 0 | 0 | 0 | 0 | 0 | 348.7583 | 283.4992 | 283.4992 | 283.4992 | 65.2591 | 348.7583 | 1706.9919 | 1706.9919 | 342.2146 | 342.2146 | 604.425 | 604.425 | 0 | 0 | 760.3524 | 760.3524 | 250571393.0691 | 997730514.8697 | 188173193.0929 | 0 | 1436.4751 | 2.9639 | 0 | 0 | 0 | 288.4303 | 79 | 2432 | 3689.5386 | 608 | 152 | 0.14495
1358 | 257.5271 | 300.2 | 800 | 3200 | 0 | 100% | 73.1963 | 114.2055 | 115.0867 | 115.0867 | 1 | 114.2055 | 85.037 | 155.1866 | 147.4183 | 147.4183 | 147.4183 | 7.7683 | 155.1866 | 63.1688 | 56.9763 | 56.9763 | 56.9763 | 6.1924 | 63.1688 | 0 | 0 | 0 | 0 | 0 | 0 | 0 | 0 | 0 | 304.6185 | 247.6377 | 247.6377 | 247.6377 | 56.9809 | 304.6185 | 1791.9022 | 1791.9022 | 427.6147 | 427.6147 | 604.208 | 604.208 | 0 | 0 | 760.0794 | 760.0794 | 277116318.1497 | 997986481.6214 | 214745597.1688 | 0 | 1489.8484 | 5.5117 | 0 | 0 | 0 | 360.5379 | 79 | 2432 | 3689.5386 | 608 | 152 | 0.16542
1359 | 309.0325 | 300.2 | 800 | 3200 | 0 | 100% | 77.9909 | 116.4163 | 117.2563 | 117.2563 | 1 | 116.4163 | 87.5778 | 173.5511 | 164.8609 | 164.8609 | 164.8609 | 8.6902 | 173.5511 | 63.1394 | 56.948 | 56.948 | 56.948 | 6.1913 | 63.1394 | 0 | 0 | 0 | 0 | 0 | 0 | 0 | 0 | 0 | 273.0558 | 221.9396 | 221.9396 | 221.9396 | 51.1162 | 273.0558 | 1876.82 | 1876.82 | 512.9722 | 512.9722 | 604.0133 | 604.0133 | 0 | 0 | 759.8344 | 759.8344 | 296647472.9231 | 998184082.4111 | 239532169.2972 | 0 | 1534.3637 | 8.3014 | 0 | 0 | 0 | 432.6455 | 79 | 2432 | 3689.5386 | 608 | 152 | 0.18451
1360 | 360.5379 | 300.2 | 800 | 3200 | 0 | 100% | 82.2032 | 118.8296 | 119.65 | 119.65 | 1 | 118.8296 | 89.8986 | 192.3811 | 182.7453 | 182.7453 | 182.7453 | 9.6357 | 192.3811 | 63.1147 | 56.9241 | 56.9241 | 56.9241 | 6.1905 | 63.1147 | 0 | 0 | 0 | 0 | 0 | 0 | 0 | 0 | 0 | 247.0658 | 200.7866 | 200.7866 | 200.7866 | 46.2792 | 247.0658 | 1961.7442 | 1961.7442 | 598.2934 | 598.2934 | 603.8375 | 603.8375 | 0 | 0 | 759.6133 | 759.6133 | 311568830.2989 | 998335522.0954 | 265119868.2965 | 0 | 1575.0242 | 11.0066 | 0 | 0 | 0 | 504.753 | 79 | 2432 | 3689.5386 | 608 | 152 | 0.20422
1361 | 412.0433 | 300.2 | 800 | 3200 | 0 | 100% | 85.6621 | 121.739 | 122.471 | 122.471 | 1 | 121.739 | 91.9951 | 211.3657 | 200.7764 | 200.7764 | 200.7764 | 10.5893 | 211.3657 | 63.0934 | 56.9034 | 56.9034 | 56.9034 | 6.1899 | 63.0934 | 0 | 0 | 0 | 0 | 0 | 0 | 0 | 0 | 0 | 227.8282 | 185.5318 | 185.5318 | 185.5318 | 42.2964 | 227.8282 | 2046.6739 | 2046.6739 | 683.5833 | 683.5833 | 603.678 | 603.678 | 0 | 0 | 759.4126 | 759.4126 | 323709399.3784 | 998458141.3291 | 289586220.059 | 0 | 1611.7538 | 13.6562 | 0 | 0 | 0 | 576.8606 | 79 | 2432 | 3689.5386 | 608 | 152 | 0.22307
1362 | 463.5487 | 300.2 | 800 | 3200 | 0 | 100% | 88.1164 | 124.9022 | 125.4697 | 125.4697 | 1 | 124.9022 | 93.4067 | 230.336 | 218.7937 | 218.7937 | 218.7937 | 11.5423 | 230.336 | 63.0745 | 56.8851 | 56.8851 | 56.8851 | 6.1894 | 63.0745 | 0 | 0 | 0 | 0 | 0 | 0 | 0 | 0 | 0 | 215.24 | 175.245 | 175.245 | 175.245 | 39.995 | 215.24 | 2131.6085 | 2131.6085 | 768.8461 | 768.8461 | 603.5326 | 603.5326 | 0 | 0 | 759.2298 | 759.2298 | 333815557.1128 | 998564547.8383 | 304105624.6023 | 0 | 1636.4857 | 16.6966 | 0 | 0 | 0 | 648.9682 | 79 | 2432 | 3689.5386 | 608 | 152 | 0.23434
1363 | 515.0541 | 300.2 | 800 | 3200 | 0 | 100% | 89.7146 | 128.4593 | 128.9372 | 128.9372 | 1 | 128.4593 | 94.4798 | 249.2481 | 236.7555 | 236.7555 | 236.7555 | 12.4926 | 249.2481 | 63.0576 | 56.8686 | 56.8686 | 56.8686 | 6.189 | 63.0576 | 0 | 0 | 0 | 0 | 0 | 0 | 0 | 0 | 0 | 207.1981 | 168.656 | 168.656 | 168.656 | 38.5421 | 207.1981 | 2216.5472 | 2216.5472 | 854.0851 | 854.0851 | 603.3996 | 603.3996 | 0 | 0 | 759.0625 | 759.0625 | 342528526.7535 | 998660500.8841 | 314096459.5813 | 0 | 1655.2855 | 19.7436 | 0 | 0 | 0 | 721.0758 | 79 | 2432 | 3689.5386 | 608 | 152 | 0.24234
1364 | 566.5595 | 300.2 | 800 | 3200 | 0 | 100% | 91.1416 | 132.2197 | 132.6491 | 132.6491 | 1 | 132.2197 | 95.3667 | 268.0208 | 254.5847 | 254.5847 | 254.5847 | 13.4361 | 268.0208 | 63.0423 | 56.8537 | 56.8537 | 56.8537 | 6.1886 | 63.0423 | 0 | 0 | 0 | 0 | 0 | 0 | 0 | 0 | 0 | 201.3555 | 163.8541 | 163.8541 | 163.8541 | 37.5014 | 201.3555 | 2301.4897 | 2301.4897 | 939.3034 | 939.3034 | 603.2774 | 603.2774 | 0 | 0 | 758.9088 | 758.9088 | 350155402.5846 | 998744837.6262 | 321924901.9356 | 0 | 1670.8251 | 22.6764 | 0 | 0 | 0 | 793.1834 | 79 | 2432 | 3689.5386 | 608 | 152 | 0.24866
1365 | 618.065 | 300.2 | 800 | 3200 | 0 | 100% | 92.5799 | 136.1091 | 136.5069 | 136.5069 | 1 | 136.1091 | 96.1198 | 286.6972 | 272.3223 | 272.3223 | 272.3223 | 14.3749 | 286.6972 | 63.0285 | 56.8402 | 56.8402 | 56.8402 | 6.1883 | 63.0285 | 0 | 0 | 0 | 0 | 0 | 0 | 0 | 0 | 0 | 196.7806 | 160.0868 | 160.0868 | 160.0868 | 36.6938 | 196.7806 | 2386.4354 | 2386.4354 | 1024.5034 | 1024.5034 | 603.1648 | 603.1648 | 0 | 0 | 758.7671 | 758.7671 | 356912662.3049 | 998820083.4157 | 328285466.2003 | 0 | 1684.0182 | 25.4628 | 0 | 0 | 0 | 865.2909 | 79 | 2432 | 3689.5386 | 608 | 152 | 0.25386
1366 | 669.5704 | 300.2 | 800 | 3200 | 0 | 100% | 93.8813 | 140.1261 | 140.5133 | 140.5133 | 1 | 140.1261 | 96.7507 | 305.2227 | 289.9164 | 289.9164 | 289.9164 | 15.3063 | 305.2227 | 63.016 | 56.8279 | 56.8279 | 56.8279 | 6.188 | 63.016 | 0 | 0 | 0 | 0 | 0 | 0 | 0 | 0 | 0 | 193.3831 | 157.2668 | 157.2668 | 157.2668 | 36.1163 | 193.3831 | 2471.3839 | 2471.3839 | 1109.6871 | 1109.6871 | 603.0607 | 603.0607 | 0 | 0 | 758.6361 | 758.6361 | 363055015.4496 | 998887235.4187 | 333129902.7907 | 0 | 1695.0722 | 28.1131 | 0 | 0 | 0 | 937.3985 | 79 | 2432 | 3689.5386 | 608 | 152 | 0.25789
1367 | 721.0758 | 300.2 | 800 | 3200 | 0 | 100% | 94.8402 | 144.2394 | 144.6244 | 144.6244 | 1 | 144.2394 | 97.3049 | 323.582 | 307.3526 | 307.3526 | 307.3526 | 16.2295 | 323.582 | 63.0046 | 56.8168 | 56.8168 | 56.8168 | 6.1878 | 63.0046 | 0 | 0 | 0 | 0 | 0 | 0 | 0 | 0 | 0 | 190.7811 | 155.1076 | 155.1076 | 155.1076 | 35.6734 | 190.7811 | 2556.335 | 2556.335 | 1194.8562 | 1194.8562 | 602.9641 | 602.9641 | 0 | 0 | 758.5147 | 758.5147 | 368636334.1549 | 998948997.514 | 337195848.7821 | 0 | 1704.7812 | 30.6118 | 0 | 0 | 0 | 1009.5061 | 79 | 2432 | 3689.5386 | 608 | 152 | 0.26132
1368 | 772.5812 | 300.2 | 800 | 3200 | 0 | 100% | 95.8562 | 148.4231 | 148.8006 | 148.8006 | 1 | 148.4231 | 97.7754 | 341.8594 | 324.7108 | 324.7108 | 324.7108 | 17.1486 | 341.8594 | 62.9941 | 56.8065 | 56.8065 | 56.8065 | 6.1876 | 62.9941 | 0 | 0 | 0 | 0 | 0 | 0 | 0 | 0 | 0 | 188.6944 | 153.3765 | 153.3765 | 153.3765 | 35.3179 | 188.6944 | 2641.2885 | 2641.2885 | 1280.0124 | 1280.0124 | 602.8743 | 602.8743 | 0 | 0 | 758.4017 | 758.4017 | 373691309.4253 | 999007039.4868 | 340326172.9009 | 0 | 1713.0245 | 32.9824 | 0 | 0 | 0 | 1081.6137 | 79 | 2432 | 3689.5386 | 608 | 152 | 0.26389
1369 | 824.0866 | 300.2 | 800 | 3200 | 0 | 100% | 96.5868 | 152.6823 | 153.0335 | 153.0335 | 1 | 152.6823 | 98.1347 | 360.1332 | 342.0655 | 342.0655 | 342.0655 | 18.0676 | 360.1332 | 62.9845 | 56.7971 | 56.7971 | 56.7971 | 6.1875 | 62.9845 | 0 | 0 | 0 | 0 | 0 | 0 | 0 | 0 | 0 | 187.0822 | 152.0337 | 152.0337 | 152.0337 | 35.0486 | 187.0822 | 2726.244 | 2726.244 | 1365.157 | 1365.157 | 602.7906 | 602.7906 | 0 | 0 | 758.2964 | 758.2964 | 378140860.6337 | 999038035.3583 | 342140828.4289 | 0 | 1719.3197 | 35.2608 | 0 | 0 | 0 | 1153.7213 | 79 | 2432 | 3689.5386 | 608 | 152 | 0.26528
1370 | 875.592 | 300.2 | 800 | 3200 | 0 | 100% | 97.1575 | 157.0307 | 157.3668 | 157.3668 | 1 | 157.0307 | 98.4312 | 378.4918 | 359.5008 | 359.5008 | 359.5008 | 18.991 | 378.4918 | 62.9758 | 56.7885 | 56.7885 | 56.7885 | 6.1873 | 62.9758 | 0 | 0 | 0 | 0 | 0 | 0 | 0 | 0 | 0 | 185.9469 | 151.0803 | 151.0803 | 151.0803 | 34.8667 | 185.9469 | 2811.2013 | 2811.2013 | 1450.291 | 1450.291 | 602.7124 | 602.7124 | 0 | 0 | 758.1979 | 758.1979 | 382085302.5954 | 999058382.3179 | 343371478.5673 | 0 | 1724.5152 | 37.4146 | 0 | 0 | 0 | 1225.8288 | 79 | 2432 | 3689.5386 | 608 | 152 | 0.26623
1371 | 927.0974 | 300.2 | 800 | 3200 | 0 | 100% | 97.7283 | 161.4382 | 161.7695 | 161.7695 | 1 | 161.4382 | 98.6727 | 396.8521 | 376.9375 | 376.9375 | 376.9375 | 19.9146 | 396.8521 | 62.9677 | 56.7805 | 56.7805 | 56.7805 | 6.1872 | 62.9677 | 0 | 0 | 0 | 0 | 0 | 0 | 0 | 0 | 0 | 185.1287 | 150.3865 | 150.3865 | 150.3865 | 34.7422 | 185.1287 | 2896.1604 | 2896.1604 | 1535.4155 | 1535.4155 | 602.6391 | 602.6391 | 0 | 0 | 758.1057 | 758.1057 | 385720185.192 | 999075693.0682 | 343950396.6543 | 0 | 1728.7463 | 39.4536 | 0 | 0 | 0 | 1297.9364 | 79 | 2432 | 3689.5386 | 608 | 152 | 0.26668
1372 | 978.6028 | 300.2 | 800 | 3200 | 0 | 100% | 98.0708 | 165.9047 | 166.2366 | 166.2366 | 1 | 165.9047 | 98.8764 | 415.1608 | 394.3252 | 394.3252 | 394.3252 | 20.8356 | 415.1608 | 62.9602 | 56.7731 | 56.7731 | 56.7731 | 6.1871 | 62.9602 | 0 | 0 | 0 | 0 | 0 | 0 | 0 | 0 | 0 | 184.6366 | 149.957 | 149.957 | 149.957 | 34.6796 | 184.6366 | 2981.1209 | 2981.1209 | 1620.5314 | 1620.5314 | 602.5703 | 602.5703 | 0 | 0 | 758.0192 | 758.0192 | 389074756.6611 | 999090220.7417 | 344150000.1717 | 0 | 1732.315 | 41.3786 | 0 | 0 | 0 | 1370.044 | 79 | 2432 | 3689.5386 | 608 | 152 | 0.26683
1373 | 1030.1083 | 300.2 | 800 | 3200 | 0 | 100% | 98.3105 | 170.4241 | 170.7545 | 170.7545 | 1 | 170.4241 | 99.0422 | 433.4469 | 411.6914 | 411.6914 | 411.6914 | 21.7555 | 433.4469 | 62.9533 | 56.7663 | 56.7663 | 56.7663 | 6.187 | 62.9533 | 0 | 0 | 0 | 0 | 0 | 0 | 0 | 0 | 0 | 184.4032 | 149.7392 | 149.7392 | 149.7392 | 34.664 | 184.4032 | 3066.0829 | 3066.0829 | 1705.6394 | 1705.6394 | 602.5056 | 602.5056 | 0 | 0 | 757.9378 | 757.9378 | 392129422.1901 | 999102231.9717 | 343988202.6272 | 0 | 1735.2199 | 43.201 | 0 | 0 | 0 | 1442.1516 | 79 | 2432 | 3689.5386 | 608 | 152 | 0.26671
1374 | 20.6022 | 353.4 | 800 | 3200 | 0 | 100% | 58.2306 | 110.326 | 110.622 | 110.622 | 1 | 110.326 | 73.0764 | 119.1956 | 113.2368 | 113.2368 | 113.2368 | 5.9588 | 119.1956 | 69.2947 | 62.5102 | 62.5102 | 62.5102 | 6.7845 | 69.2947 | 0 | 0 | 0 | 0 | 0 | 0 | 0 | 0 | 0 | 357.4662 | 290.2713 | 290.2713 | 290.2713 | 67.1949 | 357.4662 | 1507.6609 | 1507.6609 | 34.2567 | 34.2567 | 712.27 | 712.27 | 0 | 0 | 761.1343 | 761.1343 | 29404056.5464 | 1072375662.7379 | 178518508.8998 | 0 | 1280.2982 | 2.8139 | 0 | 0 | 0 | 28.843 | 93 | 2432 | 3689.5386 | 608 | 152 | 0.13751
1375 | 51.5054 | 353.4 | 800 | 3200 | 0 | 100% | 60.9018 | 110.0698 | 110.4298 | 110.4298 | 1 | 110.0698 | 76.0086 | 121.7857 | 115.6957 | 115.6957 | 115.6957 | 6.09 | 121.7857 | 69.256 | 62.4736 | 62.4736 | 62.4736 | 6.7825 | 69.256 | 0 | 0 | 0 | 0 | 0 | 0 | 0 | 0 | 0 | 342.1889 | 277.9268 | 277.9268 | 277.9268 | 64.2621 | 342.1889 | 1558.5914 | 1558.5914 | 85.6167 | 85.6167 | 712.0623 | 712.0623 | 0 | 0 | 760.9124 | 760.9124 | 71899747.3847 | 1072717787.1773 | 187053568.1393 | 0 | 1331.6711 | 3.2537 | 0 | 0 | 0 | 72.1076 | 93 | 2432 | 3689.5386 | 608 | 152 | 0.14409
1376 | 154.5162 | 353.4 | 800 | 3200 | 0 | 100% | 71.7808 | 111.2029 | 111.6561 | 111.6561 | 1 | 111.2029 | 84.1612 | 136.2479 | 129.4294 | 129.4294 | 129.4294 | 6.8185 | 136.2479 | 69.1581 | 62.3802 | 62.3802 | 62.3802 | 6.7779 | 69.1581 | 0 | 0 | 0 | 0 | 0 | 0 | 0 | 0 | 0 | 307.1064 | 249.5094 | 249.5094 | 249.5094 | 57.5969 | 307.1064 | 1728.3887 | 1728.3887 | 256.6368 | 256.6368 | 711.4712 | 711.4712 | 0 | 0 | 760.2807 | 760.2807 | 191714521.5168 | 1073494637.0034 | 209294599.4953 | 0 | 1474.5038 | 6.2778 | 0 | 0 | 0 | 216.3227 | 93 | 2432 | 3689.5386 | 608 | 152 | 0.16122
1377 | 206.0217 | 353.4 | 800 | 3200 | 0 | 100% | 77.4201 | 113.043 | 113.5593 | 113.5593 | 1 | 113.043 | 87.054 | 149.1815 | 141.7133 | 141.7133 | 141.7133 | 7.4683 | 149.1815 | 69.1223 | 62.3457 | 62.3457 | 62.3457 | 6.7766 | 69.1223 | 0 | 0 | 0 | 0 | 0 | 0 | 0 | 0 | 0 | 293.1209 | 238.1202 | 238.1202 | 238.1202 | 55.0007 | 293.1209 | 1813.3009 | 1813.3009 | 342.0629 | 342.0629 | 711.2228 | 711.2228 | 0 | 0 | 760.0152 | 760.0152 | 231687296.444 | 1073738238.6554 | 219759814.7775 | 0 | 1525.1853 | 8.7471 | 0 | 0 | 0 | 288.4303 | 93 | 2432 | 3689.5386 | 608 | 152 | 0.16928
1378 | 257.5271 | 353.4 | 800 | 3200 | 0 | 100% | 81.4269 | 115.4177 | 116.0618 | 116.0618 | 1 | 115.4177 | 89.4596 | 168.0875 | 159.6702 | 159.6702 | 159.6702 | 8.4172 | 168.0875 | 69.0925 | 62.3169 | 62.3169 | 62.3169 | 6.7756 | 69.0925 | 0 | 0 | 0 | 0 | 0 | 0 | 0 | 0 | 0 | 272.3009 | 221.1377 | 221.1377 | 221.1377 | 51.1632 | 272.3009 | 1898.2204 | 1898.2204 | 427.4443 | 427.4443 | 710.9995 | 710.9995 | 0 | 0 | 759.7766 | 759.7766 | 255711692.1538 | 1073921763.1435 | 237698717.9819 | 0 | 1567.3322 | 11.383 | 0 | 0 | 0 | 360.5379 | 93 | 2432 | 3689.5386 | 608 | 152 | 0.18312
1379 | 309.0325 | 353.4 | 800 | 3200 | 0 | 100% | 85.0228 | 117.9935 | 118.6228 | 118.6228 | 1 | 117.9935 | 91.5888 | 188.0348 | 178.6161 | 178.6161 | 178.6161 | 9.4187 | 188.0348 | 69.0674 | 62.2925 | 62.2925 | 62.2925 | 6.7748 | 69.0674 | 0 | 0 | 0 | 0 | 0 | 0 | 0 | 0 | 0 | 251.8689 | 204.4998 | 204.4998 | 204.4998 | 47.3691 | 251.8689 | 1983.1461 | 1983.1461 | 512.7876 | 512.7876 | 710.7976 | 710.7976 | 0 | 0 | 759.5609 | 759.5609 | 273705921.0409 | 1074059227.4832 | 256870113.4101 | 0 | 1604.6353 | 13.9854 | 0 | 0 | 0 | 432.6455 | 93 | 2432 | 3689.5386 | 608 | 152 | 0.19816
1380 | 360.5379 | 353.4 | 800 | 3200 | 0 | 100% | 88.2763 | 121.1569 | 121.7238 | 121.7238 | 1 | 121.1569 | 93.411 | 208.4455 | 198.0019 | 198.0019 | 198.0019 | 10.4436 | 208.4455 | 69.046 | 62.2717 | 62.2717 | 62.2717 | 6.7743 | 69.046 | 0 | 0 | 0 | 0 | 0 | 0 | 0 | 0 | 0 | 236.8645 | 192.6827 | 192.6827 | 192.6827 | 44.1819 | 236.8645 | 2068.0771 | 2068.0771 | 598.0979 | 598.0979 | 710.6143 | 710.6143 | 0 | 0 | 759.365 | 759.365 | 287480995.2493 | 1074165656.0719 | 274913914.0606 | 0 | 1636.5606 | 16.6158 | 0 | 0 | 0 | 504.753 | 93 | 2432 | 3689.5386 | 608 | 152 | 0.21236
1381 | 412.0433 | 353.4 | 800 | 3200 | 0 | 100% | 90.4909 | 124.4514 | 124.9136 | 124.9136 | 1 | 124.4514 | 94.7071 | 229.0315 | 217.554 | 217.554 | 217.554 | 11.4776 | 229.0315 | 69.0272 | 62.2533 | 62.2533 | 62.2533 | 6.7739 | 69.0272 | 0 | 0 | 0 | 0 | 0 | 0 | 0 | 0 | 0 | 225.9798 | 183.7704 | 183.7704 | 183.7704 | 42.2094 | 225.9798 | 2153.0128 | 2153.0128 | 683.3795 | 683.3795 | 710.447 | 710.447 | 0 | 0 | 759.1862 | 759.1862 | 298638161.8014 | 1074255526.5382 | 286373853.3317 | 0 | 1659.2675 | 19.4683 | 0 | 0 | 0 | 576.8606 | 93 | 2432 | 3689.5386 | 608 | 152 | 0.22149
1382 | 463.5487 | 353.4 | 800 | 3200 | 0 | 100% | 92.0776 | 128.2055 | 128.6155 | 128.6155 | 1 | 128.2055 | 95.6031 | 249.6265 | 237.1143 | 237.1143 | 237.1143 | 12.5122 | 249.6265 | 69.0105 | 62.2369 | 62.2369 | 62.2369 | 6.7736 | 69.0105 | 0 | 0 | 0 | 0 | 0 | 0 | 0 | 0 | 0 | 220.0745 | 178.897 | 178.897 | 178.897 | 41.1775 | 220.0745 | 2237.9525 | 2237.9525 | 768.6362 | 768.6362 | 710.2938 | 710.2938 | 0 | 0 | 759.0225 | 759.0225 | 307918027.2945 | 1074314363.6867 | 292733370.2715 | 0 | 1674.9658 | 22.4132 | 0 | 0 | 0 | 648.9682 | 93 | 2432 | 3689.5386 | 608 | 152 | 0.22669
1383 | 515.0541 | 353.4 | 800 | 3200 | 0 | 100% | 93.3447 | 132.1417 | 132.5451 | 132.5451 | 1 | 132.1417 | 96.3529 | 270.1778 | 256.6329 | 256.6329 | 256.6329 | 13.5449 | 270.1778 | 68.9955 | 62.2222 | 62.2222 | 62.2222 | 6.7733 | 68.9955 | 0 | 0 | 0 | 0 | 0 | 0 | 0 | 0 | 0 | 215.7968 | 175.3533 | 175.3533 | 175.3533 | 40.4435 | 215.7968 | 2322.8958 | 2322.8958 | 853.8708 | 853.8708 | 710.153 | 710.153 | 0 | 0 | 758.872 | 758.872 | 315904311.1296 | 1074354416.6346 | 297843860.8253 | 0 | 1688.1026 | 25.2191 | 0 | 0 | 0 | 721.0758 | 93 | 2432 | 3689.5386 | 608 | 152 | 0.23092
1384 | 566.5595 | 353.4 | 800 | 3200 | 0 | 100% | 94.4863 | 136.1831 | 136.5712 | 136.5712 | 1 | 136.1831 | 96.9772 | 290.5893 | 276.0186 | 276.0186 | 276.0186 | 14.5707 | 290.5893 | 68.9819 | 62.2088 | 62.2088 | 62.2088 | 6.7731 | 68.9819 | 0 | 0 | 0 | 0 | 0 | 0 | 0 | 0 | 0 | 212.416 | 172.5488 | 172.5488 | 172.5488 | 39.8672 | 212.416 | 2407.8423 | 2407.8423 | 939.0861 | 939.0861 | 710.023 | 710.023 | 0 | 0 | 758.7332 | 758.7332 | 322876434.1321 | 1074387464.6426 | 301777284.3677 | 0 | 1699.0412 | 27.8903 | 0 | 0 | 0 | 793.1834 | 93 | 2432 | 3689.5386 | 608 | 152 | 0.23425
1385 | 618.065 | 353.4 | 800 | 3200 | 0 | 100% | 95.3311 | 140.3137 | 140.6935 | 140.6935 | 1 | 140.3137 | 97.5068 | 310.8449 | 295.256 | 295.256 | 295.256 | 15.5889 | 310.8449 | 68.9696 | 62.1966 | 62.1966 | 62.1966 | 6.7729 | 68.9696 | 0 | 0 | 0 | 0 | 0 | 0 | 0 | 0 | 0 | 209.7913 | 170.3638 | 170.3638 | 170.3638 | 39.4275 | 209.7913 | 2492.7915 | 2492.7915 | 1024.284 | 1024.284 | 709.9028 | 709.9028 | 0 | 0 | 758.6047 | 758.6047 | 329131197.0221 | 1074414975.2553 | 304773514.2588 | 0 | 1708.3197 | 30.4317 | 0 | 0 | 0 | 865.2909 | 93 | 2432 | 3689.5386 | 608 | 152 | 0.23656
1386 | 669.5704 | 353.4 | 800 | 3200 | 0 | 100% | 96.2443 | 144.5077 | 144.8884 | 144.8884 | 1 | 144.5077 | 97.9743 | 330.9233 | 314.325 | 314.325 | 314.325 | 16.5983 | 330.9233 | 68.9583 | 62.1855 | 62.1855 | 62.1855 | 6.7728 | 68.9583 | 0 | 0 | 0 | 0 | 0 | 0 | 0 | 0 | 0 | 207.6982 | 168.6143 | 168.6143 | 168.6143 | 39.0839 | 207.6982 | 2577.7432 | 2577.7432 | 1109.4666 | 1109.4666 | 709.7912 | 709.7912 | 0 | 0 | 758.4854 | 758.4854 | 334784048.254 | 1074437505.9939 | 307288655.3967 | 0 | 1716.5102 | 32.8189 | 0 | 0 | 0 | 937.3985 | 93 | 2432 | 3689.5386 | 608 | 152 | 0.2385
1387 | 721.0758 | 353.4 | 800 | 3200 | 0 | 100% | 97.0091 | 148.7789 | 149.1385 | 149.1385 | 1 | 148.7789 | 98.3274 | 350.8575 | 333.2569 | 333.2569 | 333.2569 | 17.6006 | 350.8575 | 68.9478 | 62.1752 | 62.1752 | 62.1752 | 6.7726 | 68.9478 | 0 | 0 | 0 | 0 | 0 | 0 | 0 | 0 | 0 | 206.1986 | 167.3534 | 167.3534 | 167.3534 | 38.8452 | 206.1986 | 2662.6972 | 2662.6972 | 1194.6354 | 1194.6354 | 709.6873 | 709.6873 | 0 | 0 | 758.3745 | 758.3745 | 339924464.573 | 1074458597.4328 | 308312161.5513 | 0 | 1722.6952 | 35.1081 | 0 | 0 | 0 | 1009.5061 | 93 | 2432 | 3689.5386 | 608 | 152 | 0.23929
1388 | 772.5812 | 353.4 | 800 | 3200 | 0 | 100% | 97.5228 | 153.1262 | 153.4742 | 153.4742 | 1 | 153.1262 | 98.626 | 370.6593 | 352.063 | 352.063 | 352.063 | 18.5963 | 370.6593 | 68.9382 | 62.1656 | 62.1656 | 62.1656 | 6.7725 | 68.9382 | 0 | 0 | 0 | 0 | 0 | 0 | 0 | 0 | 0 | 205.2511 | 166.5458 | 166.5458 | 166.5458 | 38.7054 | 205.2511 | 2747.6532 | 2747.6532 | 1279.7918 | 1279.7918 | 709.5905 | 709.5905 | 0 | 0 | 758.2709 | 758.2709 | 344590401.3107 | 1074474534.2296 | 308861809.4281 | 0 | 1727.9267 | 37.269 | 0 | 0 | 0 | 1081.6137 | 93 | 2432 | 3689.5386 | 608 | 152 | 0.23971
1389 | 824.0866 | 353.4 | 800 | 3200 | 0 | 100% | 97.8425 | 157.5514 | 157.8792 | 157.8792 | 1 | 157.5514 | 98.8523 | 390.5102 | 370.9155 | 370.9155 | 370.9155 | 19.5946 | 390.5102 | 68.9293 | 62.1569 | 62.1569 | 62.1569 | 6.7724 | 68.9293 | 0 | 0 | 0 | 0 | 0 | 0 | 0 | 0 | 0 | 204.7409 | 166.0937 | 166.0937 | 166.0937 | 38.6471 | 204.7409 | 2832.611 | 2832.611 | 1364.9369 | 1364.9369 | 709.4999 | 709.4999 | 0 | 0 | 758.1741 | 758.1741 | 348650449.9285 | 1074488788.6312 | 308753849.3685 | 0 | 1731.8931 | 39.3244 | 0 | 0 | 0 | 1153.7213 | 93 | 2432 | 3689.5386 | 608 | 152 | 0.23963
1390 | 875.592 | 353.4 | 800 | 3200 | 0 | 100% | 98.1849 | 162.0663 | 162.3861 | 162.3861 | 1 | 162.0663 | 99.0225 | 410.4648 | 389.8666 | 389.8666 | 389.8666 | 20.5982 | 410.4648 | 68.9211 | 62.1487 | 62.1487 | 62.1487 | 6.7724 | 68.9211 | 0 | 0 | 0 | 0 | 0 | 0 | 0 | 0 | 0 | 204.7113 | 166.0306 | 166.0306 | 166.0306 | 38.6807 | 204.7113 | 2917.5704 | 2917.5704 | 1450.072 | 1450.072 | 709.415 | 709.415 | 0 | 0 | 758.0834 | 758.0834 | 352255696.5889 | 1074500543.5249 | 308118382.2827 | 0 | 1734.8746 | 41.2764 | 0 | 0 | 0 | 1225.8288 | 93 | 2432 | 3689.5386 | 608 | 152 | 0.23914
1391 | 927.0974 | 353.4 | 800 | 3200 | 0 | 100% | 98.4475 | 166.6164 | 166.9451 | 166.9451 | 1 | 166.6164 | 99.1858 | 430.3991 | 408.7982 | 408.7982 | 408.7982 | 21.6009 | 430.3991 | 68.9134 | 62.1411 | 62.1411 | 62.1411 | 6.7723 | 68.9134 | 0 | 0 | 0 | 0 | 0 | 0 | 0 | 0 | 0 | 204.8251 | 166.0886 | 166.0886 | 166.0886 | 38.7365 | 204.8251 | 3002.5313 | 3002.5313 | 1535.1978 | 1535.1978 | 709.3353 | 709.3353 | 0 | 0 | 757.9982 | 757.9982 | 355596256.2886 | 1074511718.7677 | 307628096.0097 | 0 | 1737.7361 | 43.1046 | 0 | 0 | 0 | 1297.9364 | 93 | 2432 | 3689.5386 | 608 | 152 | 0.23876
1392 | 978.6028 | 353.4 | 800 | 3200 | 0 | 100% | 98.653 | 171.1964 | 171.5217 | 171.5217 | 1 | 171.1964 | 99.2956 | 450.2908 | 427.6893 | 427.6893 | 427.6893 | 22.6015 | 450.2908 | 68.9061 | 62.1339 | 62.1339 | 62.1339 | 6.7722 | 68.9061 | 0 | 0 | 0 | 0 | 0 | 0 | 0 | 0 | 0 | 205.0651 | 166.2523 | 166.2523 | 166.2523 | 38.8128 | 205.0651 | 3087.4936 | 3087.4936 | 1620.3152 | 1620.3152 | 709.2603 | 709.2603 | 0 | 0 | 757.9181 | 757.9181 | 358655912.2924 | 1074521785.452 | 306480498.9137 | 0 | 1739.6582 | 44.8487 | 0 | 0 | 0 | 1370.044 | 93 | 2432 | 3689.5386 | 608 | 152 | 0.23788
1393 | 1030.1083 | 353.4 | 800 | 3200 | 0 | 100% | 98.7785 | 175.8252 | 176.1486 | 176.1486 | 1 | 175.8252 | 99.3823 | 470.1626 | 446.5615 | 446.5615 | 446.5615 | 23.6012 | 470.1626 | 68.8993 | 62.1272 | 62.1272 | 62.1272 | 6.7722 | 68.8993 | 0 | 0 | 0 | 0 | 0 | 0 | 0 | 0 | 0 | 205.5493 | 166.6167 | 166.6167 | 166.6167 | 38.9326 | 205.5493 | 3172.4572 | 3172.4572 | 1705.425 | 1705.425 | 709.1896 | 709.1896 | 0 | 0 | 757.8426 | 757.8426 | 361443003.5543 | 1074530402.4828 | 305204606.8956 | 0 | 1741.178 | 46.4977 | 0 | 0 | 0 | 1442.1516 | 93 | 2432 | 3689.5386 | 608 | 152 | 0.23689
1394 | 20.6022 | 402.8 | 800 | 3200 | 0 | 100% | 67.8082 | 109.127 | 109.4133 | 109.4133 | 1 | 109.127 | 79.3798 | 125.5169 | 119.2388 | 119.2388 | 119.2388 | 6.278 | 125.5169 | 75.1524 | 67.7908 | 67.7908 | 67.7908 | 7.3616 | 75.1524 | 0 | 0 | 0 | 0 | 0 | 0 | 0 | 0 | 0 | 270.9283 | 220.0509 | 220.0509 | 220.0509 | 50.8775 | 270.9283 | 1606.3488 | 1606.3488 | 34.238 | 34.238 | 811.3918 | 811.3918 | 0 | 0 | 760.7191 | 760.7191 | 27906766.8087 | 1126626873.5802 | 236199947.9246 | 0 | 1390.7336 | 6.8044 | 0 | 0 | 0 | 28.843 | 106 | 2432 | 3689.5386 | 608 | 152 | 0.18195
1395 | 51.5054 | 402.8 | 800 | 3200 | 0 | 100% | 70.3082 | 109.5804 | 109.8937 | 109.8937 | 1 | 109.5804 | 81.7777 | 128.6357 | 122.2001 | 122.2001 | 122.2001 | 6.4356 | 128.6357 | 75.119 | 67.759 | 67.759 | 67.759 | 7.36 | 75.119 | 0 | 0 | 0 | 0 | 0 | 0 | 0 | 0 | 0 | 269.2918 | 218.7292 | 218.7292 | 218.7292 | 50.5626 | 269.2918 | 1657.2873 | 1657.2873 | 85.5733 | 85.5733 | 811.1869 | 811.1869 | 0 | 0 | 760.5271 | 760.5271 | 67993851.7791 | 1126897959.4673 | 237852972.0508 | 0 | 1432.7448 | 7.6804 | 0 | 0 | 0 | 72.1076 | 106 | 2432 | 3689.5386 | 608 | 152 | 0.18322
1396 | 154.5162 | 402.8 | 800 | 3200 | 0 | 100% | 79.0982 | 112.7971 | 113.0692 | 113.0692 | 1 | 112.7971 | 88.0421 | 145.0155 | 137.7554 | 137.7554 | 137.7554 | 7.2601 | 145.0155 | 75.0328 | 67.6764 | 67.6764 | 67.6764 | 7.3564 | 75.0328 | 0 | 0 | 0 | 0 | 0 | 0 | 0 | 0 | 0 | 271.1112 | 220.1106 | 220.1106 | 220.1106 | 51.0006 | 271.1112 | 1827.106 | 1827.106 | 256.5335 | 256.5335 | 810.5978 | 810.5978 | 0 | 0 | 759.9747 | 759.9747 | 180048688.4988 | 1127487201.1137 | 234961069.9816 | 0 | 1542.497 | 11.8953 | 0 | 0 | 0 | 216.3227 | 106 | 2432 | 3689.5386 | 608 | 152 | 0.18137
1397 | 206.0217 | 402.8 | 800 | 3200 | 0 | 100% | 83.3676 | 115.2262 | 115.6131 | 115.6131 | 1 | 115.2262 | 90.3479 | 159.0654 | 151.0996 | 151.0996 | 151.0996 | 7.9658 | 159.0654 | 75.0007 | 67.6455 | 67.6455 | 67.6455 | 7.3553 | 75.0007 | 0 | 0 | 0 | 0 | 0 | 0 | 0 | 0 | 0 | 268.3361 | 217.7668 | 217.7668 | 217.7668 | 50.5692 | 268.3361 | 1912.0266 | 1912.0266 | 341.939 | 341.939 | 810.3475 | 810.3475 | 0 | 0 | 759.7401 | 759.7401 | 217156687.4989 | 1127654862.3458 | 238083037.722 | 0 | 1582.8946 | 14.4052 | 0 | 0 | 0 | 288.4303 | 106 | 2432 | 3689.5386 | 608 | 152 | 0.18408
1398 | 257.5271 | 402.8 | 800 | 3200 | 0 | 100% | 86.7009 | 117.8642 | 118.3676 | 118.3676 | 1 | 117.8642 | 92.4324 | 179.3873 | 170.4015 | 170.4015 | 170.4015 | 8.9859 | 179.3873 | 74.9735 | 67.6191 | 67.6191 | 67.6191 | 7.3545 | 74.9735 | 0 | 0 | 0 | 0 | 0 | 0 | 0 | 0 | 0 | 254.5141 | 206.4839 | 206.4839 | 206.4839 | 48.0303 | 254.5141 | 1996.9532 | 1996.9532 | 427.3043 | 427.3043 | 810.1211 | 810.1211 | 0 | 0 | 759.5278 | 759.5278 | 239540810.1492 | 1127777663.874 | 252097342.2797 | 0 | 1619.4158 | 16.8136 | 0 | 0 | 0 | 360.5379 | 106 | 2432 | 3689.5386 | 608 | 152 | 0.19517
1399 | 309.0325 | 402.8 | 800 | 3200 | 0 | 100% | 89.6347 | 120.8791 | 121.3736 | 121.3736 | 1 | 120.8791 | 94.1005 | 200.6487 | 190.5954 | 190.5954 | 190.5954 | 10.0533 | 200.6487 | 74.9505 | 67.5966 | 67.5966 | 67.5966 | 7.3539 | 74.9505 | 0 | 0 | 0 | 0 | 0 | 0 | 0 | 0 | 0 | 242.5388 | 196.7416 | 196.7416 | 196.7416 | 45.7973 | 242.5388 | 2081.8851 | 2081.8851 | 512.6349 | 512.6349 | 809.9153 | 809.9153 | 0 | 0 | 759.3348 | 759.3348 | 256418486.9457 | 1127862397.3067 | 264359494.8198 | 0 | 1648.6404 | 19.3567 | 0 | 0 | 0 | 432.6455 | 106 | 2432 | 3689.5386 | 608 | 152 | 0.20492
1400 | 360.5379 | 402.8 | 800 | 3200 | 0 | 100% | 91.758 | 124.5707 | 125.0047 | 125.0047 | 1 | 124.5707 | 95.3273 | 222.5067 | 211.3557 | 211.3557 | 211.3557 | 11.151 | 222.5067 | 74.9305 | 67.577 | 67.577 | 67.577 | 7.3535 | 74.9305 | 0 | 0 | 0 | 0 | 0 | 0 | 0 | 0 | 0 | 235.743 | 191.5218 | 191.5218 | 191.5218 | 44.2212 | 235.743 | 2166.8214 | 2166.8214 | 597.9354 | 597.9354 | 809.7274 | 809.7274 | 0 | 0 | 759.1587 | 759.1587 | 269201000.858 | 1127925366.4354 | 273007211.6881 | 0 | 1670.1336 | 22.0446 | 0 | 0 | 0 | 504.753 | 106 | 2432 | 3689.5386 | 608 | 152 | 0.21188
1401 | 412.0433 | 402.8 | 800 | 3200 | 0 | 100% | 93.1393 | 128.3995 | 128.7788 | 128.7788 | 1 | 128.3995 | 96.1308 | 244.5492 | 232.2911 | 232.2911 | 232.2911 | 12.2581 | 244.5492 | 74.9129 | 67.5597 | 67.5597 | 67.5597 | 7.3531 | 74.9129 | 0 | 0 | 0 | 0 | 0 | 0 | 0 | 0 | 0 | 231.4029 | 187.9076 | 187.9076 | 187.9076 | 43.4953 | 231.4029 | 2251.7618 | 2251.7618 | 683.2094 | 683.2094 | 809.5552 | 809.5552 | 0 | 0 | 758.9972 | 758.9972 | 279625449.3107 | 1127973797.817 | 276611661.1282 | 0 | 1684.2109 | 24.8499 | 0 | 0 | 0 | 576.8606 | 106 | 2432 | 3689.5386 | 608 | 152 | 0.2149
1402 | 463.5487 | 402.8 | 800 | 3200 | 0 | 100% | 94.258 | 132.3865 | 132.7579 | 132.7579 | 1 | 132.3865 | 96.8085 | 266.5414 | 253.1784 | 253.1784 | 253.1784 | 13.363 | 266.5414 | 74.897 | 67.5441 | 67.5441 | 67.5441 | 7.3529 | 74.897 | 0 | 0 | 0 | 0 | 0 | 0 | 0 | 0 | 0 | 228.1824 | 185.2051 | 185.2051 | 185.2051 | 42.9773 | 228.1824 | 2336.7056 | 2336.7056 | 768.4601 | 768.4601 | 809.3968 | 809.3968 | 0 | 0 | 758.8487 | 758.8487 | 288322057.4881 | 1128012083.7435 | 279751189.2484 | 0 | 1696.0853 | 27.5263 | 0 | 0 | 0 | 648.9682 | 106 | 2432 | 3689.5386 | 608 | 152 | 0.21733
1403 | 515.0541 | 402.8 | 800 | 3200 | 0 | 100% | 95.2169 | 136.4795 | 136.8441 | 136.8441 | 1 | 136.4795 | 97.377 | 288.47 | 274.0052 | 274.0052 | 274.0052 | 14.4648 | 288.47 | 74.8826 | 67.5299 | 67.5299 | 67.5299 | 7.3527 | 74.8826 | 0 | 0 | 0 | 0 | 0 | 0 | 0 | 0 | 0 | 225.5887 | 183.027 | 183.027 | 183.027 | 42.5617 | 225.5887 | 2421.6525 | 2421.6525 | 853.6903 | 853.6903 | 809.2506 | 809.2506 | 0 | 0 | 758.7116 | 758.7116 | 295808973.5777 | 1128044649.975 | 282192068.2273 | 0 | 1706.0457 | 30.0685 | 0 | 0 | 0 | 721.0758 | 106 | 2432 | 3689.5386 | 608 | 152 | 0.21922
1404 | 566.5595 | 402.8 | 800 | 3200 | 0 | 100% | 96.153 | 140.6404 | 141.0128 | 141.0128 | 1 | 140.6404 | 97.8842 | 310.2891 | 294.7277 | 294.7277 | 294.7277 | 15.5614 | 310.2891 | 74.8693 | 67.5169 | 67.5169 | 67.5169 | 7.3525 | 74.8693 | 0 | 0 | 0 | 0 | 0 | 0 | 0 | 0 | 0 | 223.3906 | 181.1764 | 181.1764 | 181.1764 | 42.2143 | 223.3906 | 2506.6022 | 2506.6022 | 938.9023 | 938.9023 | 809.1152 | 809.1152 | 0 | 0 | 758.5847 | 758.5847 | 302313012.7531 | 1128072784.331 | 284545798.511 | 0 | 1714.9316 | 32.4575 | 0 | 0 | 0 | 793.1834 | 106 | 2432 | 3689.5386 | 608 | 152 | 0.22104
1405 | 618.065 | 402.8 | 800 | 3200 | 0 | 100% | 96.895 | 144.8658 | 145.2104 | 145.2104 | 1 | 144.8658 | 98.2764 | 331.9085 | 315.2604 | 315.2604 | 315.2604 | 16.6481 | 331.9085 | 74.8573 | 67.505 | 67.505 | 67.505 | 7.3523 | 74.8573 | 0 | 0 | 0 | 0 | 0 | 0 | 0 | 0 | 0 | 221.6554 | 179.714 | 179.714 | 179.714 | 41.9414 | 221.6554 | 2591.5543 | 2591.5543 | 1024.0979 | 1024.0979 | 808.9895 | 808.9895 | 0 | 0 | 758.4668 | 758.4668 | 308190724.5324 | 1128094857.2887 | 285516766.4257 | 0 | 1721.8023 | 34.7476 | 0 | 0 | 0 | 865.2909 | 106 | 2432 | 3689.5386 | 608 | 152 | 0.22178
1406 | 669.5704 | 402.8 | 800 | 3200 | 0 | 100% | 97.4315 | 149.2223 | 149.5562 | 149.5562 | 1 | 149.2223 | 98.5803 | 353.3729 | 335.6458 | 335.6458 | 335.6458 | 17.7271 | 353.3729 | 74.8464 | 67.4942 | 67.4942 | 67.4942 | 7.3522 | 74.8464 | 0 | 0 | 0 | 0 | 0 | 0 | 0 | 0 | 0 | 220.9721 | 179.1146 | 179.1146 | 179.1146 | 41.8575 | 220.9721 | 2676.5086 | 2676.5086 | 1109.279 | 1109.279 | 808.8725 | 808.8725 | 0 | 0 | 758.3571 | 758.3571 | 313455951.1069 | 1128111297.9719 | 285559338.6098 | 0 | 1727.1266 | 36.9324 | 0 | 0 | 0 | 937.3985 | 106 | 2432 | 3689.5386 | 608 | 152 | 0.22182
1407 | 721.0758 | 402.8 | 800 | 3200 | 0 | 100% | 97.911 | 153.629 | 153.963 | 153.963 | 1 | 153.629 | 98.8471 | 374.6648 | 355.8672 | 355.8672 | 355.8672 | 18.7977 | 374.6648 | 74.8364 | 67.4842 | 67.4842 | 67.4842 | 7.3521 | 74.8364 | 0 | 0 | 0 | 0 | 0 | 0 | 0 | 0 | 0 | 220.6099 | 178.783 | 178.783 | 178.783 | 41.8269 | 220.6099 | 2761.4649 | 2761.4649 | 1194.4468 | 1194.4468 | 808.7633 | 808.7633 | 0 | 0 | 758.2548 | 758.2548 | 318271994.963 | 1128124180.6899 | 285405713.7961 | 0 | 1731.8019 | 38.9872 | 0 | 0 | 0 | 1009.5061 | 106 | 2432 | 3689.5386 | 608 | 152 | 0.2217
1408 | 772.5812 | 402.8 | 800 | 3200 | 0 | 100% | 98.2763 | 158.0963 | 158.4144 | 158.4144 | 1 | 158.0963 | 99.044 | 395.8865 | 376.0217 | 376.0217 | 376.0217 | 19.8648 | 395.8865 | 74.8271 | 67.475 | 67.475 | 67.475 | 7.352 | 74.8271 | 0 | 0 | 0 | 0 | 0 | 0 | 0 | 0 | 0 | 220.6275 | 178.756 | 178.756 | 178.756 | 41.8715 | 220.6275 | 2846.4229 | 2846.4229 | 1279.6028 | 1279.6028 | 808.6611 | 808.6611 | 0 | 0 | 758.159 | 758.159 | 322535206.1756 | 1128135261.5945 | 284580546.2795 | 0 | 1735.251 | 40.9453 | 0 | 0 | 0 | 1081.6137 | 106 | 2432 | 3689.5386 | 608 | 152 | 0.22106
1409 | 824.0866 | 402.8 | 800 | 3200 | 0 | 100% | 98.4703 | 162.6317 | 162.9391 | 162.9391 | 1 | 162.6317 | 99.1911 | 417.1628 | 396.228 | 396.228 | 396.228 | 20.9347 | 417.1628 | 74.8184 | 67.4664 | 67.4664 | 67.4664 | 7.352 | 74.8184 | 0 | 0 | 0 | 0 | 0 | 0 | 0 | 0 | 0 | 221.0063 | 179.0208 | 179.0208 | 179.0208 | 41.9854 | 221.0063 | 2931.3826 | 2931.3826 | 1364.748 | 1364.748 | 808.5654 | 808.5654 | 0 | 0 | 758.0692 | 758.0692 | 326322873.584 | 1128144930.3204 | 283359675.9387 | 0 | 1737.8275 | 42.8046 | 0 | 0 | 0 | 1153.7213 | 106 | 2432 | 3689.5386 | 608 | 152 | 0.22012
1410 | 875.592 | 402.8 | 800 | 3200 | 0 | 100% | 98.6416 | 167.2275 | 167.5325 | 167.5325 | 1 | 167.2275 | 99.303 | 438.4822 | 416.4753 | 416.4753 | 416.4753 | 22.0069 | 438.4822 | 74.8103 | 67.4584 | 67.4584 | 67.4584 | 7.3519 | 74.8103 | 0 | 0 | 0 | 0 | 0 | 0 | 0 | 0 | 0 | 221.6838 | 179.5312 | 179.5312 | 179.5312 | 42.1526 | 221.6838 | 3016.3438 | 3016.3438 | 1449.8835 | 1449.8835 | 808.4754 | 808.4754 | 0 | 0 | 757.9849 | 757.9849 | 329725477.9296 | 1128153279.703 | 281910239.983 | 0 | 1739.789 | 44.5656 | 0 | 0 | 0 | 1225.8288 | 106 | 2432 | 3689.5386 | 608 | 152 | 0.21901
1411 | 927.0974 | 402.8 | 800 | 3200 | 0 | 100% | 98.8128 | 171.8562 | 172.1707 | 172.1707 | 1 | 171.8562 | 99.4072 | 459.7656 | 436.6881 | 436.6881 | 436.6881 | 23.0774 | 459.7656 | 74.8028 | 67.4509 | 67.4509 | 67.4509 | 7.3519 | 74.8028 | 0 | 0 | 0 | 0 | 0 | 0 | 0 | 0 | 0 | 222.4921 | 180.1487 | 180.1487 | 180.1487 | 42.3433 | 222.4921 | 3101.3063 | 3101.3063 | 1535.01 | 1535.01 | 808.3908 | 808.3908 | 0 | 0 | 757.9055 | 757.9055 | 332851234.4766 | 1128160036.7185 | 280603196.2636 | 0 | 1741.6145 | 46.2223 | 0 | 0 | 0 | 1297.9364 | 106 | 2432 | 3689.5386 | 608 | 152 | 0.218
1412 | 978.6028 | 402.8 | 800 | 3200 | 0 | 100% | 99.0068 | 176.4977 | 176.8189 | 176.8189 | 1 | 176.4977 | 99.4927 | 480.9825 | 456.8378 | 456.8378 | 456.8378 | 24.1447 | 480.9825 | 74.7957 | 67.4439 | 67.4439 | 67.4439 | 7.3518 | 74.7957 | 0 | 0 | 0 | 0 | 0 | 0 | 0 | 0 | 0 | 223.294 | 180.7653 | 180.7653 | 180.7653 | 42.5288 | 223.294 | 3186.27 | 3186.27 | 1620.1284 | 1620.1284 | 808.311 | 808.311 | 0 | 0 | 757.8307 | 757.8307 | 335752157.6678 | 1128166162.4366 | 279194255.4185 | 0 | 1743.1126 | 47.7898 | 0 | 0 | 0 | 1370.044 | 106 | 2432 | 3689.5386 | 608 | 152 | 0.21691
1413 | 1030.1083 | 402.8 | 800 | 3200 | 0 | 100% | 99.121 | 181.165 | 181.4763 | 181.4763 | 1 | 181.165 | 99.542 | 502.1972 | 476.9854 | 476.9854 | 476.9854 | 25.2118 | 502.1972 | 74.789 | 67.4372 | 67.4372 | 67.4372 | 7.3518 | 74.789 | 0 | 0 | 0 | 0 | 0 | 0 | 0 | 0 | 0 | 224.1711 | 181.4452 | 181.4452 | 181.4452 | 42.7259 | 224.1711 | 3271.2349 | 3271.2349 | 1705.2393 | 1705.2393 | 808.2356 | 808.2356 | 0 | 0 | 757.76 | 757.76 | 338349211.6237 | 1128172015.7851 | 277455298.6733 | 0 | 1743.9765 | 49.2849 | 0 | 0 | 0 | 1442.1516 | 106 | 2432 | 3689.5386 | 608 | 152 | 0.21557
1414 | 20.6022 | 452.2 | 800 | 3200 | 0 | 100% | 74.5776 | 110.6493 | 110.9122 | 110.9122 | 1 | 110.6493 | 83.5826 | 131.5824 | 124.9981 | 124.9981 | 124.9981 | 6.5844 | 131.5824 | 81.1353 | 73.1843 | 73.1843 | 73.1843 | 7.951 | 81.1353 | 0 | 0 | 0 | 0 | 0 | 0 | 0 | 0 | 0 | 239.6033 | 194.512 | 194.512 | 194.512 | 45.0913 | 239.6033 | 1705.0516 | 1705.0516 | 34.2218 | 34.2218 | 910.4709 | 910.4709 | 0 | 0 | 760.359 | 760.359 | 26594938.0114 | 1171077339.6068 | 266695387.5984 | 0 | 1464.3677 | 12.2713 | 0 | 0 | 0 | 28.843 | 119 | 2432 | 3689.5386 | 608 | 152 | 0.20597
1415 | 51.5054 | 452.2 | 800 | 3200 | 0 | 100% | 76.8836 | 111.4964 | 111.7572 | 111.7572 | 1 | 111.4964 | 85.5775 | 135.9621 | 129.1571 | 129.1571 | 129.1571 | 6.805 | 135.9621 | 81.1054 | 73.1557 | 73.1557 | 73.1557 | 7.9497 | 81.1054 | 0 | 0 | 0 | 0 | 0 | 0 | 0 | 0 | 0 | 241.9804 | 196.4174 | 196.4174 | 196.4174 | 45.5629 | 241.9804 | 1755.9966 | 1755.9966 | 85.5355 | 85.5355 | 910.2699 | 910.2699 | 0 | 0 | 760.1912 | 760.1912 | 64292533.3793 | 1171281222.5314 | 263744725.0831 | 0 | 1499.3185 | 13.284 | 0 | 0 | 0 | 72.1076 | 119 | 2432 | 3689.5386 | 608 | 152 | 0.20388
1416 | 154.5162 | 452.2 | 800 | 3200 | 0 | 100% | 84.0183 | 115.7402 | 115.9863 | 115.9863 | 1 | 115.7402 | 90.7635 | 153.6288 | 145.9349 | 145.9349 | 145.9349 | 7.6939 | 153.6288 | 81.0276 | 73.0809 | 73.0809 | 73.0809 | 7.9467 | 81.0276 | 0 | 0 | 0 | 0 | 0 | 0 | 0 | 0 | 0 | 255.0393 | 206.8723 | 206.8723 | 206.8723 | 48.167 | 255.0393 | 1925.833 | 1925.833 | 256.4421 | 256.4421 | 909.6867 | 909.6867 | 0 | 0 | 759.7041 | 759.7041 | 169835426.9315 | 1171735724.5185 | 248605765.825 | 0 | 1590.1769 | 17.5596 | 0 | 0 | 0 | 216.3227 | 119 | 2432 | 3689.5386 | 608 | 152 | 0.19284
1417 | 206.0217 | 452.2 | 800 | 3200 | 0 | 100% | 87.5685 | 118.4243 | 118.7667 | 118.7667 | 1 | 118.4243 | 92.7764 | 168.7615 | 160.3075 | 160.3075 | 160.3075 | 8.454 | 168.7615 | 80.9977 | 73.052 | 73.052 | 73.052 | 7.9457 | 80.9977 | 0 | 0 | 0 | 0 | 0 | 0 | 0 | 0 | 0 | 255.4422 | 207.1499 | 207.1499 | 207.1499 | 48.2923 | 255.4422 | 2010.7605 | 2010.7605 | 341.8288 | 341.8288 | 909.4365 | 909.4365 | 0 | 0 | 759.4952 | 759.4952 | 204554095.6652 | 1171876357.5661 | 249012333.5315 | 0 | 1625.4428 | 19.8456 | 0 | 0 | 0 | 288.4303 | 119 | 2432 | 3689.5386 | 608 | 152 | 0.19342
1418 | 257.5271 | 452.2 | 800 | 3200 | 0 | 100% | 90.0799 | 121.4885 | 121.8833 | 121.8833 | 1 | 121.4885 | 94.3637 | 190.3027 | 180.7674 | 180.7674 | 180.7674 | 9.5353 | 190.3027 | 80.9724 | 73.0274 | 73.0274 | 73.0274 | 7.945 | 80.9724 | 0 | 0 | 0 | 0 | 0 | 0 | 0 | 0 | 0 | 249.0751 | 201.8999 | 201.8999 | 201.8999 | 47.1752 | 249.0751 | 2095.6931 | 2095.6931 | 427.1791 | 427.1791 | 909.2089 | 909.2089 | 0 | 0 | 759.3051 | 759.3051 | 225744499.1198 | 1171977315.7764 | 255530528.7939 | 0 | 1653.2523 | 22.2496 | 0 | 0 | 0 | 360.5379 | 119 | 2432 | 3689.5386 | 608 | 152 | 0.19859
1419 | 309.0325 | 452.2 | 800 | 3200 | 0 | 100% | 92.3288 | 125.1873 | 125.5768 | 125.5768 | 1 | 125.1873 | 95.5877 | 212.9301 | 202.2587 | 202.2587 | 202.2587 | 10.6714 | 212.9301 | 80.9506 | 73.0061 | 73.0061 | 73.0061 | 7.9445 | 80.9506 | 0 | 0 | 0 | 0 | 0 | 0 | 0 | 0 | 0 | 245.0868 | 198.9517 | 198.9517 | 198.9517 | 46.1352 | 245.0868 | 2180.6301 | 2180.6301 | 512.4977 | 512.4977 | 909.001 | 909.001 | 0 | 0 | 759.1315 | 759.1315 | 241544149.9971 | 1172049470.492 | 261103584.3822 | 0 | 1674.6972 | 24.7316 | 0 | 0 | 0 | 432.6455 | 119 | 2432 | 3689.5386 | 608 | 152 | 0.20299
1420 | 360.5379 | 452.2 | 800 | 3200 | 0 | 100% | 93.7443 | 128.935 | 129.2676 | 129.2676 | 1 | 128.935 | 96.4355 | 236.1755 | 224.3368 | 224.3368 | 224.3368 | 11.8387 | 236.1755 | 80.9314 | 72.9873 | 72.9873 | 72.9873 | 7.9441 | 80.9314 | 0 | 0 | 0 | 0 | 0 | 0 | 0 | 0 | 0 | 241.2398 | 195.7408 | 195.7408 | 195.7408 | 45.499 | 241.2398 | 2265.5711 | 2265.5711 | 597.7885 | 597.7885 | 908.8103 | 908.8103 | 0 | 0 | 758.9722 | 758.9722 | 253591151.9155 | 1172104811.6424 | 263853604.5871 | 0 | 1689.5496 | 27.3048 | 0 | 0 | 0 | 504.753 | 119 | 2432 | 3689.5386 | 608 | 152 | 0.20512
1421 | 412.0433 | 452.2 | 800 | 3200 | 0 | 100% | 95.0228 | 132.9471 | 133.2915 | 133.2915 | 1 | 132.9471 | 97.089 | 259.5403 | 246.5279 | 246.5279 | 246.5279 | 13.0123 | 259.5403 | 80.9143 | 72.9704 | 72.9704 | 72.9704 | 7.9438 | 80.9143 | 0 | 0 | 0 | 0 | 0 | 0 | 0 | 0 | 0 | 239.296 | 194.065 | 194.065 | 194.065 | 45.2309 | 239.296 | 2350.5154 | 2350.5154 | 683.0549 | 683.0549 | 908.6348 | 908.6348 | 0 | 0 | 758.8257 | 758.8257 | 263429549.4899 | 1172146532.8258 | 265423375.3047 | 0 | 1700.9995 | 29.811 | 0 | 0 | 0 | 576.8606 | 119 | 2432 | 3689.5386 | 608 | 152 | 0.20634
1422 | 463.5487 | 452.2 | 800 | 3200 | 0 | 100% | 95.9132 | 137.0569 | 137.3854 | 137.3854 | 1 | 137.0569 | 97.6193 | 282.8599 | 268.676 | 268.676 | 268.676 | 14.1839 | 282.8599 | 80.8989 | 72.9553 | 72.9553 | 72.9553 | 7.9436 | 80.8989 | 0 | 0 | 0 | 0 | 0 | 0 | 0 | 0 | 0 | 237.5689 | 192.5804 | 192.5804 | 192.5804 | 44.9885 | 237.5689 | 2435.4628 | 2435.4628 | 768.2997 | 768.2997 | 908.4728 | 908.4728 | 0 | 0 | 758.6903 | 758.6903 | 271634095.2421 | 1172180097.053 | 266476632.7704 | 0 | 1710.2908 | 32.2104 | 0 | 0 | 0 | 648.9682 | 119 | 2432 | 3689.5386 | 608 | 152 | 0.20716
1423 | 515.0541 | 452.2 | 800 | 3200 | 0 | 100% | 96.6096 | 141.2616 | 141.5989 | 141.5989 | 1 | 141.2616 | 98.0789 | 306.1213 | 290.7685 | 290.7685 | 290.7685 | 15.3527 | 306.1213 | 80.8849 | 72.9415 | 72.9415 | 72.9415 | 7.9434 | 80.8849 | 0 | 0 | 0 | 0 | 0 | 0 | 0 | 0 | 0 | 236.262 | 191.4479 | 191.4479 | 191.4479 | 44.8141 | 236.262 | 2520.4129 | 2520.4129 | 853.5253 | 853.5253 | 908.3226 | 908.3226 | 0 | 0 | 758.5649 | 758.5649 | 278707086.3569 | 1172206271.7255 | 267429198.2737 | 0 | 1718.3426 | 34.4772 | 0 | 0 | 0 | 721.0758 | 119 | 2432 | 3689.5386 | 608 | 152 | 0.20791
1424 | 566.5595 | 452.2 | 800 | 3200 | 0 | 100% | 97.226 | 145.5579 | 145.8776 | 145.8776 | 1 | 145.5579 | 98.4276 | 329.2882 | 312.7712 | 312.7712 | 312.7712 | 16.517 | 329.2882 | 80.8723 | 72.929 | 72.929 | 72.929 | 7.9433 | 80.8723 | 0 | 0 | 0 | 0 | 0 | 0 | 0 | 0 | 0 | 235.4847 | 190.7543 | 190.7543 | 190.7543 | 44.7304 | 235.4847 | 2605.3654 | 2605.3654 | 938.7337 | 938.7337 | 908.1832 | 908.1832 | 0 | 0 | 758.4485 | 758.4485 | 284828085.9814 | 1172226580.9428 | 267396038.4274 | 0 | 1724.4507 | 36.6542 | 0 | 0 | 0 | 793.1834 | 119 | 2432 | 3689.5386 | 608 | 152 | 0.20788
1425 | 618.065 | 452.2 | 800 | 3200 | 0 | 100% | 97.774 | 149.9243 | 150.2443 | 150.2443 | 1 | 149.9243 | 98.7324 | 352.2445 | 334.5736 | 334.5736 | 334.5736 | 17.6709 | 352.2445 | 80.8607 | 72.9175 | 72.9175 | 72.9175 | 7.9432 | 80.8607 | 0 | 0 | 0 | 0 | 0 | 0 | 0 | 0 | 0 | 235.1419 | 190.4295 | 190.4295 | 190.4295 | 44.7124 | 235.1419 | 2690.32 | 2690.32 | 1023.9267 | 1023.9267 | 908.0533 | 908.0533 | 0 | 0 | 758.34 | 758.34 | 290342879.3384 | 1172242160.906 | 267206484.8139 | 0 | 1729.7915 | 38.7072 | 0 | 0 | 0 | 865.2909 | 119 | 2432 | 3689.5386 | 608 | 152 | 0.20773
1426 | 669.5704 | 452.2 | 800 | 3200 | 0 | 100% | 98.1735 | 154.3588 | 154.654 | 154.654 | 1 | 154.3588 | 98.9436 | 375.0387 | 356.2219 | 356.2219 | 356.2219 | 18.8168 | 375.0387 | 80.85 | 72.907 | 72.907 | 72.907 | 7.9431 | 80.85 | 0 | 0 | 0 | 0 | 0 | 0 | 0 | 0 | 0 | 235.267 | 190.4828 | 190.4828 | 190.4828 | 44.7842 | 235.267 | 2775.2766 | 2775.2766 | 1109.1058 | 1109.1058 | 907.9321 | 907.9321 | 0 | 0 | 758.2388 | 758.2388 | 295295186.1644 | 1172253894.0033 | 265942980.826 | 0 | 1733.4921 | 40.678 | 0 | 0 | 0 | 937.3985 | 119 | 2432 | 3689.5386 | 608 | 152 | 0.20676
1427 | 721.0758 | 452.2 | 800 | 3200 | 0 | 100% | 98.4018 | 158.8769 | 159.1765 | 159.1765 | 1 | 158.8769 | 99.1197 | 397.646 | 377.6925 | 377.6925 | 377.6925 | 19.9534 | 397.646 | 80.8402 | 72.8972 | 72.8972 | 72.8972 | 7.943 | 80.8402 | 0 | 0 | 0 | 0 | 0 | 0 | 0 | 0 | 0 | 236.044 | 191.0642 | 191.0642 | 191.0642 | 44.9798 | 236.044 | 2860.235 | 2860.235 | 1194.2724 | 1194.2724 | 907.8186 | 907.8186 | 0 | 0 | 758.144 | 758.144 | 299831643.901 | 1172263551.0594 | 264482540.1114 | 0 | 1736.5777 | 42.54 | 0 | 0 | 0 | 1009.5061 | 119 | 2432 | 3689.5386 | 608 | 152 | 0.20564
1428 | 772.5812 | 452.2 | 800 | 3200 | 0 | 100% | 98.6187 | 163.4306 | 163.7271 | 163.7271 | 1 | 163.4306 | 99.2639 | 420.1745 | 399.0883 | 399.0883 | 399.0883 | 21.0862 | 420.1745 | 80.8311 | 72.8882 | 72.8882 | 72.8882 | 7.9429 | 80.8311 | 0 | 0 | 0 | 0 | 0 | 0 | 0 | 0 | 0 | 236.9354 | 191.7421 | 191.7421 | 191.7421 | 45.1934 | 236.9354 | 2945.1949 | 2945.1949 | 1279.4276 | 1279.4276 | 907.7122 | 907.7122 | 0 | 0 | 758.0551 | 758.0551 | 303864932.5116 | 1172271806.6425 | 262966369.7263 | 0 | 1739.1031 | 44.3003 | 0 | 0 | 0 | 1081.6137 | 119 | 2432 | 3689.5386 | 608 | 152 | 0.20447
1429 | 824.0866 | 452.2 | 800 | 3200 | 0 | 100% | 98.7671 | 168.0429 | 168.3347 | 168.3347 | 1 | 168.0429 | 99.3607 | 442.7258 | 420.5055 | 420.5055 | 420.5055 | 22.2203 | 442.7258 | 80.8226 | 72.8797 | 72.8797 | 72.8797 | 7.9429 | 80.8226 | 0 | 0 | 0 | 0 | 0 | 0 | 0 | 0 | 0 | 238.1415 | 192.6698 | 192.6698 | 192.6698 | 45.4717 | 238.1415 | 3030.1563 | 3030.1563 | 1364.5724 | 1364.5724 | 907.6122 | 907.6122 | 0 | 0 | 757.9716 | 757.9716 | 307461725.8611 | 1172278166.3594 | 261059573.8346 | 0 | 1740.7995 | 45.9775 | 0 | 0 | 0 | 1153.7213 | 119 | 2432 | 3689.5386 | 608 | 152 | 0.203
1430 | 875.592 | 452.2 | 800 | 3200 | 0 | 100% | 98.8927 | 172.6895 | 172.9773 | 172.9773 | 1 | 172.6895 | 99.436 | 465.3205 | 441.9639 | 441.9639 | 441.9639 | 23.3566 | 465.3205 | 80.8146 | 72.8718 | 72.8718 | 72.8718 | 7.9429 | 80.8146 | 0 | 0 | 0 | 0 | 0 | 0 | 0 | 0 | 0 | 239.4173 | 193.6581 | 193.6581 | 193.6581 | 45.7592 | 239.4173 | 3115.119 | 3115.119 | 1449.7078 | 1449.7078 | 907.5181 | 907.5181 | 0 | 0 | 757.893 | 757.893 | 310667951.0448 | 1172283554.7868 | 259167344.5271 | 0 | 1742.1189 | 47.5659 | 0 | 0 | 0 | 1225.8288 | 119 | 2432 | 3689.5386 | 608 | 152 | 0.20154
1431 | 927.0974 | 452.2 | 800 | 3200 | 0 | 100% | 99.0525 | 177.3544 | 177.6521 | 177.6521 | 1 | 177.3544 | 99.5112 | 487.9077 | 463.4151 | 463.4151 | 463.4151 | 24.4927 | 487.9077 | 80.8071 | 72.8643 | 72.8643 | 72.8643 | 7.9428 | 80.8071 | 0 | 0 | 0 | 0 | 0 | 0 | 0 | 0 | 0 | 240.6662 | 194.6298 | 194.6298 | 194.6298 | 46.0364 | 240.6662 | 3200.0829 | 3200.0829 | 1534.8346 | 1534.8346 | 907.4294 | 907.4294 | 0 | 0 | 757.8189 | 757.8189 | 313619860.7317 | 1172288591.9729 | 257527538.9429 | 0 | 1743.436 | 49.0611 | 0 | 0 | 0 | 1297.9364 | 119 | 2432 | 3689.5386 | 608 | 152 | 0.20028
1432 | 978.6028 | 452.2 | 800 | 3200 | 0 | 100% | 99.2009 | 182.0332 | 182.34 | 182.34 | 1 | 182.0332 | 99.5744 | 510.4241 | 484.7989 | 484.7989 | 484.7989 | 25.6252 | 510.4241 | 80.8001 | 72.8573 | 72.8573 | 72.8573 | 7.9428 | 80.8001 | 0 | 0 | 0 | 0 | 0 | 0 | 0 | 0 | 0 | 241.9089 | 195.6001 | 195.6001 | 195.6001 | 46.3088 | 241.9089 | 3285.0479 | 3285.0479 | 1619.9535 | 1619.9535 | 907.3455 | 907.3455 | 0 | 0 | 757.7489 | 757.7489 | 316355360.1096 | 1172292897.2954 | 255895292.1068 | 0 | 1744.5435 | 50.4777 | 0 | 0 | 0 | 1370.044 | 119 | 2432 | 3689.5386 | 608 | 152 | 0.19902
1433 | 1030.1083 | 452.2 | 800 | 3200 | 0 | 100% | 99.2922 | 186.7371 | 187.044 | 187.044 | 1 | 186.7371 | 99.6157 | 532.9215 | 506.1646 | 506.1646 | 506.1646 | 26.7569 | 532.9215 | 80.7935 | 72.8507 | 72.8507 | 72.8507 | 7.9428 | 80.7935 | 0 | 0 | 0 | 0 | 0 | 0 | 0 | 0 | 0 | 243.2419 | 196.6394 | 196.6394 | 196.6394 | 46.6025 | 243.2419 | 3370.014 | 3370.014 | 1705.0652 | 1705.0652 | 907.2662 | 907.2662 | 0 | 0 | 757.6826 | 757.6826 | 318826013.6792 | 1172296539.1953 | 254143769.9017 | 0 | 1745.2663 | 51.8259 | 0 | 0 | 0 | 1442.1516 | 119 | 2432 | 3689.5386 | 608 | 152 | 0.19767
1434 | 20.6022 | 501.6 | 800 | 3200 | 0 | 100% | 79.8402 | 113.5804 | 113.7903 | 113.7903 | 1 | 113.5804 | 86.8098 | 139.8685 | 132.8667 | 132.8667 | 132.8667 | 7.0018 | 139.8685 | 87.2222 | 78.6715 | 78.6715 | 78.6715 | 8.5507 | 87.2222 | 0 | 0 | 0 | 0 | 0 | 0 | 0 | 0 | 0 | 222.9596 | 181.253 | 181.253 | 181.253 | 41.7066 | 222.9596 | 1803.7664 | 1803.7664 | 34.2076 | 34.2076 | 1009.5152 | 1009.5152 | 0 | 0 | 760.0436 | 760.0436 | 25014277.2707 | 1207904756.6922 | 287987963.0142 | 0 | 1520.907 | 17.6578 | 0 | 0 | 0 | 28.843 | 132 | 2432 | 3689.5386 | 608 | 152 | 0.22304
1435 | 51.5054 | 501.6 | 800 | 3200 | 0 | 100% | 81.7237 | 114.7114 | 114.8943 | 114.8943 | 1 | 114.7114 | 88.4725 | 143.9018 | 136.6967 | 136.6967 | 136.6967 | 7.205 | 143.9018 | 87.1945 | 78.645 | 78.645 | 78.645 | 8.5495 | 87.1945 | 0 | 0 | 0 | 0 | 0 | 0 | 0 | 0 | 0 | 227.6223 | 185.0098 | 185.0098 | 185.0098 | 42.6124 | 227.6223 | 1854.7169 | 1854.7169 | 85.5023 | 85.5023 | 1009.3188 | 1009.3188 | 0 | 0 | 759.8958 | 759.8958 | 60730064.1216 | 1208081633.7874 | 281226062.8065 | 0 | 1550.0378 | 18.7356 | 0 | 0 | 0 | 72.1076 | 132 | 2432 | 3689.5386 | 608 | 152 | 0.21793
1436 | 154.5162 | 501.6 | 800 | 3200 | 0 | 100% | 87.7968 | 119.4533 | 119.6601 | 119.6601 | 1 | 119.4533 | 92.7602 | 162.2453 | 154.1175 | 154.1175 | 154.1175 | 8.1279 | 162.2453 | 87.1213 | 78.5745 | 78.5745 | 78.5745 | 8.5467 | 87.1213 | 0 | 0 | 0 | 0 | 0 | 0 | 0 | 0 | 0 | 246.5583 | 199.8457 | 199.8457 | 199.8457 | 46.7126 | 246.5583 | 2024.5679 | 2024.5679 | 256.3608 | 256.3608 | 1008.7441 | 1008.7441 | 0 | 0 | 759.463 | 759.463 | 160746636.4569 | 1208481530.8126 | 255930097.1266 | 0 | 1625.1583 | 22.9378 | 0 | 0 | 0 | 216.3227 | 132 | 2432 | 3689.5386 | 608 | 152 | 0.19876
1437 | 206.0217 | 501.6 | 800 | 3200 | 0 | 100% | 90.3311 | 122.7892 | 123.0939 | 123.0939 | 1 | 122.7892 | 94.3721 | 178.2433 | 169.3119 | 169.3119 | 169.3119 | 8.9314 | 178.2433 | 87.0936 | 78.5477 | 78.5477 | 78.5477 | 8.5459 | 87.0936 | 0 | 0 | 0 | 0 | 0 | 0 | 0 | 0 | 0 | 253.7936 | 205.9928 | 205.9928 | 205.9928 | 47.8008 | 253.7936 | 2109.5013 | 2109.5013 | 341.7301 | 341.7301 | 1008.4954 | 1008.4954 | 0 | 0 | 759.2758 | 759.2758 | 193595207.1772 | 1208594718.6478 | 251209567.5741 | 0 | 1653.3995 | 25.1379 | 0 | 0 | 0 | 288.4303 | 132 | 2432 | 3689.5386 | 608 | 152 | 0.19528
1438 | 257.5271 | 501.6 | 800 | 3200 | 0 | 100% | 92.4543 | 126.0995 | 126.4254 | 126.4254 | 1 | 126.0995 | 95.6372 | 200.9442 | 190.8732 | 190.8732 | 190.8732 | 10.071 | 200.9442 | 87.0699 | 78.5246 | 78.5246 | 78.5246 | 8.5453 | 87.0699 | 0 | 0 | 0 | 0 | 0 | 0 | 0 | 0 | 0 | 251.4099 | 203.9473 | 203.9473 | 203.9473 | 47.4626 | 251.4099 | 2194.439 | 2194.439 | 427.0663 | 427.0663 | 1008.268 | 1008.268 | 0 | 0 | 759.1046 | 759.1046 | 213716253.9249 | 1208678639.3241 | 253169560.8754 | 0 | 1675.5645 | 27.3889 | 0 | 0 | 0 | 360.5379 | 132 | 2432 | 3689.5386 | 608 | 152 | 0.19693
1439 | 309.0325 | 501.6 | 800 | 3200 | 0 | 100% | 94.2352 | 129.7556 | 130.0536 | 130.0536 | 1 | 129.7556 | 96.5542 | 224.9111 | 213.6367 | 213.6367 | 213.6367 | 11.2744 | 224.9111 | 87.0489 | 78.504 | 78.504 | 78.504 | 8.5449 | 87.0489 | 0 | 0 | 0 | 0 | 0 | 0 | 0 | 0 | 0 | 249.2029 | 202.052 | 202.052 | 202.052 | 47.1509 | 249.2029 | 2279.3805 | 2279.3805 | 512.3735 | 512.3735 | 1008.0594 | 1008.0594 | 0 | 0 | 758.9476 | 758.9476 | 228621634.1949 | 1208744725.2555 | 254263572.6359 | 0 | 1691.6299 | 29.717 | 0 | 0 | 0 | 432.6455 | 132 | 2432 | 3689.5386 | 608 | 152 | 0.19778
1440 | 360.5379 | 501.6 | 800 | 3200 | 0 | 100% | 95.2397 | 133.7545 | 134.0584 | 134.0584 | 1 | 133.7545 | 97.198 | 249.4343 | 236.9283 | 236.9283 | 236.9283 | 12.506 | 249.4343 | 87.0302 | 78.4857 | 78.4857 | 78.4857 | 8.5445 | 87.0302 | 0 | 0 | 0 | 0 | 0 | 0 | 0 | 0 | 0 | 248.7979 | 201.6211 | 201.6211 | 201.6211 | 47.1768 | 248.7979 | 2364.3254 | 2364.3254 | 597.6552 | 597.6552 | 1007.8673 | 1007.8673 | 0 | 0 | 758.8029 | 758.8029 | 240075111.6574 | 1208792970.1147 | 254040529.221 | 0 | 1702.9086 | 32.0591 | 0 | 0 | 0 | 504.753 | 132 | 2432 | 3689.5386 | 608 | 152 | 0.19762
1441 | 412.0433 | 501.6 | 800 | 3200 | 0 | 100% | 96.2557 | 137.8276 | 138.1467 | 138.1467 | 1 | 137.8276 | 97.7651 | 274.0525 | 260.3099 | 260.3099 | 260.3099 | 13.7426 | 274.0525 | 87.0136 | 78.4694 | 78.4694 | 78.4694 | 8.5442 | 87.0136 | 0 | 0 | 0 | 0 | 0 | 0 | 0 | 0 | 0 | 247.7847 | 200.7018 | 200.7018 | 200.7018 | 47.0829 | 247.7847 | 2449.2732 | 2449.2732 | 682.9142 | 682.9142 | 1007.6898 | 1007.6898 | 0 | 0 | 758.6693 | 758.6693 | 249443619.4585 | 1208831563.3658 | 254569507.1748 | 0 | 1712.8447 | 34.2715 | 0 | 0 | 0 | 576.8606 | 132 | 2432 | 3689.5386 | 608 | 152 | 0.19804
1442 | 463.5487 | 501.6 | 800 | 3200 | 0 | 100% | 96.8493 | 142.0516 | 142.3526 | 142.3526 | 1 | 142.0516 | 98.1764 | 298.682 | 283.702 | 283.702 | 283.702 | 14.98 | 298.682 | 86.9986 | 78.4546 | 78.4546 | 78.4546 | 8.544 | 86.9986 | 0 | 0 | 0 | 0 | 0 | 0 | 0 | 0 | 0 | 247.5036 | 200.3931 | 200.3931 | 200.3931 | 47.1105 | 247.5036 | 2534.2237 | 2534.2237 | 768.153 | 768.153 | 1007.5253 | 1007.5253 | 0 | 0 | 758.5454 | 758.5454 | 257200589.5588 | 1208860218.5853 | 253989854.7853 | 0 | 1720.0507 | 36.4277 | 0 | 0 | 0 | 648.9682 | 132 | 2432 | 3689.5386 | 608 | 152 | 0.19761
1443 | 515.0541 | 501.6 | 800 | 3200 | 0 | 100% | 97.4201 | 146.3776 | 146.6701 | 146.6701 | 1 | 146.3776 | 98.508 | 323.2445 | 307.0302 | 307.0302 | 307.0302 | 16.2142 | 323.2445 | 86.985 | 78.4412 | 78.4412 | 78.4412 | 8.5438 | 86.985 | 0 | 0 | 0 | 0 | 0 | 0 | 0 | 0 | 0 | 247.6467 | 200.444 | 200.444 | 200.444 | 47.2027 | 247.6467 | 2619.1765 | 2619.1765 | 853.3739 | 853.3739 | 1007.3724 | 1007.3724 | 0 | 0 | 758.4303 | 758.4303 | 263890712.5325 | 1208882942.3093 | 253087234.8187 | 0 | 1725.8609 | 38.4839 | 0 | 0 | 0 | 721.0758 | 132 | 2432 | 3689.5386 | 608 | 152 | 0.19691
1444 | 566.5595 | 501.6 | 800 | 3200 | 0 | 100% | 97.8425 | 150.7661 | 151.0663 | 151.0663 | 1 | 150.7661 | 98.7972 | 347.6915 | 330.2486 | 330.2486 | 330.2486 | 17.4429 | 347.6915 | 86.9725 | 78.4288 | 78.4288 | 78.4288 | 8.5437 | 86.9725 | 0 | 0 | 0 | 0 | 0 | 0 | 0 | 0 | 0 | 247.9712 | 200.6477 | 200.6477 | 200.6477 | 47.3235 | 247.9712 | 2704.1315 | 2704.1315 | 938.5785 | 938.5785 | 1007.2299 | 1007.2299 | 0 | 0 | 758.3231 | 758.3231 | 269717339.4572 | 1208901310.5915 | 252307985.5236 | 0 | 1730.9266 | 40.4258 | 0 | 0 | 0 | 793.1834 | 132 | 2432 | 3689.5386 | 608 | 152 | 0.19631
1445 | 618.065 | 501.6 | 800 | 3200 | 0 | 100% | 98.3219 | 155.2111 | 155.4911 | 155.4911 | 1 | 155.2111 | 99.0073 | 371.9239 | 353.263 | 353.263 | 353.263 | 18.6609 | 371.9239 | 86.9611 | 78.4175 | 78.4175 | 78.4175 | 8.5436 | 86.9611 | 0 | 0 | 0 | 0 | 0 | 0 | 0 | 0 | 0 | 248.5747 | 201.0856 | 201.0856 | 201.0856 | 47.4891 | 248.5747 | 2789.0884 | 2789.0884 | 1023.7686 | 1023.7686 | 1007.0969 | 1007.0969 | 0 | 0 | 758.2229 | 758.2229 | 274941428.3505 | 1208916342.288 | 250750806.9962 | 0 | 1734.6086 | 42.2863 | 0 | 0 | 0 | 865.2909 | 132 | 2432 | 3689.5386 | 608 | 152 | 0.19511
1446 | 669.5704 | 501.6 | 800 | 3200 | 0 | 100% | 98.5731 | 159.7321 | 160.0045 | 160.0045 | 1 | 159.7321 | 99.1668 | 395.9805 | 376.1103 | 376.1103 | 376.1103 | 19.8702 | 395.9805 | 86.9504 | 78.4069 | 78.4069 | 78.4069 | 8.5435 | 86.9504 | 0 | 0 | 0 | 0 | 0 | 0 | 0 | 0 | 0 | 249.7306 | 201.9697 | 201.9697 | 201.9697 | 47.7609 | 249.7306 | 2874.047 | 2874.047 | 1108.9455 | 1108.9455 | 1006.9724 | 1006.9724 | 0 | 0 | 758.1292 | 758.1292 | 279653522.4733 | 1208928145.3244 | 248820175.2898 | 0 | 1737.4018 | 44.0559 | 0 | 0 | 0 | 937.3985 | 132 | 2432 | 3689.5386 | 608 | 152 | 0.19363
1447 | 721.0758 | 501.6 | 800 | 3200 | 0 | 100% | 98.7557 | 164.3045 | 164.5761 | 164.5761 | 1 | 164.3045 | 99.29 | 419.8688 | 398.7975 | 398.7975 | 398.7975 | 21.0713 | 419.8688 | 86.9406 | 78.3972 | 78.3972 | 78.3972 | 8.5434 | 86.9406 | 0 | 0 | 0 | 0 | 0 | 0 | 0 | 0 | 0 | 251.2155 | 203.1127 | 203.1127 | 203.1127 | 48.1027 | 251.2155 | 2959.0072 | 2959.0072 | 1194.1104 | 1194.1104 | 1006.8555 | 1006.8555 | 0 | 0 | 758.0412 | 758.0412 | 283916250.2294 | 1208937103.8718 | 246708118.2662 | 0 | 1739.5615 | 45.7356 | 0 | 0 | 0 | 1009.5061 | 132 | 2432 | 3689.5386 | 608 | 152 | 0.192
1448 | 772.5812 | 501.6 | 800 | 3200 | 0 | 100% | 98.847 | 168.9345 | 169.195 | 169.195 | 1 | 168.9345 | 99.3657 | 443.6727 | 421.4046 | 421.4046 | 421.4046 | 22.2682 | 443.6727 | 86.9315 | 78.3882 | 78.3882 | 78.3882 | 8.5434 | 86.9315 | 0 | 0 | 0 | 0 | 0 | 0 | 0 | 0 | 0 | 253.0384 | 204.5332 | 204.5332 | 204.5332 | 48.5053 | 253.0384 | 3043.9688 | 3043.9688 | 1279.2645 | 1279.2645 | 1006.7457 | 1006.7457 | 0 | 0 | 757.9585 | 757.9585 | 287734184.255 | 1208943972.8889 | 244209309.733 | 0 | 1740.8875 | 47.3391 | 0 | 0 | 0 | 1081.6137 | 132 | 2432 | 3689.5386 | 608 | 152 | 0.19007
1449 | 824.0866 | 501.6 | 800 | 3200 | 0 | 100% | 98.984 | 173.6026 | 173.8721 | 173.8721 | 1 | 173.6026 | 99.4412 | 467.4988 | 444.0325 | 444.0325 | 444.0325 | 23.4663 | 467.4988 | 86.923 | 78.3797 | 78.3797 | 78.3797 | 8.5433 | 86.923 | 0 | 0 | 0 | 0 | 0 | 0 | 0 | 0 | 0 | 254.9649 | 206.0359 | 206.0359 | 206.0359 | 48.929 | 254.9649 | 3128.9317 | 3128.9317 | 1364.4087 | 1364.4087 | 1006.6423 | 1006.6423 | 0 | 0 | 757.8807 | 757.8807 | 291122871.9914 | 1208949960.5106 | 242136655.7498 | 0 | 1742.2095 | 48.8486 | 0 | 0 | 0 | 1153.7213 | 132 | 2432 | 3689.5386 | 608 | 152 | 0.18848
1450 | 875.592 | 501.6 | 800 | 3200 | 0 | 100% | 99.1324 | 178.2782 | 178.561 | 178.561 | 1 | 178.2782 | 99.5165 | 491.3876 | 466.7199 | 466.7199 | 466.7199 | 24.6677 | 491.3876 | 86.9151 | 78.3718 | 78.3718 | 78.3718 | 8.5433 | 86.9151 | 0 | 0 | 0 | 0 | 0 | 0 | 0 | 0 | 0 | 256.6594 | 207.3586 | 207.3586 | 207.3586 | 49.3008 | 256.6594 | 3213.8958 | 3213.8958 | 1449.5438 | 1449.5438 | 1006.5448 | 1006.5448 | 0 | 0 | 757.8073 | 757.8073 | 294154442.6136 | 1208954277.8668 | 240420385.914 | 0 | 1743.5291 | 50.2714 | 0 | 0 | 0 | 1225.8288 | 132 | 2432 | 3689.5386 | 608 | 152 | 0.18716
1451 | 927.0974 | 501.6 | 800 | 3200 | 0 | 100% | 99.3151 | 182.9529 | 183.2547 | 183.2547 | 1 | 182.9529 | 99.5913 | 515.2264 | 489.3597 | 489.3597 | 489.3597 | 25.8667 | 515.2264 | 86.9076 | 78.3644 | 78.3644 | 78.3644 | 8.5433 | 86.9076 | 0 | 0 | 0 | 0 | 0 | 0 | 0 | 0 | 0 | 258.1443 | 208.5183 | 208.5183 | 208.5183 | 49.626 | 258.1443 | 3298.861 | 3298.861 | 1534.6705 | 1534.6705 | 1006.4526 | 1006.4526 | 0 | 0 | 757.7379 | 757.7379 | 296977341.4856 | 1208957625.4742 | 238904438.6957 | 0 | 1744.8394 | 51.6156 | 0 | 0 | 0 | 1297.9364 | 132 | 2432 | 3689.5386 | 608 | 152 | 0.18599
1452 | 978.6028 | 501.6 | 800 | 3200 | 0 | 100% | 99.3836 | 187.6424 | 187.9487 | 187.9487 | 1 | 187.6424 | 99.6401 | 538.9623 | 511.9018 | 511.9018 | 511.9018 | 27.0605 | 538.9623 | 86.9006 | 78.3574 | 78.3574 | 78.3574 | 8.5433 | 86.9006 | 0 | 0 | 0 | 0 | 0 | 0 | 0 | 0 | 0 | 259.6448 | 209.6955 | 209.6955 | 209.6955 | 49.9492 | 259.6448 | 3383.8272 | 3383.8272 | 1619.7896 | 1619.7896 | 1006.3654 | 1006.3654 | 0 | 0 | 757.6722 | 757.6722 | 299592284.0216 | 1208960646.4354 | 237141502.2065 | 0 | 1745.6944 | 52.8998 | 0 | 0 | 0 | 1370.044 | 132 | 2432 | 3689.5386 | 608 | 152 | 0.18463
1453 | 1030.1083 | 501.6 | 800 | 3200 | 0 | 100% | 99.4863 | 192.3554 | 192.6637 | 192.6637 | 1 | 192.3554 | 99.6813 | 562.6852 | 534.4313 | 534.4313 | 534.4313 | 28.2538 | 562.6852 | 86.894 | 78.3507 | 78.3507 | 78.3507 | 8.5432 | 86.894 | 0 | 0 | 0 | 0 | 0 | 0 | 0 | 0 | 0 | 261.2222 | 210.9331 | 210.9331 | 210.9331 | 50.2892 | 261.2222 | 3468.7944 | 3468.7944 | 1704.9016 | 1704.9016 | 1006.2828 | 1006.2828 | 0 | 0 | 757.61 | 757.61 | 301943796.5057 | 1208963667.3966 | 235508855.8817 | 0 | 1746.4163 | 54.1201 | 0 | 0 | 0 | 1442.1516 | 132 | 2432 | 3689.5386 | 608 | 152 | 0.18337
1454 | 20.6022 | 551 | 800 | 3200 | 0 | 100% | 83.9498 | 116.9866 | 117.1799 | 117.1799 | 1 | 116.9866 | 89.2521 | 146.4984 | 139.1622 | 139.1622 | 139.1622 | 7.3362 | 146.4984 | 93.4341 | 84.2713 | 84.2713 | 84.2713 | 9.1627 | 93.4341 | 0 | 0 | 0 | 0 | 0 | 0 | 0 | 0 | 0 | 212.3544 | 172.5176 | 172.5176 | 172.5176 | 39.8368 | 212.3544 | 1902.4913 | 1902.4913 | 34.195 | 34.195 | 1108.531 | 1108.531 | 0 | 0 | 759.7652 | 759.7652 | 23873795.3459 | 1238239472.6686 | 301583507.118 | 0 | 1563.6968 | 22.8455 | 0 | 0 | 0 | 28.843 | 145 | 2432 | 3689.5386 | 608 | 152 | 0.23368
1455 | 51.5054 | 551 | 800 | 3200 | 0 | 100% | 85.3881 | 118.4859 | 118.6544 | 118.6544 | 1 | 118.4859 | 90.5388 | 150.4033 | 142.8703 | 142.8703 | 142.8703 | 7.533 | 150.4033 | 93.4093 | 84.2475 | 84.2475 | 84.2475 | 9.1617 | 93.4093 | 0 | 0 | 0 | 0 | 0 | 0 | 0 | 0 | 0 | 220.1777 | 178.8255 | 178.8255 | 178.8255 | 41.3522 | 220.1777 | 1953.4462 | 1953.4462 | 85.4728 | 85.4728 | 1108.3394 | 1108.3394 | 0 | 0 | 759.6339 | 759.6339 | 58087116.4202 | 1238378943.8623 | 289774508.0096 | 0 | 1586.2406 | 24.0145 | 0 | 0 | 0 | 72.1076 | 145 | 2432 | 3689.5386 | 608 | 152 | 0.22468
1456 | 154.5162 | 551 | 800 | 3200 | 0 | 100% | 90.0114 | 124.1032 | 124.2935 | 124.2935 | 1 | 124.1032 | 94.1493 | 169.903 | 161.3892 | 161.3892 | 161.3892 | 8.5138 | 169.903 | 93.344 | 84.1844 | 84.1844 | 84.1844 | 9.1595 | 93.344 | 0 | 0 | 0 | 0 | 0 | 0 | 0 | 0 | 0 | 246.042 | 199.6256 | 199.6256 | 199.6256 | 46.4164 | 246.042 | 2123.3095 | 2123.3095 | 256.2878 | 256.2878 | 1107.7748 | 1107.7748 | 0 | 0 | 759.2469 | 759.2469 | 153399084.2499 | 1238679300.5025 | 257416875.954 | 0 | 1649.4953 | 27.964 | 0 | 0 | 0 | 216.3227 | 145 | 2432 | 3689.5386 | 608 | 152 | 0.20007
1457 | 206.0217 | 551 | 800 | 3200 | 0 | 100% | 92.5228 | 127.2169 | 127.4774 | 127.4774 | 1 | 127.2169 | 95.5828 | 186.905 | 177.5373 | 177.5373 | 177.5373 | 9.3677 | 186.905 | 93.319 | 84.1601 | 84.1601 | 84.1601 | 9.1589 | 93.319 | 0 | 0 | 0 | 0 | 0 | 0 | 0 | 0 | 0 | 252.2261 | 204.5262 | 204.5262 | 204.5262 | 47.7 | 252.2261 | 2208.2479 | 2208.2479 | 341.6411 | 341.6411 | 1107.5286 | 1107.5286 | 0 | 0 | 759.0782 | 759.0782 | 184590777.5524 | 1238761205.7199 | 251258480.8372 | 0 | 1674.6105 | 29.9273 | 0 | 0 | 0 | 288.4303 | 145 | 2432 | 3689.5386 | 608 | 152 | 0.19548
1458 | 257.5271 | 551 | 800 | 3200 | 0 | 100% | 94.3037 | 130.7747 | 131.0472 | 131.0472 | 1 | 130.7747 | 96.5775 | 210.7555 | 200.1903 | 200.1903 | 200.1903 | 10.5652 | 210.7555 | 93.2973 | 84.1388 | 84.1388 | 84.1388 | 9.1585 | 93.2973 | 0 | 0 | 0 | 0 | 0 | 0 | 0 | 0 | 0 | 253.3985 | 205.3628 | 205.3628 | 205.3628 | 48.0357 | 253.3985 | 2293.19 | 2293.19 | 426.9642 | 426.9642 | 1107.3025 | 1107.3025 | 0 | 0 | 758.9233 | 758.9233 | 203697051.7297 | 1238821332.8243 | 249519980.0953 | 0 | 1692.0384 | 32.0297 | 0 | 0 | 0 | 360.5379 | 145 | 2432 | 3689.5386 | 608 | 152 | 0.19417
1459 | 309.0325 | 551 | 800 | 3200 | 0 | 100% | 95.3881 | 134.6728 | 134.9452 | 134.9452 | 1 | 134.6728 | 97.2705 | 235.9139 | 224.0854 | 224.0854 | 224.0854 | 11.8285 | 235.9139 | 93.2779 | 84.1198 | 84.1198 | 84.1198 | 9.1581 | 93.2779 | 0 | 0 | 0 | 0 | 0 | 0 | 0 | 0 | 0 | 254.6618 | 206.2663 | 206.2663 | 206.2663 | 48.3954 | 254.6618 | 2378.1354 | 2378.1354 | 512.2607 | 512.2607 | 1107.0942 | 1107.0942 | 0 | 0 | 758.7805 | 758.7805 | 217898414.4005 | 1238867778.5798 | 247412297.9569 | 0 | 1704.1785 | 34.1781 | 0 | 0 | 0 | 432.6455 | 145 | 2432 | 3689.5386 | 608 | 152 | 0.19256
1460 | 360.5379 | 551 | 800 | 3200 | 0 | 100% | 96.2215 | 138.735 | 139.0086 | 139.0086 | 1 | 138.735 | 97.8211 | 261.5929 | 248.4747 | 248.4747 | 248.4747 | 13.1182 | 261.5929 | 93.2605 | 84.1026 | 84.1026 | 84.1026 | 9.1579 | 93.2605 | 0 | 0 | 0 | 0 | 0 | 0 | 0 | 0 | 0 | 255.3328 | 206.7066 | 206.7066 | 206.7066 | 48.6262 | 255.3328 | 2463.0837 | 2463.0837 | 597.5335 | 597.5335 | 1106.9016 | 1106.9016 | 0 | 0 | 758.6485 | 758.6485 | 228873836.3476 | 1238905254.4847 | 246046948.0924 | 0 | 1713.826 | 36.2612 | 0 | 0 | 0 | 504.753 | 145 | 2432 | 3689.5386 | 608 | 152 | 0.19152
1461 | 412.0433 | 551 | 800 | 3200 | 0 | 100% | 96.9863 | 142.9611 | 143.2318 | 143.2318 | 1 | 142.9611 | 98.23 | 287.4424 | 273.0258 | 273.0258 | 273.0258 | 14.4166 | 287.4424 | 93.2446 | 84.087 | 84.087 | 84.087 | 9.1576 | 93.2446 | 0 | 0 | 0 | 0 | 0 | 0 | 0 | 0 | 0 | 256.387 | 207.4653 | 207.4653 | 207.4653 | 48.9217 | 256.387 | 2548.0346 | 2548.0346 | 682.7853 | 682.7853 | 1106.7231 | 1106.7231 | 0 | 0 | 758.5261 | 758.5261 | 237759680.9863 | 1238934604.3217 | 244296080.8659 | 0 | 1720.9904 | 38.2856 | 0 | 0 | 0 | 576.8606 | 145 | 2432 | 3689.5386 | 608 | 152 | 0.19019
1462 | 463.5487 | 551 | 800 | 3200 | 0 | 100% | 97.4543 | 147.2991 | 147.5505 | 147.5505 | 1 | 147.2991 | 98.5374 | 313.2859 | 297.5708 | 297.5708 | 297.5708 | 15.7151 | 313.2859 | 93.2302 | 84.0727 | 84.0727 | 84.0727 | 9.1575 | 93.2302 | 0 | 0 | 0 | 0 | 0 | 0 | 0 | 0 | 0 | 257.6336 | 208.4012 | 208.4012 | 208.4012 | 49.2323 | 257.6336 | 2632.9878 | 2632.9878 | 768.0183 | 768.0183 | 1106.5571 | 1106.5571 | 0 | 0 | 758.4124 | 758.4124 | 245170666.0831 | 1238958556.5472 | 242245526.6675 | 0 | 1726.3747 | 40.2359 | 0 | 0 | 0 | 648.9682 | 145 | 2432 | 3689.5386 | 608 | 152 | 0.18862
1463 | 515.0541 | 551 | 800 | 3200 | 0 | 100% | 97.8995 | 151.7099 | 151.9848 | 151.9848 | 1 | 151.7099 | 98.8198 | 339.0451 | 322.0357 | 322.0357 | 322.0357 | 17.0095 | 339.0451 | 93.2169 | 84.0596 | 84.0596 | 84.0596 | 9.1573 | 93.2169 | 0 | 0 | 0 | 0 | 0 | 0 | 0 | 0 | 0 | 258.9488 | 209.4011 | 209.4011 | 209.4011 | 49.5477 | 258.9488 | 2717.9431 | 2717.9431 | 853.2343 | 853.2343 | 1106.4024 | 1106.4024 | 0 | 0 | 758.3063 | 758.3063 | 251557531.805 | 1238977593.2988 | 240788541.2737 | 0 | 1731.3237 | 42.0698 | 0 | 0 | 0 | 721.0758 | 145 | 2432 | 3689.5386 | 608 | 152 | 0.18749
1464 | 566.5595 | 551 | 800 | 3200 | 0 | 100% | 98.3562 | 156.1347 | 156.3867 | 156.3867 | 1 | 156.1347 | 99.0392 | 364.7176 | 346.4179 | 346.4179 | 346.4179 | 18.2997 | 364.7176 | 93.2047 | 84.0476 | 84.0476 | 84.0476 | 9.1572 | 93.2047 | 0 | 0 | 0 | 0 | 0 | 0 | 0 | 0 | 0 | 259.8009 | 210.032 | 210.032 | 210.032 | 49.7689 | 259.8009 | 2802.9002 | 2802.9002 | 938.4352 | 938.4352 | 1106.2578 | 1106.2578 | 0 | 0 | 758.2073 | 758.2073 | 257065540.7277 | 1238992612.9927 | 239109224.0232 | 0 | 1735.1674 | 43.8221 | 0 | 0 | 0 | 793.1834 | 145 | 2432 | 3689.5386 | 608 | 152 | 0.1862
1465 | 618.065 | 551 | 800 | 3200 | 0 | 100% | 98.5388 | 160.6782 | 160.9021 | 160.9021 | 1 | 160.6782 | 99.161 | 390.1887 | 370.6087 | 370.6087 | 370.6087 | 19.58 | 390.1887 | 93.1935 | 84.0364 | 84.0364 | 84.0364 | 9.1571 | 93.1935 | 0 | 0 | 0 | 0 | 0 | 0 | 0 | 0 | 0 | 261.6817 | 211.4935 | 211.4935 | 211.4935 | 50.1882 | 261.6817 | 2887.8591 | 2887.8591 | 1023.6222 | 1023.6222 | 1106.1225 | 1106.1225 | 0 | 0 | 758.1145 | 758.1145 | 262034256.3495 | 1239005325.4218 | 236261918.7132 | 0 | 1737.3015 | 45.5194 | 0 | 0 | 0 | 865.2909 | 145 | 2432 | 3689.5386 | 608 | 152 | 0.18401
1466 | 669.5704 | 551 | 800 | 3200 | 0 | 100% | 98.71 | 165.2814 | 165.5251 | 165.5251 | 1 | 165.2814 | 99.2812 | 415.4693 | 394.6185 | 394.6185 | 394.6185 | 20.8508 | 415.4693 | 93.183 | 84.026 | 84.026 | 84.026 | 9.157 | 93.183 | 0 | 0 | 0 | 0 | 0 | 0 | 0 | 0 | 0 | 263.9743 | 213.2732 | 213.2732 | 213.2732 | 50.7011 | 263.9743 | 2972.8196 | 2972.8196 | 1108.7967 | 1108.7967 | 1105.9954 | 1105.9954 | 0 | 0 | 758.0274 | 758.0274 | 266475743.9015 | 1239015747.21 | 233915821.1324 | 0 | 1739.4073 | 47.1123 | 0 | 0 | 0 | 937.3985 | 145 | 2432 | 3689.5386 | 608 | 152 | 0.1822
1467 | 721.0758 | 551 | 800 | 3200 | 0 | 100% | 98.8699 | 169.9055 | 170.1518 | 170.1518 | 1 | 169.9055 | 99.3658 | 440.5694 | 418.4566 | 418.4566 | 418.4566 | 22.1128 | 440.5694 | 93.1733 | 84.0163 | 84.0163 | 84.0163 | 9.1569 | 93.1733 | 0 | 0 | 0 | 0 | 0 | 0 | 0 | 0 | 0 | 266.1982 | 215.0045 | 215.0045 | 215.0045 | 51.1937 | 266.1982 | 3057.7814 | 3057.7814 | 1193.9598 | 1193.9598 | 1105.876 | 1105.876 | 0 | 0 | 757.9456 | 757.9456 | 270548660.0743 | 1239024151.6643 | 231316082.2849 | 0 | 1740.8889 | 48.6319 | 0 | 0 | 0 | 1009.5061 | 145 | 2432 | 3689.5386 | 608 | 152 | 0.1802
1468 | 772.5812 | 551 | 800 | 3200 | 0 | 100% | 98.984 | 174.5777 | 174.8353 | 174.8353 | 1 | 174.5777 | 99.4413 | 465.558 | 442.1887 | 442.1887 | 442.1887 | 23.3693 | 465.558 | 93.1642 | 84.0073 | 84.0073 | 84.0073 | 9.1569 | 93.1642 | 0 | 0 | 0 | 0 | 0 | 0 | 0 | 0 | 0 | 268.6505 | 216.9362 | 216.9362 | 216.9362 | 51.7144 | 268.6505 | 3142.7445 | 3142.7445 | 1279.1125 | 1279.1125 | 1105.7635 | 1105.7635 | 0 | 0 | 757.8685 | 757.8685 | 274173971.8667 | 1239030211.9768 | 229007158.156 | 0 | 1742.2113 | 50.069 | 0 | 0 | 0 | 1081.6137 | 145 | 2432 | 3689.5386 | 608 | 152 | 0.17842
1469 | 824.0866 | 551 | 800 | 3200 | 0 | 100% | 99.121 | 179.2579 | 179.5308 | 179.5308 | 1 | 179.2579 | 99.5168 | 490.5608 | 465.9342 | 465.9342 | 465.9342 | 24.6265 | 490.5608 | 93.1557 | 83.9989 | 83.9989 | 83.9989 | 9.1569 | 93.1557 | 0 | 0 | 0 | 0 | 0 | 0 | 0 | 0 | 0 | 270.8494 | 218.6695 | 218.6695 | 218.6695 | 52.1799 | 270.8494 | 3227.7088 | 3227.7088 | 1364.2557 | 1364.2557 | 1105.6574 | 1105.6574 | 0 | 0 | 757.7957 | 757.7957 | 277416601.1433 | 1239034917.3795 | 227082997.7963 | 0 | 1743.5345 | 51.4255 | 0 | 0 | 0 | 1153.7213 | 145 | 2432 | 3689.5386 | 608 | 152 | 0.17694
1470 | 875.592 | 551 | 800 | 3200 | 0 | 100% | 99.258 | 183.9309 | 184.2183 | 184.2183 | 1 | 183.9309 | 99.592 | 515.6037 | 489.7178 | 489.7178 | 489.7178 | 25.886 | 515.6037 | 93.1478 | 83.991 | 83.991 | 83.991 | 9.1568 | 93.1478 | 0 | 0 | 0 | 0 | 0 | 0 | 0 | 0 | 0 | 272.6698 | 220.096 | 220.096 | 220.096 | 52.5738 | 272.6698 | 3312.6741 | 3312.6741 | 1449.3901 | 1449.3901 | 1105.557 | 1105.557 | 0 | 0 | 757.727 | 757.727 | 280322522.2506 | 1239038678.1291 | 225490993.8649 | 0 | 1744.8522 | 52.7076 | 0 | 0 | 0 | 1225.8288 | 145 | 2432 | 3689.5386 | 608 | 152 | 0.17571
1471 | 927.0974 | 551 | 800 | 3200 | 0 | 100% | 99.4064 | 188.6053 | 188.9081 | 188.9081 | 1 | 188.6053 | 99.6597 | 540.577 | 513.4351 | 513.4351 | 513.4351 | 27.142 | 540.577 | 93.1403 | 83.9835 | 83.9835 | 83.9835 | 9.1568 | 93.1403 | 0 | 0 | 0 | 0 | 0 | 0 | 0 | 0 | 0 | 274.3022 | 221.3761 | 221.3761 | 221.3761 | 52.9261 | 274.3022 | 3397.6405 | 3397.6405 | 1534.5166 | 1534.5166 | 1105.4621 | 1105.4621 | 0 | 0 | 757.6619 | 757.6619 | 283037175.0177 | 1239041752.8073 | 223959640.1286 | 0 | 1746.0386 | 53.9261 | 0 | 0 | 0 | 1297.9364 | 145 | 2432 | 3689.5386 | 608 | 152 | 0.17453
1472 | 978.6028 | 551 | 800 | 3200 | 0 | 100% | 99.5205 | 193.3092 | 193.6111 | 193.6111 | 1 | 193.3092 | 99.6986 | 565.4745 | 537.0803 | 537.0803 | 537.0803 | 28.3942 | 565.4745 | 93.1333 | 83.9765 | 83.9765 | 83.9765 | 9.1568 | 93.1333 | 0 | 0 | 0 | 0 | 0 | 0 | 0 | 0 | 0 | 276.0935 | 222.7901 | 222.7901 | 222.7901 | 53.3034 | 276.0935 | 3482.6078 | 3482.6078 | 1619.6356 | 1619.6356 | 1105.372 | 1105.372 | 0 | 0 | 757.6002 | 757.6002 | 285512733.4496 | 1239043509.9882 | 222163614.2866 | 0 | 1746.7199 | 55.0952 | 0 | 0 | 0 | 1370.044 | 145 | 2432 | 3689.5386 | 608 | 152 | 0.17315
1473 | 1030.1083 | 551 | 800 | 3200 | 0 | 100% | 99.5776 | 198.0306 | 198.3359 | 198.3359 | 1 | 198.0306 | 99.7369 | 590.3819 | 560.7349 | 560.7349 | 560.7349 | 29.6471 | 590.3819 | 93.1267 | 83.9699 | 83.9699 | 83.9699 | 9.1568 | 93.1267 | 0 | 0 | 0 | 0 | 0 | 0 | 0 | 0 | 0 | 277.8871 | 224.2047 | 224.2047 | 224.2047 | 53.6825 | 277.8871 | 3567.5759 | 3567.5759 | 1704.7477 | 1704.7477 | 1105.2866 | 1105.2866 | 0 | 0 | 757.5416 | 757.5416 | 287746564.8889 | 1239044828.9824 | 220599900.4081 | 0 | 1747.3913 | 56.2057 | 0 | 0 | 0 | 1442.1516 | 145 | 2432 | 3689.5386 | 608 | 152 | 0.17194
1474 | 20.6022 | 600.4 | 800 | 3200 | 0 | 100% | 86.5411 | 121.2138 | 121.3617 | 121.3617 | 1 | 121.2138 | 90.8797 | 152.5999 | 144.9558 | 144.9558 | 144.9558 | 7.6441 | 152.5999 | 99.684 | 89.9055 | 89.9055 | 89.9055 | 9.7785 | 99.684 | 0 | 0 | 0 | 0 | 0 | 0 | 0 | 0 | 0 | 208.8702 | 169.5517 | 169.5517 | 169.5517 | 39.3185 | 208.8702 | 2001.2244 | 2001.2244 | 34.1839 | 34.1839 | 1207.5229 | 1207.5229 | 0 | 0 | 759.5176 | 759.5176 | 22913422.1089 | 1264287290.1919 | 305011820.847 | 0 | 1592.2125 | 27.8739 | 0 | 0 | 0 | 28.843 | 158 | 2432 | 3689.5386 | 608 | 152 | 0.23649
1475 | 51.5054 | 600.4 | 800 | 3200 | 0 | 100% | 87.6027 | 122.8081 | 122.9651 | 122.9651 | 1 | 122.8081 | 92.0491 | 156.1302 | 148.3081 | 148.3081 | 148.3081 | 7.8221 | 156.1302 | 99.6611 | 89.8835 | 89.8835 | 89.8835 | 9.7776 | 99.6611 | 0 | 0 | 0 | 0 | 0 | 0 | 0 | 0 | 0 | 217.4024 | 176.4191 | 176.4191 | 176.4191 | 40.9833 | 217.4024 | 2052.1831 | 2052.1831 | 85.4465 | 85.4465 | 1207.3363 | 1207.3363 | 0 | 0 | 759.4003 | 759.4003 | 55921568.8203 | 1264404106.8875 | 292374173.9972 | 0 | 1612.6998 | 28.9083 | 0 | 0 | 0 | 72.1076 | 158 | 2432 | 3689.5386 | 608 | 152 | 0.22685
1476 | 154.5162 | 600.4 | 800 | 3200 | 0 | 100% | 92.1804 | 128.5212 | 128.7099 | 128.7099 | 1 | 128.5212 | 95.4103 | 177.4785 | 168.5829 | 168.5829 | 168.5829 | 8.8956 | 177.4785 | 99.6 | 89.8243 | 89.8243 | 89.8243 | 9.7757 | 99.6 | 0 | 0 | 0 | 0 | 0 | 0 | 0 | 0 | 0 | 242.6995 | 196.7634 | 196.7634 | 196.7634 | 45.9361 | 242.6995 | 2222.0569 | 2222.0569 | 256.222 | 256.222 | 1206.7828 | 1206.7828 | 0 | 0 | 759.0521 | 759.0521 | 146752672.164 | 1264660681.519 | 260174687.9338 | 0 | 1671.588 | 32.3489 | 0 | 0 | 0 | 216.3227 | 158 | 2432 | 3689.5386 | 608 | 152 | 0.20236
1477 | 206.0217 | 600.4 | 800 | 3200 | 0 | 100% | 94.2922 | 131.9735 | 132.1847 | 132.1847 | 1 | 131.9735 | 96.4784 | 195.3786 | 185.584 | 185.584 | 185.584 | 9.7946 | 195.3786 | 99.5759 | 89.8008 | 89.8008 | 89.8008 | 9.7751 | 99.5759 | 0 | 0 | 0 | 0 | 0 | 0 | 0 | 0 | 0 | 252.9959 | 204.9853 | 204.9853 | 204.9853 | 48.0106 | 252.9959 | 2306.9996 | 2306.9996 | 341.5606 | 341.5606 | 1206.5397 | 1206.5397 | 0 | 0 | 758.8993 | 758.8993 | 176536324.2964 | 1264736029.7393 | 249029192.3849 | 0 | 1690.3015 | 34.2703 | 0 | 0 | 0 | 288.4303 | 158 | 2432 | 3689.5386 | 608 | 152 | 0.19384
1478 | 257.5271 | 600.4 | 800 | 3200 | 0 | 100% | 95.468 | 135.7541 | 135.9974 | 135.9974 | 1 | 135.7541 | 97.264 | 220.2594 | 209.2155 | 209.2155 | 209.2155 | 11.0439 | 220.2594 | 99.5553 | 89.7806 | 89.7806 | 89.7806 | 9.7747 | 99.5553 | 0 | 0 | 0 | 0 | 0 | 0 | 0 | 0 | 0 | 257.3994 | 208.4296 | 208.4296 | 208.4296 | 48.9698 | 257.3994 | 2391.9455 | 2391.9455 | 426.8715 | 426.8715 | 1206.3157 | 1206.3157 | 0 | 0 | 758.7583 | 758.7583 | 194883300.697 | 1264785737.371 | 244396425.2195 | 0 | 1704.0655 | 36.2144 | 0 | 0 | 0 | 360.5379 | 158 | 2432 | 3689.5386 | 608 | 152 | 0.19029
1479 | 309.0325 | 600.4 | 800 | 3200 | 0 | 100% | 96.2557 | 139.7861 | 140.0178 | 140.0178 | 1 | 139.7861 | 97.8029 | 246.5777 | 234.2122 | 234.2122 | 234.2122 | 12.3655 | 246.5777 | 99.5366 | 89.7622 | 89.7622 | 89.7622 | 9.7744 | 99.5366 | 0 | 0 | 0 | 0 | 0 | 0 | 0 | 0 | 0 | 260.69 | 210.9637 | 210.9637 | 210.9637 | 49.7263 | 260.69 | 2476.8942 | 2476.8942 | 512.1578 | 512.1578 | 1206.1085 | 1206.1085 | 0 | 0 | 758.628 | 758.628 | 208441497.4865 | 1264827004.9355 | 240239127.3121 | 0 | 1713.5076 | 38.1734 | 0 | 0 | 0 | 432.6455 | 158 | 2432 | 3689.5386 | 608 | 152 | 0.18709
1480 | 360.5379 | 600.4 | 800 | 3200 | 0 | 100% | 96.9064 | 143.99 | 144.2331 | 144.2331 | 1 | 143.99 | 98.2252 | 273.4306 | 259.7164 | 259.7164 | 259.7164 | 13.7142 | 273.4306 | 99.5198 | 89.7456 | 89.7456 | 89.7456 | 9.7741 | 99.5198 | 0 | 0 | 0 | 0 | 0 | 0 | 0 | 0 | 0 | 263.4605 | 213.095 | 213.095 | 213.095 | 50.3655 | 263.4605 | 2561.8455 | 2561.8455 | 597.4222 | 597.4222 | 1205.9162 | 1205.9162 | 0 | 0 | 758.5071 | 758.5071 | 218912666.9978 | 1264858084.3725 | 237135034.9519 | 0 | 1720.9058 | 40.0686 | 0 | 0 | 0 | 504.753 | 158 | 2432 | 3689.5386 | 608 | 152 | 0.18472
1481 | 412.0433 | 600.4 | 800 | 3200 | 0 | 100% | 97.5457 | 148.2959 | 148.5191 | 148.5191 | 1 | 148.2959 | 98.5459 | 300.4614 | 285.3893 | 285.3893 | 285.3893 | 15.0721 | 300.4614 | 99.5044 | 89.7305 | 89.7305 | 89.7305 | 9.7739 | 99.5044 | 0 | 0 | 0 | 0 | 0 | 0 | 0 | 0 | 0 | 265.6841 | 214.8115 | 214.8115 | 214.8115 | 50.8725 | 265.6841 | 2646.799 | 2646.799 | 682.667 | 682.667 | 1205.7375 | 1205.7375 | 0 | 0 | 758.3946 | 758.3946 | 227440507.4983 | 1264883444.0601 | 234199890.4668 | 0 | 1726.5238 | 41.8971 | 0 | 0 | 0 | 576.8606 | 158 | 2432 | 3689.5386 | 608 | 152 | 0.18247
1482 | 463.5487 | 600.4 | 800 | 3200 | 0 | 100% | 97.8995 | 152.7018 | 152.9354 | 152.9354 | 1 | 152.7018 | 98.8135 | 327.4532 | 311.0249 | 311.0249 | 311.0249 | 16.4282 | 327.4532 | 99.4904 | 89.7166 | 89.7166 | 89.7166 | 9.7738 | 99.4904 | 0 | 0 | 0 | 0 | 0 | 0 | 0 | 0 | 0 | 268.0177 | 216.624 | 216.624 | 216.624 | 51.3936 | 268.0177 | 2731.7547 | 2731.7547 | 767.8941 | 767.8941 | 1205.5708 | 1205.5708 | 0 | 0 | 758.2898 | 758.2898 | 234519785.9645 | 1264903469.1419 | 231789850.2939 | 0 | 1731.2131 | 43.6374 | 0 | 0 | 0 | 648.9682 | 158 | 2432 | 3689.5386 | 608 | 152 | 0.18061
1483 | 515.0541 | 600.4 | 800 | 3200 | 0 | 100% | 98.2534 | 157.1412 | 157.3613 | 157.3613 | 1 | 157.1412 | 99.0245 | 354.4099 | 336.627 | 336.627 | 336.627 | 17.7828 | 354.4099 | 99.4775 | 89.7038 | 89.7038 | 89.7038 | 9.7737 | 99.4775 | 0 | 0 | 0 | 0 | 0 | 0 | 0 | 0 | 0 | 269.8687 | 218.0481 | 218.0481 | 218.0481 | 51.8206 | 269.8687 | 2816.7121 | 2816.7121 | 853.1054 | 853.1054 | 1205.4149 | 1205.4149 | 0 | 0 | 758.1918 | 758.1918 | 240603559.1204 | 1264919243.0238 | 229386362.5424 | 0 | 1734.9092 | 45.2992 | 0 | 0 | 0 | 721.0758 | 158 | 2432 | 3689.5386 | 608 | 152 | 0.17876
1484 | 566.5595 | 600.4 | 800 | 3200 | 0 | 100% | 98.5046 | 161.69 | 161.892 | 161.892 | 1 | 161.69 | 99.1514 | 381.2774 | 362.1442 | 362.1442 | 362.1442 | 19.1331 | 381.2774 | 99.4656 | 89.6921 | 89.6921 | 89.6921 | 9.7736 | 99.4656 | 0 | 0 | 0 | 0 | 0 | 0 | 0 | 0 | 0 | 272.4592 | 220.0685 | 220.0685 | 220.0685 | 52.3906 | 272.4592 | 2901.6713 | 2901.6713 | 938.3023 | 938.3023 | 1205.269 | 1205.269 | 0 | 0 | 758.1 | 758.1 | 245869618.0505 | 1264931947.5931 | 226331821.0821 | 0 | 1737.1334 | 46.9061 | 0 | 0 | 0 | 793.1834 | 158 | 2432 | 3689.5386 | 608 | 152 | 0.17641
1485 | 618.065 | 600.4 | 800 | 3200 | 0 | 100% | 98.71 | 166.2971 | 166.5203 | 166.5203 | 1 | 166.2971 | 99.272 | 407.918 | 387.4458 | 387.4458 | 387.4458 | 20.4722 | 407.918 | 99.4545 | 89.6811 | 89.6811 | 89.6811 | 9.7735 | 99.4545 | 0 | 0 | 0 | 0 | 0 | 0 | 0 | 0 | 0 | 275.3256 | 222.3175 | 222.3175 | 222.3175 | 53.008 | 275.3256 | 2986.6319 | 2986.6319 | 1023.4862 | 1023.4862 | 1205.132 | 1205.132 | 0 | 0 | 758.0138 | 758.0138 | 250600433.5232 | 1264942788.2142 | 223702831.488 | 0 | 1739.2461 | 48.4201 | 0 | 0 | 0 | 865.2909 | 158 | 2432 | 3689.5386 | 608 | 152 | 0.17438
1486 | 669.5704 | 600.4 | 800 | 3200 | 0 | 100% | 98.8699 | 170.9185 | 171.1461 | 171.1461 | 1 | 170.9185 | 99.3657 | 434.3923 | 412.5892 | 412.5892 | 412.5892 | 21.8031 | 434.3923 | 99.4442 | 89.6708 | 89.6708 | 89.6708 | 9.7734 | 99.4442 | 0 | 0 | 0 | 0 | 0 | 0 | 0 | 0 | 0 | 277.9466 | 224.3749 | 224.3749 | 224.3749 | 53.5717 | 277.9466 | 3071.594 | 3071.594 | 1108.6582 | 1108.6582 | 1205.0031 | 1205.0031 | 0 | 0 | 757.9327 | 757.9327 | 254844274.6879 | 1264951670.6408 | 221091304.6977 | 0 | 1740.8873 | 49.8608 | 0 | 0 | 0 | 937.3985 | 158 | 2432 | 3689.5386 | 608 | 152 | 0.17237
1487 | 721.0758 | 600.4 | 800 | 3200 | 0 | 100% | 98.9954 | 175.5876 | 175.8309 | 175.8309 | 1 | 175.5876 | 99.4414 | 460.6038 | 437.4828 | 437.4828 | 437.4828 | 23.1209 | 460.6038 | 99.4346 | 89.6612 | 89.6612 | 89.6612 | 9.7733 | 99.4346 | 0 | 0 | 0 | 0 | 0 | 0 | 0 | 0 | 0 | 280.8777 | 226.6935 | 226.6935 | 226.6935 | 54.1842 | 280.8777 | 3156.5573 | 3156.5573 | 1193.8193 | 1193.8193 | 1204.8817 | 1204.8817 | 0 | 0 | 757.8564 | 757.8564 | 258751036.7754 | 1264959225.5648 | 218502198.9124 | 0 | 1742.2125 | 51.2309 | 0 | 0 | 0 | 1009.5061 | 158 | 2432 | 3689.5386 | 608 | 152 | 0.17038
1488 | 772.5812 | 600.4 | 800 | 3200 | 0 | 100% | 99.0982 | 180.2626 | 180.524 | 180.524 | 1 | 180.2626 | 99.5169 | 486.7181 | 462.2841 | 462.2841 | 462.2841 | 24.434 | 486.7181 | 99.4255 | 89.6522 | 89.6522 | 89.6522 | 9.7733 | 99.4255 | 0 | 0 | 0 | 0 | 0 | 0 | 0 | 0 | 0 | 283.5686 | 228.8147 | 228.8147 | 228.8147 | 54.7539 | 283.5686 | 3241.5218 | 3241.5218 | 1278.9704 | 1278.9704 | 1204.7671 | 1204.7671 | 0 | 0 | 757.7843 | 757.7843 | 262234566.7621 | 1264965818.8802 | 216335653.5905 | 0 | 1743.536 | 52.5245 | 0 | 0 | 0 | 1081.6137 | 158 | 2432 | 3689.5386 | 608 | 152 | 0.16871
1489 | 824.0866 | 600.4 | 800 | 3200 | 0 | 100% | 99.258 | 184.9341 | 185.2113 | 185.2113 | 1 | 184.9341 | 99.5923 | 512.8212 | 487.0746 | 487.0746 | 487.0746 | 25.7466 | 512.8212 | 99.417 | 89.6437 | 89.6437 | 89.6437 | 9.7732 | 99.417 | 0 | 0 | 0 | 0 | 0 | 0 | 0 | 0 | 0 | 285.868 | 230.6238 | 230.6238 | 230.6238 | 55.2442 | 285.868 | 3326.4873 | 3326.4873 | 1364.1124 | 1364.1124 | 1204.6587 | 1204.6587 | 0 | 0 | 757.7161 | 757.7161 | 265356550.7254 | 1264970914.1128 | 214529655.1242 | 0 | 1744.8571 | 53.7502 | 0 | 0 | 0 | 1153.7213 | 158 | 2432 | 3689.5386 | 608 | 152 | 0.16732
1490 | 875.592 | 600.4 | 800 | 3200 | 0 | 100% | 99.4178 | 189.6016 | 189.8935 | 189.8935 | 1 | 189.6016 | 99.6674 | 538.9719 | 511.9102 | 511.9102 | 511.9102 | 27.0617 | 538.9719 | 99.409 | 89.6358 | 89.6358 | 89.6358 | 9.7732 | 99.409 | 0 | 0 | 0 | 0 | 0 | 0 | 0 | 0 | 0 | 287.7827 | 232.1259 | 232.1259 | 232.1259 | 55.6568 | 287.7827 | 3411.4538 | 3411.4538 | 1449.246 | 1449.246 | 1204.5562 | 1204.5562 | 0 | 0 | 757.6516 | 757.6516 | 268150771.2726 | 1264974758.1954 | 213047450.3427 | 0 | 1746.173 | 54.9114 | 0 | 0 | 0 | 1225.8288 | 158 | 2432 | 3689.5386 | 608 | 152 | 0.16618
1491 | 927.0974 | 600.4 | 800 | 3200 | 0 | 100% | 99.5662 | 194.2873 | 194.5789 | 194.5789 | 1 | 194.2873 | 99.7126 | 565.0699 | 536.6956 | 536.6956 | 536.6956 | 28.3743 | 565.0699 | 99.4015 | 89.6283 | 89.6283 | 89.6283 | 9.7732 | 99.4015 | 0 | 0 | 0 | 0 | 0 | 0 | 0 | 0 | 0 | 289.6881 | 233.6258 | 233.6258 | 233.6258 | 56.0623 | 289.6881 | 3496.4212 | 3496.4212 | 1534.3719 | 1534.3719 | 1204.4589 | 1204.4589 | 0 | 0 | 757.5904 | 757.5904 | 270736500.7877 | 1264977813.3754 | 211251223.9442 | 0 | 1746.9655 | 56.0285 | 0 | 0 | 0 | 1297.9364 | 158 | 2432 | 3689.5386 | 608 | 152 | 0.16479
1492 | 978.6028 | 600.4 | 800 | 3200 | 0 | 100% | 99.6119 | 198.999 | 199.2944 | 199.2944 | 1 | 198.999 | 99.751 | 591.1217 | 561.4371 | 561.4371 | 561.4371 | 29.6846 | 591.1217 | 99.3944 | 89.6212 | 89.6212 | 89.6212 | 9.7732 | 99.3944 | 0 | 0 | 0 | 0 | 0 | 0 | 0 | 0 | 0 | 291.7131 | 235.2226 | 235.2226 | 235.2226 | 56.4905 | 291.7131 | 3581.3895 | 3581.3895 | 1619.4906 | 1619.4906 | 1204.3665 | 1204.3665 | 0 | 0 | 757.5323 | 757.5323 | 273088287.4356 | 1264980513.918 | 209569099.424 | 0 | 1747.6379 | 57.0934 | 0 | 0 | 0 | 1370.044 | 158 | 2432 | 3689.5386 | 608 | 152 | 0.1635
1493 | 1030.1083 | 600.4 | 800 | 3200 | 0 | 100% | 99.6689 | 203.7187 | 204.02 | 204.02 | 1 | 203.7187 | 99.789 | 617.2008 | 586.2044 | 586.2044 | 586.2044 | 30.9964 | 617.2008 | 99.3877 | 89.6146 | 89.6146 | 89.6146 | 9.7731 | 99.3877 | 0 | 0 | 0 | 0 | 0 | 0 | 0 | 0 | 0 | 293.6236 | 236.7227 | 236.7227 | 236.7227 | 56.9009 | 293.6236 | 3666.3585 | 3666.3585 | 1704.6026 | 1704.6026 | 1204.2787 | 1204.2787 | 0 | 0 | 757.4771 | 757.4771 | 275207158.2305 | 1264982123.1303 | 208113246.2106 | 0 | 1748.3025 | 58.1067 | 0 | 0 | 0 | 1442.1516 | 158 | 2432 | 3689.5386 | 608 | 152 | 0.16238
1494 | 20.6022 | 653.6 | 800 | 3200 | 0 | 100% | 88.516 | 125.9532 | 126.0881 | 126.0881 | 1 | 125.9532 | 92.4184 | 157.6229 | 149.7248 | 149.7248 | 149.7248 | 7.8981 | 157.6229 | 106.4187 | 95.9765 | 95.9765 | 95.9765 | 10.4421 | 106.4187 | 0 | 0 | 0 | 0 | 0 | 0 | 0 | 0 | 0 | 206.0876 | 167.1696 | 167.1696 | 167.1696 | 38.918 | 206.0876 | 2107.5602 | 2107.5602 | 34.1732 | 34.1732 | 1314.1071 | 1314.1071 | 0 | 0 | 759.2799 | 759.2799 | 22172430.1907 | 1288849162.8216 | 308149308.5519 | 0 | 1619.1709 | 32.6058 | 0 | 0 | 0 | 28.843 | 172 | 2432 | 3689.5386 | 608 | 152 | 0.23908
1495 | 51.5054 | 653.6 | 800 | 3200 | 0 | 100% | 89.6233 | 127.5839 | 127.7246 | 127.7246 | 1 | 127.5839 | 93.4873 | 162.5204 | 154.3758 | 154.3758 | 154.3758 | 8.1446 | 162.5204 | 106.3971 | 95.9558 | 95.9558 | 95.9558 | 10.4413 | 106.3971 | 0 | 0 | 0 | 0 | 0 | 0 | 0 | 0 | 0 | 214.5046 | 173.9341 | 173.9341 | 173.9341 | 40.5705 | 214.5046 | 2158.5223 | 2158.5223 | 85.4212 | 85.4212 | 1313.9259 | 1313.9259 | 0 | 0 | 759.1752 | 759.1752 | 53694376.3878 | 1288952525.0898 | 295250763.0671 | 0 | 1637.8977 | 33.514 | 0 | 0 | 0 | 72.1076 | 172 | 2432 | 3689.5386 | 608 | 152 | 0.22924
1496 | 154.5162 | 653.6 | 800 | 3200 | 0 | 100% | 93.7557 | 133.7451 | 133.8931 | 133.8931 | 1 | 133.7451 | 96.307 | 185.4837 | 176.1847 | 176.1847 | 176.1847 | 9.299 | 185.4837 | 106.3389 | 95.8994 | 95.8994 | 95.8994 | 10.4395 | 106.3389 | 0 | 0 | 0 | 0 | 0 | 0 | 0 | 0 | 0 | 243.6121 | 197.3441 | 197.3441 | 197.3441 | 46.2679 | 243.6121 | 2328.4058 | 2328.4058 | 256.1581 | 256.1581 | 1313.385 | 1313.385 | 0 | 0 | 758.8627 | 758.8627 | 140353243.6084 | 1289182140.3721 | 257763584.6244 | 0 | 1687.299 | 36.725 | 0 | 0 | 0 | 216.3227 | 172 | 2432 | 3689.5386 | 608 | 152 | 0.20062
1497 | 206.0217 | 653.6 | 800 | 3200 | 0 | 100% | 95.2055 | 137.4461 | 137.6173 | 137.6173 | 1 | 137.4461 | 97.1371 | 204.1811 | 193.943 | 193.943 | 193.943 | 10.2381 | 204.1811 | 106.316 | 95.8771 | 95.8771 | 95.8771 | 10.4389 | 106.316 | 0 | 0 | 0 | 0 | 0 | 0 | 0 | 0 | 0 | 257.0834 | 208.127 | 208.127 | 208.127 | 48.9564 | 257.0834 | 2413.3524 | 2413.3524 | 341.482 | 341.482 | 1313.1459 | 1313.1459 | 0 | 0 | 758.7245 | 758.7245 | 168914543.0314 | 1289247640.8762 | 243679680.8198 | 0 | 1701.8419 | 38.514 | 0 | 0 | 0 | 288.4303 | 172 | 2432 | 3689.5386 | 608 | 152 | 0.18978
1498 | 257.5271 | 653.6 | 800 | 3200 | 0 | 100% | 96.2671 | 141.3737 | 141.5915 | 141.5915 | 1 | 141.3737 | 97.7739 | 230.1293 | 218.5883 | 218.5883 | 218.5883 | 11.5411 | 230.1293 | 106.296 | 95.8575 | 95.8575 | 95.8575 | 10.4385 | 106.296 | 0 | 0 | 0 | 0 | 0 | 0 | 0 | 0 | 0 | 263.8174 | 213.4348 | 213.4348 | 213.4348 | 50.3826 | 263.8174 | 2498.3018 | 2498.3018 | 426.7805 | 426.7805 | 1312.9246 | 1312.9246 | 0 | 0 | 758.5967 | 758.5967 | 186460247.4599 | 1289293297.9375 | 237244565.4785 | 0 | 1712.9981 | 40.2711 | 0 | 0 | 0 | 360.5379 | 172 | 2432 | 3689.5386 | 608 | 152 | 0.18484
1499 | 309.0325 | 653.6 | 800 | 3200 | 0 | 100% | 96.8836 | 145.5218 | 145.7049 | 145.7049 | 1 | 145.5218 | 98.185 | 257.7776 | 244.848 | 244.848 | 244.848 | 12.9296 | 257.7776 | 106.2782 | 95.8399 | 95.8399 | 95.8399 | 10.4383 | 106.2782 | 0 | 0 | 0 | 0 | 0 | 0 | 0 | 0 | 0 | 268.7692 | 217.3192 | 217.3192 | 217.3192 | 51.45 | 268.7692 | 2583.2537 | 2583.2537 | 512.0565 | 512.0565 | 1312.7192 | 1312.7192 | 0 | 0 | 758.478 | 758.478 | 199346556.158 | 1289327971.6741 | 231526321.1108 | 0 | 1720.2008 | 42.045 | 0 | 0 | 0 | 432.6455 | 172 | 2432 | 3689.5386 | 608 | 152 | 0.18045
1500 | 360.5379 | 653.6 | 800 | 3200 | 0 | 100% | 97.4429 | 149.8115 | 150.0129 | 150.0129 | 1 | 149.8115 | 98.5334 | 285.8243 | 271.4859 | 271.4859 | 271.4859 | 14.3383 | 285.8243 | 106.2618 | 95.8238 | 95.8238 | 95.8238 | 10.438 | 106.2618 | 0 | 0 | 0 | 0 | 0 | 0 | 0 | 0 | 0 | 272.9406 | 220.5901 | 220.5901 | 220.5901 | 52.3505 | 272.9406 | 2668.2078 | 2668.2078 | 597.3122 | 597.3122 | 1312.528 | 1312.528 | 0 | 0 | 758.3675 | 758.3675 | 209388658.4558 | 1289355902.8955 | 227559956.8365 | 0 | 1726.3045 | 43.7374 | 0 | 0 | 0 | 504.753 | 172 | 2432 | 3689.5386 | 608 | 152 | 0.1774
1501 | 412.0433 | 653.6 | 800 | 3200 | 0 | 100% | 97.8881 | 154.1892 | 154.3818 | 154.3818 | 1 | 154.1892 | 98.7937 | 313.9786 | 298.2259 | 298.2259 | 298.2259 | 15.7527 | 313.9786 | 106.247 | 95.8091 | 95.8091 | 95.8091 | 10.4379 | 106.247 | 0 | 0 | 0 | 0 | 0 | 0 | 0 | 0 | 0 | 276.4743 | 223.3598 | 223.3598 | 223.3598 | 53.1145 | 276.4743 | 2753.1639 | 2753.1639 | 682.5498 | 682.5498 | 1312.3497 | 1312.3497 | 0 | 0 | 758.2645 | 758.2645 | 217618272.1949 | 1289377690.7832 | 223869815.0872 | 0 | 1730.8658 | 45.3722 | 0 | 0 | 0 | 576.8606 | 172 | 2432 | 3689.5386 | 608 | 152 | 0.17457
1502 | 463.5487 | 653.6 | 800 | 3200 | 0 | 100% | 98.2078 | 158.648 | 158.8465 | 158.8465 | 1 | 158.648 | 99.0046 | 342.229 | 325.0568 | 325.0568 | 325.0568 | 17.1722 | 342.229 | 106.2333 | 95.7956 | 95.7956 | 95.7956 | 10.4377 | 106.2333 | 0 | 0 | 0 | 0 | 0 | 0 | 0 | 0 | 0 | 279.7487 | 225.9225 | 225.9225 | 225.9225 | 53.8261 | 279.7487 | 2838.1218 | 2838.1218 | 767.7709 | 767.7709 | 1312.1828 | 1312.1828 | 0 | 0 | 758.1681 | 758.1681 | 224354956.2833 | 1289395196.5581 | 220810329.8085 | 0 | 1734.5605 | 46.9323 | 0 | 0 | 0 | 648.9682 | 172 | 2432 | 3689.5386 | 608 | 152 | 0.17221
1503 | 515.0541 | 653.6 | 800 | 3200 | 0 | 100% | 98.4817 | 163.1796 | 163.3669 | 163.3669 | 1 | 163.1796 | 99.1464 | 370.451 | 351.8606 | 351.8606 | 351.8606 | 18.5904 | 370.451 | 106.2207 | 95.7831 | 95.7831 | 95.7831 | 10.4376 | 106.2207 | 0 | 0 | 0 | 0 | 0 | 0 | 0 | 0 | 0 | 283.0318 | 228.4948 | 228.4948 | 228.4948 | 54.537 | 283.0318 | 2923.0813 | 2923.0813 | 852.9771 | 852.9771 | 1312.0265 | 1312.0265 | 0 | 0 | 758.0777 | 758.0777 | 230141175.6996 | 1289409857.7476 | 217493672.0464 | 0 | 1737.0447 | 48.4365 | 0 | 0 | 0 | 721.0758 | 172 | 2432 | 3689.5386 | 608 | 152 | 0.16966
1504 | 566.5595 | 653.6 | 800 | 3200 | 0 | 100% | 98.6986 | 167.7689 | 167.9695 | 167.9695 | 1 | 167.7689 | 99.2676 | 398.5623 | 378.5591 | 378.5591 | 378.5591 | 20.0032 | 398.5623 | 106.2089 | 95.7714 | 95.7714 | 95.7714 | 10.4375 | 106.2089 | 0 | 0 | 0 | 0 | 0 | 0 | 0 | 0 | 0 | 286.3706 | 231.1155 | 231.1155 | 231.1155 | 55.255 | 286.3706 | 3008.0424 | 3008.0424 | 938.1698 | 938.1698 | 1311.8797 | 1311.8797 | 0 | 0 | 757.9929 | 757.9929 | 235176908.4984 | 1289421685.8988 | 214570120.8287 | 0 | 1739.1687 | 49.8642 | 0 | 0 | 0 | 793.1834 | 172 | 2432 | 3689.5386 | 608 | 152 | 0.16741
1505 | 618.065 | 653.6 | 800 | 3200 | 0 | 100% | 98.847 | 172.3793 | 172.5866 | 172.5866 | 1 | 172.3793 | 99.3681 | 426.423 | 405.0194 | 405.0194 | 405.0194 | 21.4036 | 426.423 | 106.198 | 95.7606 | 95.7606 | 95.7606 | 10.4374 | 106.198 | 0 | 0 | 0 | 0 | 0 | 0 | 0 | 0 | 0 | 289.4918 | 233.5686 | 233.5686 | 233.5686 | 55.9233 | 289.4918 | 3093.0047 | 3093.0047 | 1023.3502 | 1023.3502 | 1311.7415 | 1311.7415 | 0 | 0 | 757.9131 | 757.9131 | 239689903.8247 | 1289431521.4891 | 211808527.9462 | 0 | 1740.93 | 51.2221 | 0 | 0 | 0 | 865.2909 | 172 | 2432 | 3689.5386 | 608 | 152 | 0.16528
1506 | 669.5704 | 653.6 | 800 | 3200 | 0 | 100% | 98.984 | 177.0381 | 177.2586 | 177.2586 | 1 | 177.0381 | 99.4438 | 454.0852 | 431.2909 | 431.2909 | 431.2909 | 22.7942 | 454.0852 | 106.1878 | 95.7504 | 95.7504 | 95.7504 | 10.4373 | 106.1878 | 0 | 0 | 0 | 0 | 0 | 0 | 0 | 0 | 0 | 292.8318 | 236.2059 | 236.2059 | 236.2059 | 56.626 | 292.8318 | 3177.9684 | 3177.9684 | 1108.5193 | 1108.5193 | 1311.6112 | 1311.6112 | 0 | 0 | 757.8378 | 757.8378 | 243766627.9317 | 1289440011.7453 | 209049543.7768 | 0 | 1742.2562 | 52.5179 | 0 | 0 | 0 | 937.3985 | 172 | 2432 | 3689.5386 | 608 | 152 | 0.16315
1507 | 721.0758 | 653.6 | 800 | 3200 | 0 | 100% | 99.1096 | 181.7127 | 181.9571 | 181.9571 | 1 | 181.7127 | 99.5193 | 481.4974 | 457.325 | 457.325 | 457.325 | 24.1724 | 481.4974 | 106.1782 | 95.7409 | 95.7409 | 95.7409 | 10.4373 | 106.1782 | 0 | 0 | 0 | 0 | 0 | 0 | 0 | 0 | 0 | 296.0653 | 238.7626 | 238.7626 | 238.7626 | 57.3026 | 296.0653 | 3262.9331 | 3262.9331 | 1193.6781 | 1193.6781 | 1311.4883 | 1311.4883 | 0 | 0 | 757.7667 | 757.7667 | 247491242.8159 | 1289447027.9443 | 206640052.1741 | 0 | 1743.5783 | 53.7456 | 0 | 0 | 0 | 1009.5061 | 172 | 2432 | 3689.5386 | 608 | 152 | 0.1613
1508 | 772.5812 | 653.6 | 800 | 3200 | 0 | 100% | 99.2352 | 186.3825 | 186.6456 | 186.6456 | 1 | 186.3825 | 99.5949 | 508.8105 | 483.2647 | 483.2647 | 483.2647 | 25.5458 | 508.8105 | 106.1691 | 95.7319 | 95.7319 | 95.7319 | 10.4372 | 106.1691 | 0 | 0 | 0 | 0 | 0 | 0 | 0 | 0 | 0 | 298.8767 | 240.9809 | 240.9809 | 240.9809 | 57.8958 | 298.8767 | 3347.8989 | 3347.8989 | 1278.8274 | 1278.8274 | 1311.372 | 1311.372 | 0 | 0 | 757.6995 | 757.6995 | 250819185.2124 | 1289454425.2544 | 204628580.9583 | 0 | 1744.9022 | 54.9085 | 0 | 0 | 0 | 1081.6137 | 172 | 2432 | 3689.5386 | 608 | 152 | 0.15975
1509 | 824.0866 | 653.6 | 800 | 3200 | 0 | 100% | 99.4292 | 191.0498 | 191.3302 | 191.3302 | 1 | 191.0498 | 99.6701 | 536.0971 | 509.1792 | 509.1792 | 509.1792 | 26.9179 | 536.0971 | 106.1606 | 95.7234 | 95.7234 | 95.7234 | 10.4372 | 106.1606 | 0 | 0 | 0 | 0 | 0 | 0 | 0 | 0 | 0 | 301.2896 | 242.8839 | 242.8839 | 242.8839 | 58.4057 | 301.2896 | 3432.8656 | 3432.8656 | 1363.968 | 1363.968 | 1311.2618 | 1311.2618 | 0 | 0 | 757.6359 | 757.6359 | 253815589.0039 | 1289460304.3886 | 202943906.3162 | 0 | 1746.2198 | 56.0128 | 0 | 0 | 0 | 1153.7213 | 172 | 2432 | 3689.5386 | 608 | 152 | 0.15845
1510 | 875.592 | 653.6 | 800 | 3200 | 0 | 100% | 99.5662 | 195.7252 | 196.0078 | 196.0078 | 1 | 195.7252 | 99.7266 | 563.433 | 535.1404 | 535.1404 | 535.1404 | 28.2926 | 563.433 | 106.1525 | 95.7154 | 95.7154 | 95.7154 | 10.4371 | 106.1525 | 0 | 0 | 0 | 0 | 0 | 0 | 0 | 0 | 0 | 303.4627 | 244.5927 | 244.5927 | 244.5927 | 58.87 | 303.4627 | 3517.8333 | 3517.8333 | 1449.1005 | 1449.1005 | 1311.1573 | 1311.1573 | 0 | 0 | 757.5755 | 757.5755 | 256484992.883 | 1289465065.3773 | 201259282.1626 | 0 | 1747.2093 | 57.071 | 0 | 0 | 0 | 1225.8288 | 172 | 2432 | 3689.5386 | 608 | 152 | 0.15715
1511 | 927.0974 | 653.6 | 800 | 3200 | 0 | 100% | 99.6347 | 200.4264 | 200.7117 | 200.7117 | 1 | 200.4264 | 99.7654 | 590.7403 | 561.0743 | 561.0743 | 561.0743 | 29.666 | 590.7403 | 106.1449 | 95.7078 | 95.7078 | 95.7078 | 10.4371 | 106.1449 | 0 | 0 | 0 | 0 | 0 | 0 | 0 | 0 | 0 | 305.7222 | 246.3717 | 246.3717 | 246.3717 | 59.3505 | 305.7222 | 3602.8017 | 3602.8017 | 1534.2255 | 1534.2255 | 1311.058 | 1311.058 | 0 | 0 | 757.5182 | 757.5182 | 258937397.2912 | 1289468745.2369 | 199483789.105 | 0 | 1747.8899 | 58.0856 | 0 | 0 | 0 | 1297.9364 | 172 | 2432 | 3689.5386 | 608 | 152 | 0.15579
1512 | 978.6028 | 653.6 | 800 | 3200 | 0 | 100% | 99.6689 | 205.1429 | 205.4252 | 205.4252 | 1 | 205.1429 | 99.7903 | 618.0218 | 586.9836 | 586.9836 | 586.9836 | 31.0381 | 618.0218 | 106.1378 | 95.7007 | 95.7007 | 95.7007 | 10.4371 | 106.1378 | 0 | 0 | 0 | 0 | 0 | 0 | 0 | 0 | 0 | 307.9609 | 248.1314 | 248.1314 | 248.1314 | 59.8294 | 307.9609 | 3687.7709 | 3687.7709 | 1619.3437 | 1619.3437 | 1310.9636 | 1310.9636 | 0 | 0 | 757.4636 | 757.4636 | 261172278.7746 | 1289471386.3131 | 197682532.4012 | 0 | 1748.3262 | 59.0584 | 0 | 0 | 0 | 1370.044 | 172 | 2432 | 3689.5386 | 608 | 152 | 0.1544
1513 | 1030.1083 | 653.6 | 800 | 3200 | 0 | 100% | 99.6804 | 209.8945 | 210.1697 | 210.1697 | 1 | 209.8945 | 99.8012 | 645.3431 | 612.9308 | 612.9308 | 612.9308 | 32.4123 | 645.3431 | 106.131 | 95.6939 | 95.6939 | 95.6939 | 10.437 | 106.131 | 0 | 0 | 0 | 0 | 0 | 0 | 0 | 0 | 0 | 310.4098 | 250.0614 | 250.0614 | 250.0614 | 60.3484 | 310.4098 | 3772.7408 | 3772.7408 | 1704.4554 | 1704.4554 | 1310.8737 | 1310.8737 | 0 | 0 | 757.4117 | 757.4117 | 263158326.3841 | 1289473576.7729 | 195885391.0612 | 0 | 1748.5173 | 59.9926 | 0 | 0 | 0 | 1442.1516 | 172 | 2432 | 3689.5386 | 608 | 152 | 0.15301
1514 | 20.6022 | 703 | 800 | 3200 | 0 | 100% | 90.3082 | 130.4908 | 130.6116 | 130.6116 | 1 | 130.4908 | 93.6583 | 163.6415 | 155.4398 | 155.4398 | 155.4398 | 8.2017 | 163.6415 | 112.6703 | 101.6121 | 101.6121 | 101.6121 | 11.0581 | 112.6703 | 0 | 0 | 0 | 0 | 0 | 0 | 0 | 0 | 0 | 203.9771 | 165.3643 | 165.3643 | 165.3643 | 38.6128 | 203.9771 | 2206.3067 | 2206.3067 | 34.1643 | 34.1643 | 1413.0606 | 1413.0606 | 0 | 0 | 759.0819 | 759.0819 | 21350782.1995 | 1309035390.6562 | 310508059.037 | 0 | 1640.8942 | 36.4939 | 0 | 0 | 0 | 28.843 | 185 | 2432 | 3689.5386 | 608 | 152 | 0.24107
1515 | 51.5054 | 703 | 800 | 3200 | 0 | 100% | 91.5297 | 132.1579 | 132.291 | 132.291 | 1 | 132.1579 | 94.6626 | 169.0025 | 160.5311 | 160.5311 | 160.5311 | 8.4714 | 169.0025 | 112.6497 | 101.5924 | 101.5924 | 101.5924 | 11.0574 | 112.6497 | 0 | 0 | 0 | 0 | 0 | 0 | 0 | 0 | 0 | 212.2861 | 172.0521 | 172.0521 | 172.0521 | 40.234 | 212.2861 | 2257.2715 | 2257.2715 | 85.4 | 85.4 | 1412.8843 | 1412.8843 | 0 | 0 | 758.9872 | 758.9872 | 51613761.0354 | 1309129440.568 | 297745061.7207 | 0 | 1658.4883 | 37.2935 | 0 | 0 | 0 | 72.1076 | 185 | 2432 | 3689.5386 | 608 | 152 | 0.23133
1516 | 154.5162 | 703 | 800 | 3200 | 0 | 100% | 94.8516 | 138.9118 | 139.0463 | 139.0463 | 1 | 138.9118 | 96.8878 | 192.8161 | 183.1476 | 183.1476 | 183.1476 | 9.6685 | 192.8161 | 112.5946 | 101.5389 | 101.5389 | 101.5389 | 11.0557 | 112.5946 | 0 | 0 | 0 | 0 | 0 | 0 | 0 | 0 | 0 | 247.1875 | 200.1098 | 200.1098 | 200.1098 | 47.0777 | 247.1875 | 2427.1627 | 2427.1627 | 256.1042 | 256.1042 | 1412.3554 | 1412.3554 | 0 | 0 | 758.7031 | 758.7031 | 134998703.1787 | 1309331572.6475 | 253143493.8111 | 0 | 1697.4738 | 40.4157 | 0 | 0 | 0 | 216.3227 | 185 | 2432 | 3689.5386 | 608 | 152 | 0.19712
1517 | 206.0217 | 703 | 800 | 3200 | 0 | 100% | 95.879 | 142.7438 | 142.8808 | 142.8808 | 1 | 142.7438 | 97.5629 | 212.1831 | 201.5418 | 201.5418 | 201.5418 | 10.6413 | 212.1831 | 112.5727 | 101.5175 | 101.5175 | 101.5175 | 11.0552 | 112.5727 | 0 | 0 | 0 | 0 | 0 | 0 | 0 | 0 | 0 | 262.6118 | 212.4557 | 212.4557 | 212.4557 | 50.1561 | 262.6118 | 2512.1125 | 2512.1125 | 341.4155 | 341.4155 | 1412.1203 | 1412.1203 | 0 | 0 | 758.5768 | 758.5768 | 162543475.7337 | 1309389137.4286 | 237368889.1595 | 0 | 1709.3015 | 42.0626 | 0 | 0 | 0 | 288.4303 | 185 | 2432 | 3689.5386 | 608 | 152 | 0.18498
1518 | 257.5271 | 703 | 800 | 3200 | 0 | 100% | 96.8037 | 146.7601 | 146.9292 | 146.9292 | 1 | 146.7601 | 98.0907 | 239.2602 | 227.2591 | 227.2591 | 227.2591 | 12.0011 | 239.2602 | 112.5533 | 101.4985 | 101.4985 | 101.4985 | 11.0548 | 112.5533 | 0 | 0 | 0 | 0 | 0 | 0 | 0 | 0 | 0 | 270.7559 | 218.8905 | 218.8905 | 218.8905 | 51.8654 | 270.7559 | 2597.0648 | 2597.0648 | 426.7033 | 426.7033 | 1411.9019 | 1411.9019 | 0 | 0 | 758.4595 | 758.4595 | 179293737.1114 | 1309430949.9527 | 229824606.6994 | 0 | 1718.5493 | 43.6641 | 0 | 0 | 0 | 360.5379 | 185 | 2432 | 3689.5386 | 608 | 152 | 0.17918
1519 | 309.0325 | 703 | 800 | 3200 | 0 | 100% | 97.4315 | 150.9884 | 151.1697 | 151.1697 | 1 | 150.9884 | 98.4644 | 268.0463 | 254.5995 | 254.5995 | 254.5995 | 13.4468 | 268.0463 | 112.5361 | 101.4815 | 101.4815 | 101.4815 | 11.0546 | 112.5361 | 0 | 0 | 0 | 0 | 0 | 0 | 0 | 0 | 0 | 277.0282 | 223.8431 | 223.8431 | 223.8431 | 53.1851 | 277.0282 | 2682.0192 | 2682.0192 | 511.9703 | 511.9703 | 1411.6986 | 1411.6986 | 0 | 0 | 758.3503 | 758.3503 | 191700067.5313 | 1309461363.5291 | 223934512.2724 | 0 | 1725.0959 | 45.249 | 0 | 0 | 0 | 432.6455 | 185 | 2432 | 3689.5386 | 608 | 152 | 0.17466
1520 | 360.5379 | 703 | 800 | 3200 | 0 | 100% | 97.8311 | 155.3312 | 155.4956 | 155.4956 | 1 | 155.3312 | 98.7336 | 297.1032 | 282.1968 | 282.1968 | 282.1968 | 14.9064 | 297.1032 | 112.5202 | 101.4659 | 101.4659 | 101.4659 | 11.0544 | 112.5202 | 0 | 0 | 0 | 0 | 0 | 0 | 0 | 0 | 0 | 282.2757 | 227.9837 | 227.9837 | 227.9837 | 54.292 | 282.2757 | 2766.9756 | 2766.9756 | 597.2184 | 597.2184 | 1411.5089 | 1411.5089 | 0 | 0 | 758.2484 | 758.2484 | 201427403.7851 | 1309486823.9802 | 218899115.5702 | 0 | 1729.8133 | 46.7932 | 0 | 0 | 0 | 504.753 | 185 | 2432 | 3689.5386 | 608 | 152 | 0.17079
1521 | 412.0433 | 703 | 800 | 3200 | 0 | 100% | 98.1735 | 159.7725 | 159.9513 | 159.9513 | 1 | 159.7725 | 98.9564 | 326.356 | 309.98 | 309.98 | 309.98 | 16.376 | 326.356 | 112.5058 | 101.4516 | 101.4516 | 101.4516 | 11.0542 | 112.5058 | 0 | 0 | 0 | 0 | 0 | 0 | 0 | 0 | 0 | 286.9851 | 231.6955 | 231.6955 | 231.6955 | 55.2895 | 286.9851 | 2851.9338 | 2851.9338 | 682.4494 | 682.4494 | 1411.3314 | 1411.3314 | 0 | 0 | 758.153 | 758.153 | 209315961.4087 | 1309505166.4924 | 214895696.6882 | 0 | 1733.7168 | 48.2676 | 0 | 0 | 0 | 576.8606 | 185 | 2432 | 3689.5386 | 608 | 152 | 0.16771
1522 | 463.5487 | 703 | 800 | 3200 | 0 | 100% | 98.3562 | 164.2753 | 164.4493 | 164.4493 | 1 | 164.2753 | 99.12 | 355.7962 | 337.9409 | 337.9409 | 337.9409 | 17.8553 | 355.7962 | 112.4924 | 101.4384 | 101.4384 | 101.4384 | 11.0541 | 112.4924 | 0 | 0 | 0 | 0 | 0 | 0 | 0 | 0 | 0 | 291.0618 | 234.9002 | 234.9002 | 234.9002 | 56.1616 | 291.0618 | 2936.8936 | 2936.8936 | 767.6651 | 767.6651 | 1411.1649 | 1411.1649 | 0 | 0 | 758.0636 | 758.0636 | 215764621.2687 | 1309521563.8826 | 211296270.2554 | 0 | 1736.5825 | 49.686 | 0 | 0 | 0 | 648.9682 | 185 | 2432 | 3689.5386 | 608 | 152 | 0.16494
1523 | 515.0541 | 703 | 800 | 3200 | 0 | 100% | 98.6416 | 168.8404 | 169.0249 | 169.0249 | 1 | 168.8404 | 99.2513 | 385.1506 | 365.8202 | 365.8202 | 365.8202 | 19.3304 | 385.1506 | 112.4801 | 101.4261 | 101.4261 | 101.4261 | 11.0539 | 112.4801 | 0 | 0 | 0 | 0 | 0 | 0 | 0 | 0 | 0 | 295.0301 | 238.0223 | 238.0223 | 238.0223 | 57.0079 | 295.0301 | 3021.8548 | 3021.8548 | 852.8667 | 852.8667 | 1411.0086 | 1411.0086 | 0 | 0 | 757.9796 | 757.9796 | 221338054.0841 | 1309533191.4406 | 208011493.0701 | 0 | 1738.8827 | 51.0409 | 0 | 0 | 0 | 721.0758 | 185 | 2432 | 3689.5386 | 608 | 152 | 0.16241
1524 | 566.5595 | 703 | 800 | 3200 | 0 | 100% | 98.8242 | 173.4352 | 173.6267 | 173.6267 | 1 | 173.4352 | 99.3618 | 414.3536 | 393.5555 | 393.5555 | 393.5555 | 20.7982 | 414.3536 | 112.4687 | 101.4148 | 101.4148 | 101.4148 | 11.0539 | 112.4687 | 0 | 0 | 0 | 0 | 0 | 0 | 0 | 0 | 0 | 298.6451 | 240.8719 | 240.8719 | 240.8719 | 57.7733 | 298.6451 | 3106.8174 | 3106.8174 | 938.0555 | 938.0555 | 1410.8614 | 1410.8614 | 0 | 0 | 757.9005 | 757.9005 | 226186156.6744 | 1309542910.1578 | 205089555.5575 | 0 | 1740.8186 | 52.3316 | 0 | 0 | 0 | 793.1834 | 185 | 2432 | 3689.5386 | 608 | 152 | 0.16016
1525 | 618.065 | 703 | 800 | 3200 | 0 | 100% | 99.0183 | 178.079 | 178.275 | 178.275 | 1 | 178.079 | 99.4376 | 443.3546 | 421.0987 | 421.0987 | 421.0987 | 22.2559 | 443.3546 | 112.458 | 101.4042 | 101.4042 | 101.4042 | 11.0538 | 112.458 | 0 | 0 | 0 | 0 | 0 | 0 | 0 | 0 | 0 | 302.4223 | 243.8518 | 243.8518 | 243.8518 | 58.5705 | 302.4223 | 3191.7812 | 3191.7812 | 1023.2326 | 1023.2326 | 1410.7226 | 1410.7226 | 0 | 0 | 757.826 | 757.826 | 230501039.2646 | 1309550554.6829 | 202094899.3295 | 0 | 1742.1465 | 53.5692 | 0 | 0 | 0 | 865.2909 | 185 | 2432 | 3689.5386 | 608 | 152 | 0.15785
1526 | 669.5704 | 703 | 800 | 3200 | 0 | 100% | 99.121 | 182.7485 | 182.9712 | 182.9712 | 1 | 182.7485 | 99.5132 | 472.1558 | 448.452 | 448.452 | 448.452 | 23.7038 | 472.1558 | 112.448 | 101.3943 | 101.3943 | 101.3943 | 11.0537 | 112.448 | 0 | 0 | 0 | 0 | 0 | 0 | 0 | 0 | 0 | 306.1087 | 246.7623 | 246.7623 | 246.7623 | 59.3464 | 306.1087 | 3276.7461 | 3276.7461 | 1108.399 | 1108.399 | 1410.5916 | 1410.5916 | 0 | 0 | 757.7556 | 757.7556 | 234409907.9508 | 1309556732.8772 | 199504017.6298 | 0 | 1743.4707 | 54.7426 | 0 | 0 | 0 | 937.3985 | 185 | 2432 | 3689.5386 | 608 | 152 | 0.15585
1527 | 721.0758 | 703 | 800 | 3200 | 0 | 100% | 99.2352 | 187.4178 | 187.6655 | 187.6655 | 1 | 187.4178 | 99.5886 | 500.6676 | 475.5303 | 475.5303 | 475.5303 | 25.1373 | 500.6676 | 112.4386 | 101.3849 | 101.3849 | 101.3849 | 11.0537 | 112.4386 | 0 | 0 | 0 | 0 | 0 | 0 | 0 | 0 | 0 | 309.4563 | 249.41 | 249.41 | 249.41 | 60.0463 | 309.4563 | 3361.7121 | 3361.7121 | 1193.5556 | 1193.5556 | 1410.4676 | 1410.4676 | 0 | 0 | 757.689 | 757.689 | 237993237.7179 | 1309561676.8491 | 197237825.5332 | 0 | 1744.7927 | 55.8566 | 0 | 0 | 0 | 1009.5061 | 185 | 2432 | 3689.5386 | 608 | 152 | 0.15411
1528 | 772.5812 | 703 | 800 | 3200 | 0 | 100% | 99.395 | 192.0836 | 192.3515 | 192.3515 | 1 | 192.0836 | 99.664 | 529.044 | 502.4799 | 502.4799 | 502.4799 | 26.5641 | 529.044 | 112.4298 | 101.3762 | 101.3762 | 101.3762 | 11.0537 | 112.4298 | 0 | 0 | 0 | 0 | 0 | 0 | 0 | 0 | 0 | 312.3893 | 251.7282 | 251.7282 | 251.7282 | 60.6612 | 312.3893 | 3446.679 | 3446.679 | 1278.703 | 1278.703 | 1410.3501 | 1410.3501 | 0 | 0 | 757.6259 | 757.6259 | 241215791.4417 | 1309565757.469 | 195331351.172 | 0 | 1746.1129 | 56.915 | 0 | 0 | 0 | 1081.6137 | 185 | 2432 | 3689.5386 | 608 | 152 | 0.15264
1529 | 824.0866 | 703 | 800 | 3200 | 0 | 100% | 99.532 | 196.754 | 197.0274 | 197.0274 | 1 | 196.754 | 99.726 | 557.3841 | 529.3949 | 529.3949 | 529.3949 | 27.9892 | 557.3841 | 112.4215 | 101.3679 | 101.3679 | 101.3679 | 11.0536 | 112.4215 | 0 | 0 | 0 | 0 | 0 | 0 | 0 | 0 | 0 | 315.0155 | 253.8024 | 253.8024 | 253.8024 | 61.2131 | 315.0155 | 3531.6468 | 3531.6468 | 1363.8421 | 1363.8421 | 1410.2387 | 1410.2387 | 0 | 0 | 757.566 | 757.566 | 244100206.943 | 1309569143.6512 | 193529372.5299 | 0 | 1747.1987 | 57.9281 | 0 | 0 | 0 | 1153.7213 | 185 | 2432 | 3689.5386 | 608 | 152 | 0.15125
1530 | 875.592 | 703 | 800 | 3200 | 0 | 100% | 99.6461 | 201.4457 | 201.7222 | 201.7222 | 1 | 201.4457 | 99.7732 | 585.8215 | 556.4022 | 556.4022 | 556.4022 | 29.4193 | 585.8215 | 112.4136 | 101.36 | 101.36 | 101.36 | 11.0536 | 112.4136 | 0 | 0 | 0 | 0 | 0 | 0 | 0 | 0 | 0 | 317.559 | 255.8051 | 255.8051 | 255.8051 | 61.7538 | 317.559 | 3616.6153 | 3616.6153 | 1448.9734 | 1448.9734 | 1410.1328 | 1410.1328 | 0 | 0 | 757.5091 | 757.5091 | 246649987.9586 | 1309572114.3115 | 191804536.6802 | 0 | 1748.0266 | 58.8993 | 0 | 0 | 0 | 1225.8288 | 185 | 2432 | 3689.5386 | 608 | 152 | 0.14992
1531 | 927.0974 | 703 | 800 | 3200 | 0 | 100% | 99.6804 | 205.8634 | 206.129 | 206.129 | 1 | 205.8634 | 99.7903 | 614.2666 | 583.4167 | 583.4167 | 583.4167 | 30.8499 | 614.2666 | 112.4062 | 101.3526 | 101.3526 | 101.3526 | 11.0536 | 112.4062 | 0 | 0 | 0 | 0 | 0 | 0 | 0 | 0 | 0 | 317.4125 | 255.1112 | 255.1112 | 255.1112 | 62.3013 | 317.4125 | 3701.5846 | 3701.5846 | 1534.0976 | 1534.0976 | 1410.0321 | 1410.0321 | 0 | 0 | 757.455 | 757.455 | 248981414.7985 | 1309574401.7411 | 189770719.2038 | 0 | 1748.3265 | 59.8382 | 0 | 0 | 0 | 1297.9364 | 185 | 2432 | 3689.5386 | 608 | 152 | 0.14836
1532 | 978.6028 | 703 | 800 | 3200 | 0 | 100% | 99.6804 | 210.621 | 210.8876 | 210.8876 | 1 | 210.621 | 99.8013 | 642.7048 | 610.4246 | 610.4246 | 610.4246 | 32.2802 | 642.7048 | 112.3991 | 101.3455 | 101.3455 | 101.3455 | 11.0536 | 112.3991 | 0 | 0 | 0 | 0 | 0 | 0 | 0 | 0 | 0 | 320.2847 | 257.3797 | 257.3797 | 257.3797 | 62.9051 | 320.2847 | 3786.5547 | 3786.5547 | 1619.2151 | 1619.2151 | 1409.9361 | 1409.9361 | 0 | 0 | 757.4035 | 757.4035 | 251098788.5433 | 1309576290.1414 | 187843167.424 | 0 | 1748.5182 | 60.7378 | 0 | 0 | 0 | 1370.044 | 185 | 2432 | 3689.5386 | 608 | 152 | 0.14687
1533 | 1030.1083 | 703 | 800 | 3200 | 0 | 100% | 99.7032 | 215.3945 | 215.663 | 215.663 | 1 | 215.3945 | 99.8113 | 671.2233 | 637.5087 | 637.5087 | 637.5087 | 33.7146 | 671.2233 | 112.3924 | 101.3388 | 101.3388 | 101.3388 | 11.0535 | 112.3924 | 0 | 0 | 0 | 0 | 0 | 0 | 0 | 0 | 0 | 323.0932 | 259.5951 | 259.5951 | 259.5951 | 63.4981 | 323.0932 | 3871.5253 | 3871.5253 | 1704.3263 | 1704.3263 | 1409.8447 | 1409.8447 | 0 | 0 | 757.3543 | 757.3543 | 252970236.8862 | 1309577582.4489 | 186145738.5957 | 0 | 1748.6936 | 61.5977 | 0 | 0 | 0 | 1442.1516 | 185 | 2432 | 3689.5386 | 608 | 152 | 0.14556
1534 | 20.6022 | 752.4 | 800 | 3200 | 0 | 100% | 91.9635 | 135.2855 | 135.4158 | 135.4158 | 1 | 135.2855 | 94.6684 | 169.2413 | 160.757 | 160.757 | 160.757 | 8.4843 | 169.2413 | 118.9207 | 107.2466 | 107.2466 | 107.2466 | 11.6741 | 118.9207 | 0 | 0 | 0 | 0 | 0 | 0 | 0 | 0 | 0 | 203.5914 | 164.9656 | 164.9656 | 164.9656 | 38.6258 | 203.5914 | 2305.0583 | 2305.0583 | 34.1562 | 34.1562 | 1511.9995 | 1511.9995 | 0 | 0 | 758.9026 | 758.9026 | 20636044.1017 | 1327101954.8108 | 310853195.5742 | 0 | 1658.5912 | 40.024 | 0 | 0 | 0 | 28.843 | 198 | 2432 | 3689.5386 | 608 | 152 | 0.2415
1535 | 51.5054 | 752.4 | 800 | 3200 | 0 | 100% | 92.968 | 137.1156 | 137.2378 | 137.2378 | 1 | 137.1156 | 95.4778 | 175.151 | 166.3695 | 166.3695 | 166.3695 | 8.7815 | 175.151 | 118.9015 | 107.2281 | 107.2281 | 107.2281 | 11.6734 | 118.9015 | 0 | 0 | 0 | 0 | 0 | 0 | 0 | 0 | 0 | 213.1267 | 172.6401 | 172.6401 | 172.6401 | 40.4866 | 213.1267 | 2356.0255 | 2356.0255 | 85.3808 | 85.3808 | 1511.8281 | 1511.8281 | 0 | 0 | 758.8165 | 758.8165 | 49790270.3694 | 1327182300.1147 | 295798722.1896 | 0 | 1672.7713 | 40.8227 | 0 | 0 | 0 | 72.1076 | 198 | 2432 | 3689.5386 | 608 | 152 | 0.22997
1536 | 154.5162 | 752.4 | 800 | 3200 | 0 | 100% | 95.5251 | 144.2309 | 144.3278 | 144.3278 | 1 | 144.2309 | 97.3046 | 199.9043 | 189.8785 | 189.8785 | 189.8785 | 10.0258 | 199.9043 | 118.8489 | 107.1771 | 107.1771 | 107.1771 | 11.6718 | 118.8489 | 0 | 0 | 0 | 0 | 0 | 0 | 0 | 0 | 0 | 251.8589 | 203.7648 | 203.7648 | 203.7648 | 48.0941 | 251.8589 | 2525.9233 | 2525.9233 | 256.055 | 256.055 | 1511.3112 | 1511.3112 | 0 | 0 | 758.5571 | 758.5571 | 130189850.1734 | 1327363196.3719 | 247223049.7148 | 0 | 1704.7761 | 43.7612 | 0 | 0 | 0 | 216.3227 | 198 | 2432 | 3689.5386 | 608 | 152 | 0.19262
1537 | 206.0217 | 752.4 | 800 | 3200 | 0 | 100% | 96.4269 | 148.1826 | 148.3106 | 148.3106 | 1 | 148.1826 | 97.8872 | 219.9513 | 208.9185 | 208.9185 | 208.9185 | 11.0328 | 219.9513 | 118.8278 | 107.1564 | 107.1564 | 107.1564 | 11.6714 | 118.8278 | 0 | 0 | 0 | 0 | 0 | 0 | 0 | 0 | 0 | 269.2165 | 217.6566 | 217.6566 | 217.6566 | 51.5599 | 269.2165 | 2610.8759 | 2610.8759 | 341.3544 | 341.3544 | 1511.0802 | 1511.0802 | 0 | 0 | 758.4412 | 758.4412 | 156768799.2365 | 1327415810.6261 | 230799009.6909 | 0 | 1714.9836 | 45.2577 | 0 | 0 | 0 | 288.4303 | 198 | 2432 | 3689.5386 | 608 | 152 | 0.17998
1538 | 257.5271 | 752.4 | 800 | 3200 | 0 | 100% | 97.2717 | 152.2352 | 152.3729 | 152.3729 | 1 | 152.2352 | 98.3479 | 248.2002 | 235.7488 | 235.7488 | 235.7488 | 12.4515 | 248.2002 | 118.809 | 107.138 | 107.138 | 107.138 | 11.671 | 118.809 | 0 | 0 | 0 | 0 | 0 | 0 | 0 | 0 | 0 | 278.0258 | 224.6238 | 224.6238 | 224.6238 | 53.402 | 278.0258 | 2695.8307 | 2695.8307 | 426.6323 | 426.6323 | 1510.8651 | 1510.8651 | 0 | 0 | 758.3332 | 758.3332 | 172798815.5492 | 1327454191.1183 | 222802090.3945 | 0 | 1723.0551 | 46.7067 | 0 | 0 | 0 | 360.5379 | 198 | 2432 | 3689.5386 | 608 | 152 | 0.17383
1539 | 309.0325 | 752.4 | 800 | 3200 | 0 | 100% | 97.7968 | 156.5362 | 156.6802 | 156.6802 | 1 | 156.5362 | 98.6553 | 278.0132 | 264.0644 | 264.0644 | 264.0644 | 13.9489 | 278.0132 | 118.7921 | 107.1213 | 107.1213 | 107.1213 | 11.6707 | 118.7921 | 0 | 0 | 0 | 0 | 0 | 0 | 0 | 0 | 0 | 285.6307 | 230.6578 | 230.6578 | 230.6578 | 54.9729 | 285.6307 | 2780.7874 | 2780.7874 | 511.8907 | 511.8907 | 1510.6643 | 1510.6643 | 0 | 0 | 758.2324 | 758.2324 | 184817936.3504 | 1327483645.1526 | 216140034.7174 | 0 | 1728.4416 | 48.1505 | 0 | 0 | 0 | 432.6455 | 198 | 2432 | 3689.5386 | 608 | 152 | 0.16871
1540 | 360.5379 | 752.4 | 800 | 3200 | 0 | 100% | 98.0822 | 160.9443 | 161.0982 | 161.0982 | 1 | 160.9443 | 98.89 | 308.1243 | 292.6628 | 292.6628 | 292.6628 | 15.4615 | 308.1243 | 118.777 | 107.1064 | 107.1064 | 107.1064 | 11.6706 | 118.777 | 0 | 0 | 0 | 0 | 0 | 0 | 0 | 0 | 0 | 292.1359 | 235.8094 | 235.8094 | 235.8094 | 56.3265 | 292.1359 | 2865.7458 | 2865.7458 | 597.1315 | 597.1315 | 1510.4763 | 1510.4763 | 0 | 0 | 758.1381 | 758.1381 | 194187200.5704 | 1327503065.9002 | 210862619.1579 | 0 | 1732.5529 | 49.5458 | 0 | 0 | 0 | 504.753 | 198 | 2432 | 3689.5386 | 608 | 152 | 0.16466
1541 | 412.0433 | 752.4 | 800 | 3200 | 0 | 100% | 98.3904 | 165.4119 | 165.5799 | 165.5799 | 1 | 165.4119 | 99.084 | 338.5276 | 321.5386 | 321.5386 | 321.5386 | 16.989 | 338.5276 | 118.763 | 107.0926 | 107.0926 | 107.0926 | 11.6704 | 118.763 | 0 | 0 | 0 | 0 | 0 | 0 | 0 | 0 | 0 | 297.4603 | 240.01 | 240.01 | 240.01 | 57.4503 | 297.4603 | 2950.7059 | 2950.7059 | 682.3563 | 682.3563 | 1510.3 | 1510.3 | 0 | 0 | 758.0496 | 758.0496 | 201762517.4958 | 1327518248.1126 | 206671426.1546 | 0 | 1735.9522 | 50.8808 | 0 | 0 | 0 | 576.8606 | 198 | 2432 | 3689.5386 | 608 | 152 | 0.16143
1542 | 463.5487 | 752.4 | 800 | 3200 | 0 | 100% | 98.6187 | 169.9403 | 170.109 | 170.109 | 1 | 169.9403 | 99.2268 | 369.0717 | 350.5479 | 350.5479 | 350.5479 | 18.5237 | 369.0717 | 118.7502 | 107.0799 | 107.0799 | 107.0799 | 11.6703 | 118.7502 | 0 | 0 | 0 | 0 | 0 | 0 | 0 | 0 | 0 | 302.168 | 243.7157 | 243.7157 | 243.7157 | 58.4523 | 302.168 | 3035.6674 | 3035.6674 | 767.5667 | 767.5667 | 1510.1343 | 1510.1343 | 0 | 0 | 757.9664 | 757.9664 | 207971052.0475 | 1327529805.7059 | 202953243.2445 | 0 | 1738.4541 | 52.166 | 0 | 0 | 0 | 648.9682 | 198 | 2432 | 3689.5386 | 608 | 152 | 0.15856
1543 | 515.0541 | 752.4 | 800 | 3200 | 0 | 100% | 98.8813 | 174.5139 | 174.6997 | 174.6997 | 1 | 174.5139 | 99.3546 | 399.539 | 379.4841 | 379.4841 | 379.4841 | 20.0549 | 399.539 | 118.7383 | 107.068 | 107.068 | 107.068 | 11.6702 | 118.7383 | 0 | 0 | 0 | 0 | 0 | 0 | 0 | 0 | 0 | 306.4384 | 247.0878 | 247.0878 | 247.0878 | 59.3506 | 306.4384 | 3120.6301 | 3120.6301 | 852.7638 | 852.7638 | 1509.9783 | 1509.9783 | 0 | 0 | 757.8881 | 757.8881 | 213346227.7805 | 1327539702.0071 | 199807393.0947 | 0 | 1740.6933 | 53.3902 | 0 | 0 | 0 | 721.0758 | 198 | 2432 | 3689.5386 | 608 | 152 | 0.15614
1544 | 566.5595 | 752.4 | 800 | 3200 | 0 | 100% | 99.0183 | 179.1367 | 179.3098 | 179.3098 | 1 | 179.1367 | 99.4305 | 429.8922 | 408.3118 | 408.3118 | 408.3118 | 21.5804 | 429.8922 | 118.7271 | 107.0569 | 107.0569 | 107.0569 | 11.6702 | 118.7271 | 0 | 0 | 0 | 0 | 0 | 0 | 0 | 0 | 0 | 310.6422 | 250.4098 | 250.4098 | 250.4098 | 60.2324 | 310.6422 | 3205.5941 | 3205.5941 | 937.9487 | 937.9487 | 1509.8311 | 1509.8311 | 0 | 0 | 757.8143 | 757.8143 | 217966697.4222 | 1327547772.231 | 196507789.3312 | 0 | 1742.0223 | 54.5744 | 0 | 0 | 0 | 793.1834 | 198 | 2432 | 3689.5386 | 608 | 152 | 0.1536
1545 | 618.065 | 752.4 | 800 | 3200 | 0 | 100% | 99.121 | 183.8032 | 184.0019 | 184.0019 | 1 | 183.8032 | 99.5062 | 460.0515 | 436.9551 | 436.9551 | 436.9551 | 23.0964 | 460.0515 | 118.7166 | 107.0465 | 107.0465 | 107.0465 | 11.6701 | 118.7166 | 0 | 0 | 0 | 0 | 0 | 0 | 0 | 0 | 0 | 314.9122 | 253.788 | 253.788 | 253.788 | 61.1242 | 314.9122 | 3290.5592 | 3290.5592 | 1023.1226 | 1023.1226 | 1509.6921 | 1509.6921 | 0 | 0 | 757.7445 | 757.7445 | 222118432.8763 | 1327554647.359 | 193674845.9012 | 0 | 1743.3479 | 55.6974 | 0 | 0 | 0 | 865.2909 | 198 | 2432 | 3689.5386 | 608 | 152 | 0.15142
1546 | 669.5704 | 752.4 | 800 | 3200 | 0 | 100% | 99.2352 | 188.1704 | 188.3974 | 188.3974 | 1 | 188.1704 | 99.5817 | 489.9164 | 465.3185 | 465.3185 | 465.3185 | 24.5978 | 489.9164 | 118.7067 | 107.0367 | 107.0367 | 107.0367 | 11.6701 | 118.7067 | 0 | 0 | 0 | 0 | 0 | 0 | 0 | 0 | 0 | 316.0372 | 254.111 | 254.111 | 254.111 | 61.9262 | 316.0372 | 3375.5253 | 3375.5253 | 1108.2862 | 1108.2862 | 1509.5606 | 1509.5606 | 0 | 0 | 757.6785 | 757.6785 | 225895822.4333 | 1327560071.0232 | 191215187.0546 | 0 | 1744.6711 | 56.7647 | 0 | 0 | 0 | 937.3985 | 198 | 2432 | 3689.5386 | 608 | 152 | 0.14952
1547 | 721.0758 | 752.4 | 800 | 3200 | 0 | 100% | 99.395 | 192.833 | 193.0858 | 193.0858 | 1 | 192.833 | 99.6571 | 519.4817 | 493.3974 | 493.3974 | 493.3974 | 26.0843 | 519.4817 | 118.6975 | 107.0275 | 107.0275 | 107.0275 | 11.67 | 118.6975 | 0 | 0 | 0 | 0 | 0 | 0 | 0 | 0 | 0 | 319.4549 | 256.8065 | 256.8065 | 256.8065 | 62.6484 | 319.4549 | 3460.4924 | 3460.4924 | 1193.4405 | 1193.4405 | 1509.436 | 1509.436 | 0 | 0 | 757.6159 | 757.6159 | 229363278.5114 | 1327564362.1152 | 189065311.6256 | 0 | 1745.993 | 57.7803 | 0 | 0 | 0 | 1009.5061 | 198 | 2432 | 3689.5386 | 608 | 152 | 0.14787
1548 | 772.5812 | 752.4 | 800 | 3200 | 0 | 100% | 99.532 | 197.4939 | 197.7597 | 197.7597 | 1 | 197.4939 | 99.7252 | 548.8987 | 521.3353 | 521.3353 | 521.3353 | 27.5634 | 548.8987 | 118.6888 | 107.0188 | 107.0188 | 107.0188 | 11.67 | 118.6888 | 0 | 0 | 0 | 0 | 0 | 0 | 0 | 0 | 0 | 322.4813 | 259.1889 | 259.1889 | 259.1889 | 63.2924 | 322.4813 | 3545.4603 | 3545.4603 | 1278.586 | 1278.586 | 1509.3177 | 1509.3177 | 0 | 0 | 757.5565 | 757.5565 | 232475593.1948 | 1327567610.963 | 187142197.1486 | 0 | 1747.1854 | 58.7504 | 0 | 0 | 0 | 1081.6137 | 198 | 2432 | 3689.5386 | 608 | 152 | 0.14638
1549 | 824.0866 | 752.4 | 800 | 3200 | 0 | 100% | 99.6119 | 202.1797 | 202.4468 | 202.4468 | 1 | 202.1797 | 99.7741 | 578.3264 | 549.2832 | 549.2832 | 549.2832 | 29.0432 | 578.3264 | 118.6806 | 107.0106 | 107.0106 | 107.0106 | 11.67 | 118.6806 | 0 | 0 | 0 | 0 | 0 | 0 | 0 | 0 | 0 | 325.4694 | 261.5408 | 261.5408 | 261.5408 | 63.9286 | 325.4694 | 3630.429 | 3630.429 | 1363.7235 | 1363.7235 | 1509.2053 | 1509.2053 | 0 | 0 | 757.5001 | 757.5001 | 235223703.2779 | 1327570088.8433 | 185248831.4445 | 0 | 1748.0426 | 59.6836 | 0 | 0 | 0 | 1153.7213 | 198 | 2432 | 3689.5386 | 608 | 152 | 0.14493
1550 | 875.592 | 752.4 | 800 | 3200 | 0 | 100% | 99.6689 | 206.9007 | 207.153 | 207.153 | 1 | 206.9007 | 99.7903 | 607.901 | 577.3706 | 577.3706 | 577.3706 | 30.5305 | 607.901 | 118.6728 | 107.0029 | 107.0029 | 107.0029 | 11.6699 | 118.6728 | 0 | 0 | 0 | 0 | 0 | 0 | 0 | 0 | 0 | 328.5209 | 263.9464 | 263.9464 | 263.9464 | 64.5745 | 328.5209 | 3715.3984 | 3715.3984 | 1448.8536 | 1448.8536 | 1509.0984 | 1509.0984 | 0 | 0 | 757.4465 | 757.4465 | 237661197.9286 | 1327572004.5526 | 183093252.7349 | 0 | 1748.3265 | 60.5882 | 0 | 0 | 0 | 1225.8288 | 198 | 2432 | 3689.5386 | 608 | 152 | 0.14327
1551 | 927.0974 | 752.4 | 800 | 3200 | 0 | 100% | 99.6918 | 211.6537 | 211.9068 | 211.9068 | 1 | 211.6537 | 99.8013 | 637.4822 | 605.464 | 605.464 | 605.464 | 32.0182 | 637.4822 | 118.6654 | 106.9955 | 106.9955 | 106.9955 | 11.6699 | 118.6654 | 0 | 0 | 0 | 0 | 0 | 0 | 0 | 0 | 0 | 331.7377 | 266.4846 | 266.4846 | 266.4846 | 65.2531 | 331.7377 | 3800.3685 | 3800.3685 | 1533.9767 | 1533.9767 | 1508.9965 | 1508.9965 | 0 | 0 | 757.3953 | 757.3953 | 239882157.2444 | 1327573677.5265 | 181062713.5454 | 0 | 1748.5185 | 61.4544 | 0 | 0 | 0 | 1297.9364 | 198 | 2432 | 3689.5386 | 608 | 152 | 0.1417
1552 | 978.6028 | 752.4 | 800 | 3200 | 0 | 100% | 99.7032 | 216.4255 | 216.6858 | 216.6858 | 1 | 216.4255 | 99.8111 | 667.0778 | 633.5711 | 633.5711 | 633.5711 | 33.5067 | 667.0778 | 118.6584 | 106.9885 | 106.9885 | 106.9885 | 11.6699 | 118.6584 | 0 | 0 | 0 | 0 | 0 | 0 | 0 | 0 | 0 | 334.939 | 269.013 | 269.013 | 269.013 | 65.9261 | 334.939 | 3885.3393 | 3885.3393 | 1619.0934 | 1619.0934 | 1508.8993 | 1508.8993 | 0 | 0 | 757.3466 | 757.3466 | 241888189.0652 | 1327575031.3291 | 179227759.48 | 0 | 1748.691 | 62.2837 | 0 | 0 | 0 | 1370.044 | 198 | 2432 | 3689.5386 | 608 | 152 | 0.14029
1553 | 1030.1083 | 752.4 | 800 | 3200 | 0 | 100% | 99.7374 | 221.2035 | 221.4721 | 221.4721 | 1 | 221.2035 | 99.8208 | 696.706 | 661.7091 | 661.7091 | 661.7091 | 34.9969 | 696.706 | 118.6517 | 106.9818 | 106.9818 | 106.9818 | 11.6699 | 118.6517 | 0 | 0 | 0 | 0 | 0 | 0 | 0 | 0 | 0 | 337.9493 | 271.3923 | 271.3923 | 271.3923 | 66.557 | 337.9493 | 3970.3107 | 3970.3107 | 1704.2041 | 1704.2041 | 1508.8066 | 1508.8066 | 0 | 0 | 757.3 | 757.3 | 243708124.5487 | 1327576154.6249 | 177576573.3058 | 0 | 1748.8609 | 63.078 | 0 | 0 | 0 | 1442.1516 | 198 | 2432 | 3689.5386 | 608 | 152 | 0.13902
1554 | 20.6022 | 801.8 | 800 | 3200 | 0 | 100% | 93.1164 | 140.323 | 140.429 | 140.429 | 1 | 140.323 | 95.3972 | 175.7199 | 166.909 | 166.909 | 166.909 | 8.8109 | 175.7199 | 125.1757 | 112.8852 | 112.8852 | 112.8852 | 12.2905 | 125.1757 | 0 | 0 | 0 | 0 | 0 | 0 | 0 | 0 | 0 | 204.6393 | 165.7304 | 165.7304 | 165.7304 | 38.9089 | 204.6393 | 2403.8143 | 2403.8143 | 34.1489 | 34.1489 | 1610.9259 | 1610.9259 | 0 | 0 | 758.7395 | 758.7395 | 19870765.8898 | 1343304971.3142 | 308183438.4135 | 0 | 1671.3592 | 43.2956 | 0 | 0 | 0 | 28.843 | 211 | 2432 | 3689.5386 | 608 | 152 | 0.23956
1555 | 51.5054 | 801.8 | 800 | 3200 | 0 | 100% | 93.9726 | 142.2972 | 142.397 | 142.397 | 1 | 142.2972 | 96.0726 | 181.5033 | 172.4015 | 172.4015 | 172.4015 | 9.1017 | 181.5033 | 125.1577 | 112.8678 | 112.8678 | 112.8678 | 12.2899 | 125.1577 | 0 | 0 | 0 | 0 | 0 | 0 | 0 | 0 | 0 | 215.3313 | 174.341 | 174.341 | 174.341 | 40.9903 | 215.3313 | 2454.7834 | 2454.7834 | 85.3633 | 85.3633 | 1610.7591 | 1610.7591 | 0 | 0 | 758.661 | 758.661 | 48046694.8505 | 1343374954.2118 | 291769717.9797 | 0 | 1683.1914 | 44.0622 | 0 | 0 | 0 | 72.1076 | 211 | 2432 | 3689.5386 | 608 | 152 | 0.22693
1556 | 154.5162 | 801.8 | 800 | 3200 | 0 | 100% | 95.9932 | 149.6826 | 149.7765 | 149.7765 | 1 | 149.6826 | 97.6396 | 206.9172 | 196.538 | 196.538 | 196.538 | 10.3792 | 206.9172 | 125.1077 | 112.8193 | 112.8193 | 112.8193 | 12.2884 | 125.1077 | 0 | 0 | 0 | 0 | 0 | 0 | 0 | 0 | 0 | 257.3267 | 208.0698 | 208.0698 | 208.0698 | 49.257 | 257.3267 | 2624.6871 | 2624.6871 | 256.0097 | 256.0097 | 1610.2542 | 1610.2542 | 0 | 0 | 758.4231 | 758.4231 | 125761588.5666 | 1343534257.3444 | 241350121.2295 | 0 | 1710.646 | 46.7728 | 0 | 0 | 0 | 216.3227 | 211 | 2432 | 3689.5386 | 608 | 152 | 0.18815
1557 | 206.0217 | 801.8 | 800 | 3200 | 0 | 100% | 96.9635 | 153.6724 | 153.7853 | 153.7853 | 1 | 153.6724 | 98.1586 | 227.7225 | 216.2981 | 216.2981 | 216.2981 | 11.4244 | 227.7225 | 125.0872 | 112.7992 | 112.7992 | 112.7992 | 12.288 | 125.0872 | 0 | 0 | 0 | 0 | 0 | 0 | 0 | 0 | 0 | 275.5336 | 222.6368 | 222.6368 | 222.6368 | 52.8968 | 275.5336 | 2709.6422 | 2709.6422 | 341.2983 | 341.2983 | 1610.0276 | 1610.0276 | 0 | 0 | 758.3164 | 758.3164 | 151384472.5555 | 1343584025.9578 | 224770723.5743 | 0 | 1719.7392 | 48.1281 | 0 | 0 | 0 | 288.4303 | 211 | 2432 | 3689.5386 | 608 | 152 | 0.17539
1558 | 257.5271 | 801.8 | 800 | 3200 | 0 | 100% | 97.6941 | 157.8053 | 157.9218 | 157.9218 | 1 | 157.8053 | 98.548 | 257.1892 | 244.2849 | 244.2849 | 244.2849 | 12.9043 | 257.1892 | 125.0689 | 112.7813 | 112.7813 | 112.7813 | 12.2876 | 125.0689 | 0 | 0 | 0 | 0 | 0 | 0 | 0 | 0 | 0 | 285.5344 | 230.5747 | 230.5747 | 230.5747 | 54.9597 | 285.5344 | 2794.5992 | 2794.5992 | 426.5667 | 426.5667 | 1609.8158 | 1609.8158 | 0 | 0 | 758.2167 | 758.2167 | 166738734.4705 | 1343620123.8183 | 216201335.6134 | 0 | 1726.5602 | 49.4555 | 0 | 0 | 0 | 360.5379 | 211 | 2432 | 3689.5386 | 608 | 152 | 0.1688
1559 | 309.0325 | 801.8 | 800 | 3200 | 0 | 100% | 98.0479 | 162.1679 | 162.2978 | 162.2978 | 1 | 162.1679 | 98.8071 | 287.9918 | 273.5403 | 273.5403 | 273.5403 | 14.4515 | 287.9918 | 125.0527 | 112.7653 | 112.7653 | 112.7653 | 12.2874 | 125.0527 | 0 | 0 | 0 | 0 | 0 | 0 | 0 | 0 | 0 | 294.4171 | 237.6337 | 237.6337 | 237.6337 | 56.7834 | 294.4171 | 2879.5579 | 2879.5579 | 511.817 | 511.817 | 1609.6176 | 1609.6176 | 0 | 0 | 758.1233 | 758.1233 | 178396705.3197 | 1343644288.6605 | 209059520.2731 | 0 | 1731.1005 | 50.7709 | 0 | 0 | 0 | 432.6455 | 211 | 2432 | 3689.5386 | 608 | 152 | 0.16331
1560 | 360.5379 | 801.8 | 800 | 3200 | 0 | 100% | 98.2991 | 166.5904 | 166.7384 | 166.7384 | 1 | 166.5904 | 99.0227 | 319.2033 | 303.1839 | 303.1839 | 303.1839 | 16.0194 | 319.2033 | 125.038 | 112.7507 | 112.7507 | 112.7507 | 12.2873 | 125.038 | 0 | 0 | 0 | 0 | 0 | 0 | 0 | 0 | 0 | 301.4628 | 243.2038 | 243.2038 | 243.2038 | 58.259 | 301.4628 | 2964.5182 | 2964.5182 | 597.0509 | 597.0509 | 1609.4316 | 1609.4316 | 0 | 0 | 758.0357 | 758.0357 | 187419885.1572 | 1343661613.498 | 203795526.9675 | 0 | 1734.877 | 52.0314 | 0 | 0 | 0 | 504.753 | 211 | 2432 | 3689.5386 | 608 | 152 | 0.15927
1561 | 412.0433 | 801.8 | 800 | 3200 | 0 | 100% | 98.6073 | 171.0744 | 171.2307 | 171.2307 | 1 | 171.0744 | 99.1934 | 350.6513 | 333.0518 | 333.0518 | 333.0518 | 17.5995 | 350.6513 | 125.0244 | 112.7373 | 112.7373 | 112.7373 | 12.2871 | 125.0244 | 0 | 0 | 0 | 0 | 0 | 0 | 0 | 0 | 0 | 307.3288 | 247.8373 | 247.8373 | 247.8373 | 59.4915 | 307.3288 | 3049.4799 | 3049.4799 | 682.2697 | 682.2697 | 1609.2568 | 1609.2568 | 0 | 0 | 757.9534 | 757.9534 | 194761354.374 | 1343675909.7247 | 199431053.7426 | 0 | 1737.8683 | 53.2446 | 0 | 0 | 0 | 576.8606 | 211 | 2432 | 3689.5386 | 608 | 152 | 0.1559
1562 | 463.5487 | 801.8 | 800 | 3200 | 0 | 100% | 98.7557 | 175.6201 | 175.7906 | 175.7906 | 1 | 175.6201 | 99.3326 | 382.3607 | 363.1678 | 363.1678 | 363.1678 | 19.1929 | 382.3607 | 125.0119 | 112.7248 | 112.7248 | 112.7248 | 12.287 | 125.0119 | 0 | 0 | 0 | 0 | 0 | 0 | 0 | 0 | 0 | 312.4336 | 251.8695 | 251.8695 | 251.8695 | 60.5641 | 312.4336 | 3134.4429 | 3134.4429 | 767.4749 | 767.4749 | 1609.0922 | 1609.0922 | 0 | 0 | 757.8758 | 757.8758 | 200711146.2003 | 1343685866.8697 | 195909964.5957 | 0 | 1740.307 | 54.4088 | 0 | 0 | 0 | 648.9682 | 211 | 2432 | 3689.5386 | 608 | 152 | 0.15319
1563 | 515.0541 | 801.8 | 800 | 3200 | 0 | 100% | 98.9612 | 179.911 | 180.0695 | 180.0695 | 1 | 179.911 | 99.4225 | 413.9394 | 393.1595 | 393.1595 | 393.1595 | 20.7799 | 413.9394 | 125.0003 | 112.7133 | 112.7133 | 112.7133 | 12.287 | 125.0003 | 0 | 0 | 0 | 0 | 0 | 0 | 0 | 0 | 0 | 314.4646 | 252.9112 | 252.9112 | 252.9112 | 61.5534 | 314.4646 | 3219.4071 | 3219.4071 | 852.6676 | 852.6676 | 1608.9368 | 1608.9368 | 0 | 0 | 757.8026 | 757.8026 | 205896942.2418 | 1343693212.3986 | 192291593.1149 | 0 | 1741.8817 | 55.5356 | 0 | 0 | 0 | 721.0758 | 211 | 2432 | 3689.5386 | 608 | 152 | 0.1504
1564 | 566.5595 | 801.8 | 800 | 3200 | 0 | 100% | 99.0982 | 184.563 | 184.739 | 184.739 | 1 | 184.563 | 99.4983 | 445.405 | 423.0436 | 423.0436 | 423.0436 | 22.3614 | 445.405 | 124.9894 | 112.7025 | 112.7025 | 112.7025 | 12.2869 | 124.9894 | 0 | 0 | 0 | 0 | 0 | 0 | 0 | 0 | 0 | 319.2997 | 256.7232 | 256.7232 | 256.7232 | 62.5766 | 319.2997 | 3304.3723 | 3304.3723 | 937.8488 | 937.8488 | 1608.79 | 1608.79 | 0 | 0 | 757.7335 | 757.7335 | 210357163.7938 | 1343699713.7224 | 189152682.3962 | 0 | 1743.2096 | 56.6121 | 0 | 0 | 0 | 793.1834 | 211 | 2432 | 3689.5386 | 608 | 152 | 0.14799
1565 | 618.065 | 801.8 | 800 | 3200 | 0 | 100% | 99.2237 | 189.2231 | 189.4264 | 189.4264 | 1 | 189.2231 | 99.5739 | 476.5908 | 452.6617 | 452.6617 | 452.6617 | 23.9291 | 476.5908 | 124.9791 | 112.6923 | 112.6923 | 112.6923 | 12.2868 | 124.9791 | 0 | 0 | 0 | 0 | 0 | 0 | 0 | 0 | 0 | 323.6901 | 260.1842 | 260.1842 | 260.1842 | 63.5058 | 323.6901 | 3389.3386 | 3389.3386 | 1023.0194 | 1023.0194 | 1608.6511 | 1608.6511 | 0 | 0 | 757.6681 | 757.6681 | 214395781.6199 | 1343705197.6427 | 186433966.6674 | 0 | 1744.5349 | 57.6351 | 0 | 0 | 0 | 865.2909 | 211 | 2432 | 3689.5386 | 608 | 152 | 0.14589
1566 | 669.5704 | 801.8 | 800 | 3200 | 0 | 100% | 99.3607 | 193.8812 | 194.1107 | 194.1107 | 1 | 193.8812 | 99.6495 | 507.5204 | 482.0364 | 482.0364 | 482.0364 | 25.484 | 507.5204 | 124.9694 | 112.6826 | 112.6826 | 112.6826 | 12.2868 | 124.9694 | 0 | 0 | 0 | 0 | 0 | 0 | 0 | 0 | 0 | 327.5659 | 263.2386 | 263.2386 | 263.2386 | 64.3273 | 327.5659 | 3474.3058 | 3474.3058 | 1108.1803 | 1108.1803 | 1608.5194 | 1608.5194 | 0 | 0 | 757.6061 | 757.6061 | 218038600.1181 | 1343709879.228 | 184110093.2065 | 0 | 1745.8586 | 58.6103 | 0 | 0 | 0 | 937.3985 | 211 | 2432 | 3689.5386 | 608 | 152 | 0.1441
1567 | 721.0758 | 801.8 | 800 | 3200 | 0 | 100% | 99.5091 | 198.5439 | 198.8001 | 198.8001 | 1 | 198.5439 | 99.7236 | 538.1303 | 511.1073 | 511.1073 | 511.1073 | 27.023 | 538.1303 | 124.9603 | 112.6735 | 112.6735 | 112.6735 | 12.2868 | 124.9603 | 0 | 0 | 0 | 0 | 0 | 0 | 0 | 0 | 0 | 331.14 | 266.0656 | 266.0656 | 266.0656 | 65.0744 | 331.14 | 3559.2738 | 3559.2738 | 1193.3322 | 1193.3322 | 1608.3944 | 1608.3944 | 0 | 0 | 757.5472 | 757.5472 | 221400897.7109 | 1343713631.2944 | 182042585.0864 | 0 | 1747.1571 | 59.5411 | 0 | 0 | 0 | 1009.5061 | 211 | 2432 | 3689.5386 | 608 | 152 | 0.14251
1568 | 772.5812 | 801.8 | 800 | 3200 | 0 | 100% | 99.589 | 203.2251 | 203.4739 | 203.4739 | 1 | 203.2251 | 99.7657 | 568.6021 | 540.0469 | 540.0469 | 540.0469 | 28.5552 | 568.6021 | 124.9517 | 112.6649 | 112.6649 | 112.6649 | 12.2867 | 124.9517 | 0 | 0 | 0 | 0 | 0 | 0 | 0 | 0 | 0 | 334.6333 | 268.8238 | 268.8238 | 268.8238 | 65.8094 | 334.6333 | 3644.2426 | 3644.2426 | 1278.4758 | 1278.4758 | 1608.2756 | 1608.2756 | 0 | 0 | 757.4912 | 757.4912 | 224388964.9665 | 1343716820.0386 | 179788651.4382 | 0 | 1747.8944 | 60.4418 | 0 | 0 | 0 | 1081.6137 | 211 | 2432 | 3689.5386 | 608 | 152 | 0.14077
1569 | 824.0866 | 801.8 | 800 | 3200 | 0 | 100% | 99.6461 | 207.9472 | 208.1924 | 208.1924 | 1 | 207.9472 | 99.7888 | 599.1436 | 569.0526 | 569.0526 | 569.0526 | 30.091 | 599.1436 | 124.9435 | 112.6568 | 112.6568 | 112.6568 | 12.2867 | 124.9435 | 0 | 0 | 0 | 0 | 0 | 0 | 0 | 0 | 0 | 338.3303 | 271.7361 | 271.7361 | 271.7361 | 66.5942 | 338.3303 | 3729.2122 | 3729.2122 | 1363.6116 | 1363.6116 | 1608.1626 | 1608.1626 | 0 | 0 | 757.438 | 757.438 | 227028023.616 | 1343719384.4497 | 177552006.0599 | 0 | 1748.2994 | 61.31 | 0 | 0 | 0 | 1153.7213 | 211 | 2432 | 3689.5386 | 608 | 152 | 0.13905
1570 | 875.592 | 801.8 | 800 | 3200 | 0 | 100% | 99.6918 | 212.6978 | 212.9417 | 212.9417 | 1 | 212.6978 | 99.8012 | 629.8159 | 598.1825 | 598.1825 | 598.1825 | 31.6335 | 629.8159 | 124.9357 | 112.6491 | 112.6491 | 112.6491 | 12.2867 | 124.9357 | 0 | 0 | 0 | 0 | 0 | 0 | 0 | 0 | 0 | 341.9838 | 274.6228 | 274.6228 | 274.6228 | 67.3609 | 341.9838 | 3814.1824 | 3814.1824 | 1448.7403 | 1448.7403 | 1608.0548 | 1608.0548 | 0 | 0 | 757.3872 | 757.3872 | 229369322.5957 | 1343721341.0225 | 175426300.9652 | 0 | 1748.517 | 62.1448 | 0 | 0 | 0 | 1225.8288 | 211 | 2432 | 3689.5386 | 608 | 152 | 0.13741
1571 | 927.0974 | 801.8 | 800 | 3200 | 0 | 100% | 99.7032 | 217.4655 | 217.7127 | 217.7127 | 1 | 217.4655 | 99.8109 | 660.5347 | 627.3563 | 627.3563 | 627.3563 | 33.1784 | 660.5347 | 124.9284 | 112.6417 | 112.6417 | 112.6417 | 12.2867 | 124.9284 | 0 | 0 | 0 | 0 | 0 | 0 | 0 | 0 | 0 | 345.5255 | 277.4275 | 277.4275 | 277.4275 | 68.098 | 345.5255 | 3899.1533 | 3899.1533 | 1533.8623 | 1533.8623 | 1607.9521 | 1607.9521 | 0 | 0 | 757.3388 | 757.3388 | 231475064.5497 | 1343722854.6289 | 173489820.7326 | 0 | 1748.6877 | 62.9451 | 0 | 0 | 0 | 1297.9364 | 211 | 2432 | 3689.5386 | 608 | 152 | 0.13592
1572 | 978.6028 | 801.8 | 800 | 3200 | 0 | 100% | 99.7146 | 222.2442 | 222.5052 | 222.5052 | 1 | 222.2442 | 99.8207 | 691.2287 | 656.5066 | 656.5066 | 656.5066 | 34.7221 | 691.2287 | 124.9214 | 112.6347 | 112.6347 | 112.6347 | 12.2867 | 124.9214 | 0 | 0 | 0 | 0 | 0 | 0 | 0 | 0 | 0 | 348.9558 | 280.1461 | 280.1461 | 280.1461 | 68.8097 | 348.9558 | 3984.1247 | 3984.1247 | 1618.9781 | 1618.9781 | 1607.854 | 1607.854 | 0 | 0 | 757.2926 | 757.2926 | 233428646.4075 | 1343724143.8059 | 171705490.2786 | 0 | 1748.8583 | 63.7121 | 0 | 0 | 0 | 1370.044 | 211 | 2432 | 3689.5386 | 608 | 152 | 0.13455
1573 | 1030.1083 | 801.8 | 800 | 3200 | 0 | 100% | 99.7489 | 227.0231 | 227.2916 | 227.2916 | 1 | 227.0231 | 99.8304 | 721.9006 | 685.6357 | 685.6357 | 685.6357 | 36.2649 | 721.9006 | 124.9147 | 112.6281 | 112.6281 | 112.6281 | 12.2866 | 124.9147 | 0 | 0 | 0 | 0 | 0 | 0 | 0 | 0 | 0 | 352.1469 | 282.6704 | 282.6704 | 282.6704 | 69.4765 | 352.1469 | 4069.0967 | 4069.0967 | 1704.0881 | 1704.0881 | 1607.7602 | 1607.7602 | 0 | 0 | 757.2485 | 757.2485 | 235189666.3808 | 1343725279.3191 | 170112875.0145 | 0 | 1749.0278 | 64.4475 | 0 | 0 | 0 | 1442.1516 | 211 | 2432 | 3689.5386 | 608 | 152 | 0.13332
1574 | 20.6022 | 851.2 | 800 | 3200 | 0 | 100% | 94.0068 | 145.5642 | 145.653 | 145.653 | 1 | 145.5642 | 95.9513 | 181.4236 | 172.325 | 172.325 | 172.325 | 9.0985 | 181.4236 | 131.4615 | 118.5515 | 118.5515 | 118.5515 | 12.91 | 131.4615 | 0 | 0 | 0 | 0 | 0 | 0 | 0 | 0 | 0 | 206.7298 | 167.3477 | 167.3477 | 167.3477 | 39.3821 | 206.7298 | 2502.5741 | 2502.5741 | 34.1422 | 34.1422 | 1709.8414 | 1709.8414 | 0 | 0 | 758.5905 | 758.5905 | 19240580.4006 | 1357640085.6743 | 304186448.0035 | 0 | 1681.0671 | 46.2905 | 0 | 0 | 0 | 28.843 | 224 | 2432 | 3689.5386 | 608 | 152 | 0.23654
1575 | 51.5054 | 851.2 | 800 | 3200 | 0 | 100% | 94.7489 | 147.612 | 147.6955 | 147.6955 | 1 | 147.612 | 96.5377 | 186.977 | 177.5991 | 177.5991 | 177.5991 | 9.3779 | 186.977 | 131.4444 | 118.5351 | 118.5351 | 118.5351 | 12.9094 | 131.4444 | 0 | 0 | 0 | 0 | 0 | 0 | 0 | 0 | 0 | 218.1902 | 176.5603 | 176.5603 | 176.5603 | 41.6298 | 218.1902 | 2553.545 | 2553.545 | 85.3473 | 85.3473 | 1709.6792 | 1709.6792 | 0 | 0 | 758.5185 | 758.5185 | 46639076.3122 | 1357701620.5903 | 287000527.1762 | 0 | 1691.3412 | 47.0041 | 0 | 0 | 0 | 72.1076 | 224 | 2432 | 3689.5386 | 608 | 152 | 0.22332
1576 | 154.5162 | 851.2 | 800 | 3200 | 0 | 100% | 96.5183 | 155.194 | 155.2721 | 155.2721 | 1 | 155.194 | 97.9012 | 213.5296 | 202.817 | 202.817 | 202.817 | 10.7126 | 213.5296 | 131.3968 | 118.4887 | 118.4887 | 118.4887 | 12.9081 | 131.3968 | 0 | 0 | 0 | 0 | 0 | 0 | 0 | 0 | 0 | 262.7653 | 212.3457 | 212.3457 | 212.3457 | 50.4196 | 262.7653 | 2723.4538 | 2723.4538 | 255.9681 | 255.9681 | 1709.186 | 1709.186 | 0 | 0 | 758.2997 | 758.2997 | 121814900.9544 | 1357843572.2577 | 235570973.0394 | 0 | 1715.2294 | 49.4999 | 0 | 0 | 0 | 216.3227 | 224 | 2432 | 3689.5386 | 608 | 152 | 0.18376
1577 | 206.0217 | 851.2 | 800 | 3200 | 0 | 100% | 97.3174 | 159.228 | 159.3379 | 159.3379 | 1 | 159.228 | 98.3791 | 235.2117 | 223.4098 | 223.4098 | 223.4098 | 11.8018 | 235.2117 | 131.3767 | 118.4691 | 118.4691 | 118.4691 | 12.9076 | 131.3767 | 0 | 0 | 0 | 0 | 0 | 0 | 0 | 0 | 0 | 281.8356 | 227.5978 | 227.5978 | 227.5978 | 54.2379 | 281.8356 | 2808.4111 | 2808.4111 | 341.2464 | 341.2464 | 1708.9636 | 1708.9636 | 0 | 0 | 758.2011 | 758.2011 | 146501157.8836 | 1357891310.6999 | 219210006.0531 | 0 | 1723.6025 | 50.7257 | 0 | 0 | 0 | 288.4303 | 224 | 2432 | 3689.5386 | 608 | 152 | 0.17117
1578 | 257.5271 | 851.2 | 800 | 3200 | 0 | 100% | 97.9566 | 163.4377 | 163.5442 | 163.5442 | 1 | 163.4377 | 98.7021 | 265.7792 | 252.4421 | 252.4421 | 252.4421 | 13.3371 | 265.7792 | 131.3589 | 118.4517 | 118.4517 | 118.4517 | 12.9073 | 131.3589 | 0 | 0 | 0 | 0 | 0 | 0 | 0 | 0 | 0 | 293.1206 | 236.5739 | 236.5739 | 236.5739 | 56.5467 | 293.1206 | 2893.37 | 2893.37 | 426.506 | 426.506 | 1708.7554 | 1708.7554 | 0 | 0 | 758.1087 | 758.1087 | 161330626.5446 | 1357925510.1152 | 210004567.6767 | 0 | 1729.2607 | 51.9465 | 0 | 0 | 0 | 360.5379 | 224 | 2432 | 3689.5386 | 608 | 152 | 0.16409
1579 | 309.0325 | 851.2 | 800 | 3200 | 0 | 100% | 98.2763 | 167.8088 | 167.9293 | 167.9293 | 1 | 167.8088 | 98.9421 | 297.5264 | 282.5946 | 282.5946 | 282.5946 | 14.9318 | 297.5264 | 131.3431 | 118.436 | 118.436 | 118.436 | 12.9071 | 131.3431 | 0 | 0 | 0 | 0 | 0 | 0 | 0 | 0 | 0 | 302.5358 | 244.0514 | 244.0514 | 244.0514 | 58.4844 | 302.5358 | 2978.3306 | 2978.3306 | 511.7486 | 511.7486 | 1708.56 | 1708.56 | 0 | 0 | 758.022 | 758.022 | 172650760.6166 | 1357948172.0169 | 202866446.6906 | 0 | 1733.4654 | 53.1377 | 0 | 0 | 0 | 432.6455 | 224 | 2432 | 3689.5386 | 608 | 152 | 0.1586
1580 | 360.5379 | 851.2 | 800 | 3200 | 0 | 100% | 98.516 | 172.2455 | 172.3923 | 172.3923 | 1 | 172.2455 | 99.1431 | 329.7813 | 313.229 | 313.229 | 313.229 | 16.5523 | 329.7813 | 131.3288 | 118.4219 | 118.4219 | 118.4219 | 12.9069 | 131.3288 | 0 | 0 | 0 | 0 | 0 | 0 | 0 | 0 | 0 | 310.092 | 250.0223 | 250.0223 | 250.0223 | 60.0698 | 310.092 | 3063.2925 | 3063.2925 | 596.9758 | 596.9758 | 1708.3762 | 1708.3762 | 0 | 0 | 757.9404 | 757.9404 | 181398625.3399 | 1357964198.293 | 197623853.4374 | 0 | 1736.9867 | 54.282 | 0 | 0 | 0 | 504.753 | 224 | 2432 | 3689.5386 | 608 | 152 | 0.15456
1581 | 412.0433 | 851.2 | 800 | 3200 | 0 | 100% | 98.7785 | 176.4391 | 176.5872 | 176.5872 | 1 | 176.4391 | 99.2976 | 362.2773 | 344.0923 | 344.0923 | 344.0923 | 18.1851 | 362.2773 | 131.3155 | 118.4088 | 118.4088 | 118.4088 | 12.9068 | 131.3155 | 0 | 0 | 0 | 0 | 0 | 0 | 0 | 0 | 0 | 313.6192 | 252.2529 | 252.2529 | 252.2529 | 61.3662 | 313.6192 | 3148.2557 | 3148.2557 | 682.189 | 682.189 | 1708.2031 | 1708.2031 | 0 | 0 | 757.8636 | 757.8636 | 188464337.5002 | 1357976543.7192 | 193253308.1472 | 0 | 1739.6942 | 55.3889 | 0 | 0 | 0 | 576.8606 | 224 | 2432 | 3689.5386 | 608 | 152 | 0.1512
1582 | 463.5487 | 851.2 | 800 | 3200 | 0 | 100% | 98.9954 | 181.0032 | 181.1539 | 181.1539 | 1 | 181.0032 | 99.4122 | 395.0657 | 375.233 | 375.233 | 375.233 | 19.8327 | 395.0657 | 131.3033 | 118.3966 | 118.3966 | 118.3966 | 12.9067 | 131.3033 | 0 | 0 | 0 | 0 | 0 | 0 | 0 | 0 | 0 | 319.1421 | 256.6127 | 256.6127 | 256.6127 | 62.5294 | 319.1421 | 3233.22 | 3233.22 | 767.3892 | 767.3892 | 1708.0397 | 1708.0397 | 0 | 0 | 757.7911 | 757.7911 | 194247617.1392 | 1357984919.7555 | 189468749.6088 | 0 | 1741.7013 | 56.457 | 0 | 0 | 0 | 648.9682 | 224 | 2432 | 3689.5386 | 608 | 152 | 0.14828
1583 | 515.0541 | 851.2 | 800 | 3200 | 0 | 100% | 99.1096 | 185.6298 | 185.7858 | 185.7858 | 1 | 185.6298 | 99.4888 | 427.6417 | 406.1717 | 406.1717 | 406.1717 | 21.4699 | 427.6417 | 131.292 | 118.3854 | 118.3854 | 118.3854 | 12.9066 | 131.292 | 0 | 0 | 0 | 0 | 0 | 0 | 0 | 0 | 0 | 324.6921 | 260.9905 | 260.9905 | 260.9905 | 63.7016 | 324.6921 | 3318.1855 | 3318.1855 | 852.5776 | 852.5776 | 1707.8853 | 1707.8853 | 0 | 0 | 757.7226 | 757.7226 | 199279108.2708 | 1357990815.8724 | 185774363.5138 | 0 | 1743.0443 | 57.4891 | 0 | 0 | 0 | 721.0758 | 224 | 2432 | 3689.5386 | 608 | 152 | 0.14544
1584 | 566.5595 | 851.2 | 800 | 3200 | 0 | 100% | 99.2123 | 190.285 | 190.4634 | 190.4634 | 1 | 190.285 | 99.5644 | 460.1499 | 437.046 | 437.046 | 437.046 | 23.1039 | 460.1499 | 131.2814 | 118.3748 | 118.3748 | 118.3748 | 12.9066 | 131.2814 | 0 | 0 | 0 | 0 | 0 | 0 | 0 | 0 | 0 | 329.7661 | 264.9977 | 264.9977 | 264.9977 | 64.7685 | 329.7661 | 3403.1519 | 3403.1519 | 937.755 | 937.755 | 1707.7391 | 1707.7391 | 0 | 0 | 757.6578 | 757.6578 | 203599306.9926 | 1357995492.4903 | 182774302.2444 | 0 | 1744.3691 | 58.4718 | 0 | 0 | 0 | 793.1834 | 224 | 2432 | 3689.5386 | 608 | 152 | 0.14313
1585 | 618.065 | 851.2 | 800 | 3200 | 0 | 100% | 99.3721 | 194.941 | 195.1484 | 195.1484 | 1 | 194.941 | 99.6402 | 492.3591 | 467.6361 | 467.6361 | 467.6361 | 24.723 | 492.3591 | 131.2714 | 118.3648 | 118.3648 | 118.3648 | 12.9065 | 131.2714 | 0 | 0 | 0 | 0 | 0 | 0 | 0 | 0 | 0 | 334.2838 | 268.5592 | 268.5592 | 268.5592 | 65.7247 | 334.2838 | 3488.1192 | 3488.1192 | 1022.9225 | 1022.9225 | 1707.6005 | 1707.6005 | 0 | 0 | 757.5963 | 757.5963 | 207512562.2087 | 1357999359.679 | 180183736.4215 | 0 | 1745.6957 | 59.4084 | 0 | 0 | 0 | 865.2909 | 224 | 2432 | 3689.5386 | 608 | 152 | 0.14113
1586 | 669.5704 | 851.2 | 800 | 3200 | 0 | 100% | 99.4977 | 199.5966 | 199.8307 | 199.8307 | 1 | 199.5966 | 99.7158 | 524.3132 | 497.9838 | 497.9838 | 497.9838 | 26.3295 | 524.3132 | 131.2619 | 118.3554 | 118.3554 | 118.3554 | 12.9065 | 131.2619 | 0 | 0 | 0 | 0 | 0 | 0 | 0 | 0 | 0 | 338.2601 | 271.6999 | 271.6999 | 271.6999 | 66.5602 | 338.2601 | 3573.0874 | 3573.0874 | 1108.0806 | 1108.0806 | 1707.4689 | 1707.4689 | 0 | 0 | 757.5379 | 757.5379 | 211041522.4749 | 1358002412.6873 | 177976909.7007 | 0 | 1747.0208 | 60.3027 | 0 | 0 | 0 | 937.3985 | 224 | 2432 | 3689.5386 | 608 | 152 | 0.13943
1587 | 721.0758 | 851.2 | 800 | 3200 | 0 | 100% | 99.589 | 204.2707 | 204.4996 | 204.4996 | 1 | 204.2707 | 99.7565 | 555.9285 | 528.0095 | 528.0095 | 528.0095 | 27.919 | 555.9285 | 131.253 | 118.3465 | 118.3465 | 118.3465 | 12.9065 | 131.253 | 0 | 0 | 0 | 0 | 0 | 0 | 0 | 0 | 0 | 342.209 | 274.82 | 274.82 | 274.82 | 67.389 | 342.209 | 3658.0563 | 3658.0563 | 1193.2302 | 1193.2302 | 1707.3438 | 1707.3438 | 0 | 0 | 757.4824 | 757.4824 | 214298495.2261 | 1358004772.534 | 175431340.8841 | 0 | 1747.7346 | 61.1709 | 0 | 0 | 0 | 1009.5061 | 224 | 2432 | 3689.5386 | 608 | 152 | 0.13747
1588 | 772.5812 | 851.2 | 800 | 3200 | 0 | 100% | 99.6119 | 209.0009 | 209.2331 | 209.2331 | 1 | 209.0009 | 99.7797 | 587.4284 | 557.9255 | 557.9255 | 557.9255 | 29.5029 | 587.4284 | 131.2446 | 118.3381 | 118.3381 | 118.3381 | 12.9065 | 131.2446 | 0 | 0 | 0 | 0 | 0 | 0 | 0 | 0 | 0 | 346.689 | 278.3586 | 278.3586 | 278.3586 | 68.3304 | 346.689 | 3743.026 | 3743.026 | 1278.3717 | 1278.3717 | 1707.2247 | 1707.2247 | 0 | 0 | 757.4296 | 757.4296 | 217174636.9404 | 1358005977.392 | 172960473.7538 | 0 | 1748.1411 | 62.0079 | 0 | 0 | 0 | 1081.6137 | 224 | 2432 | 3689.5386 | 608 | 152 | 0.13557
1589 | 824.0866 | 851.2 | 800 | 3200 | 0 | 100% | 99.6918 | 213.7493 | 213.989 | 213.989 | 1 | 213.7493 | 99.8 | 619.0084 | 587.9174 | 587.9174 | 587.9174 | 31.091 | 619.0084 | 131.2366 | 118.3302 | 118.3302 | 118.3302 | 12.9065 | 131.2366 | 0 | 0 | 0 | 0 | 0 | 0 | 0 | 0 | 0 | 350.9484 | 281.7264 | 281.7264 | 281.7264 | 69.2219 | 350.9484 | 3827.9963 | 3827.9963 | 1363.5059 | 1363.5059 | 1707.1112 | 1707.1112 | 0 | 0 | 757.3792 | 757.3792 | 219716632.9012 | 1358006798.6825 | 170771962.2084 | 0 | 1748.4954 | 62.8102 | 0 | 0 | 0 | 1153.7213 | 224 | 2432 | 3689.5386 | 608 | 152 | 0.13388
1590 | 875.592 | 851.2 | 800 | 3200 | 0 | 100% | 99.7146 | 218.5069 | 218.7435 | 218.7435 | 1 | 218.5069 | 99.8097 | 650.7552 | 618.0677 | 618.0677 | 618.0677 | 32.6875 | 650.7552 | 131.2291 | 118.3226 | 118.3226 | 118.3226 | 12.9065 | 131.2291 | 0 | 0 | 0 | 0 | 0 | 0 | 0 | 0 | 0 | 354.8331 | 284.7994 | 284.7994 | 284.7994 | 70.0337 | 354.8331 | 3912.9673 | 3912.9673 | 1448.6331 | 1448.6331 | 1707.003 | 1707.003 | 0 | 0 | 757.3312 | 757.3312 | 221952302.4237 | 1358007544.7124 | 168706723.9733 | 0 | 1748.6666 | 63.5829 | 0 | 0 | 0 | 1225.8288 | 224 | 2432 | 3689.5386 | 608 | 152 | 0.13229
1591 | 927.0974 | 851.2 | 800 | 3200 | 0 | 100% | 99.726 | 223.2504 | 223.4975 | 223.4975 | 1 | 223.2504 | 99.8195 | 682.5525 | 648.2659 | 648.2659 | 648.2659 | 34.2866 | 682.5525 | 131.2218 | 118.3154 | 118.3154 | 118.3154 | 12.9064 | 131.2218 | 0 | 0 | 0 | 0 | 0 | 0 | 0 | 0 | 0 | 358.2691 | 287.4582 | 287.4582 | 287.4582 | 70.8109 | 358.2691 | 3997.9388 | 3997.9388 | 1533.7539 | 1533.7539 | 1706.8996 | 1706.8996 | 0 | 0 | 757.2853 | 757.2853 | 223996557.296 | 1358008191.7496 | 166832547.8546 | 0 | 1748.8373 | 64.3239 | 0 | 0 | 0 | 1297.9364 | 224 | 2432 | 3689.5386 | 608 | 152 | 0.13085
1592 | 978.6028 | 851.2 | 800 | 3200 | 0 | 100% | 99.7489 | 228.0297 | 228.2927 | 228.2927 | 1 | 228.0297 | 99.8292 | 714.2439 | 678.3634 | 678.3634 | 678.3634 | 35.8805 | 714.2439 | 131.2149 | 118.3085 | 118.3085 | 118.3085 | 12.9064 | 131.2149 | 0 | 0 | 0 | 0 | 0 | 0 | 0 | 0 | 0 | 361.88 | 290.3193 | 290.3193 | 290.3193 | 71.5606 | 361.88 | 4082.9109 | 4082.9109 | 1618.8687 | 1618.8687 | 1706.8007 | 1706.8007 | 0 | 0 | 757.2415 | 757.2415 | 225902847.0501 | 1358008694.569 | 165096166.9915 | 0 | 1749.0077 | 65.0352 | 0 | 0 | 0 | 1370.044 | 224 | 2432 | 3689.5386 | 608 | 152 | 0.12951
1593 | 1030.1083 | 851.2 | 800 | 3200 | 0 | 100% | 99.7717 | 232.8091 | 233.0758 | 233.0758 | 1 | 232.8091 | 99.8388 | 745.9277 | 708.4535 | 708.4535 | 708.4535 | 37.4742 | 745.9277 | 131.2083 | 118.3019 | 118.3019 | 118.3019 | 12.9064 | 131.2083 | 0 | 0 | 0 | 0 | 0 | 0 | 0 | 0 | 0 | 365.2231 | 292.9654 | 292.9654 | 292.9654 | 72.2577 | 365.2231 | 4167.8835 | 4167.8835 | 1703.9779 | 1703.9779 | 1706.7061 | 1706.7061 | 0 | 0 | 757.1995 | 757.1995 | 227591552.6607 | 1358009129.6281 | 163575960.0502 | 0 | 1749.1766 | 65.7185 | 0 | 0 | 0 | 1442.1516 | 224 | 2432 | 3689.5386 | 608 | 152 | 0.12834
1594 | 20.6022 | 900.6 | 800 | 3200 | 0 | 100% | 94.6918 | 150.8735 | 150.9482 | 150.9482 | 1 | 150.8735 | 96.4195 | 186.8551 | 177.4825 | 177.4825 | 177.4825 | 9.3725 | 186.8551 | 137.7602 | 124.2295 | 124.2295 | 124.2295 | 13.5307 | 137.7602 | 0 | 0 | 0 | 0 | 0 | 0 | 0 | 0 | 0 | 208.9501 | 169.0596 | 169.0596 | 169.0596 | 39.8905 | 208.9501 | 2601.3371 | 2601.3371 | 34.136 | 34.136 | 1808.7473 | 1808.7473 | 0 | 0 | 758.4538 | 758.4538 | 18680794.6136 | 1370532270.8069 | 300056388.5096 | 0 | 1689.2695 | 49.0001 | 0 | 0 | 0 | 28.843 | 237 | 2432 | 3689.5386 | 608 | 152 | 0.23342
1595 | 51.5054 | 900.6 | 800 | 3200 | 0 | 100% | 95.3311 | 153.0398 | 153.1207 | 153.1207 | 1 | 153.0398 | 96.9155 | 191.951 | 182.3221 | 182.3221 | 182.3221 | 9.629 | 191.951 | 137.7441 | 124.2139 | 124.2139 | 124.2139 | 13.5302 | 137.7441 | 0 | 0 | 0 | 0 | 0 | 0 | 0 | 0 | 0 | 221.6118 | 179.2319 | 179.2319 | 179.2319 | 42.3799 | 221.6118 | 2652.3096 | 2652.3096 | 85.3326 | 85.3326 | 1808.5894 | 1808.5894 | 0 | 0 | 758.3876 | 758.3876 | 45418387.071 | 1370585723.5178 | 281954834.6374 | 0 | 1697.9589 | 49.6744 | 0 | 0 | 0 | 72.1076 | 237 | 2432 | 3689.5386 | 608 | 152 | 0.2195
1596 | 154.5162 | 900.6 | 800 | 3200 | 0 | 100% | 96.9064 | 160.7723 | 160.845 | 160.845 | 1 | 160.7723 | 98.1238 | 220.1012 | 209.0573 | 209.0573 | 209.0573 | 11.0439 | 220.1012 | 137.6985 | 124.1695 | 124.1695 | 124.1695 | 13.529 | 137.6985 | 0 | 0 | 0 | 0 | 0 | 0 | 0 | 0 | 0 | 268.2246 | 216.6583 | 216.6583 | 216.6583 | 51.5663 | 268.2246 | 2822.223 | 2822.223 | 255.9296 | 255.9296 | 1808.1078 | 1808.1078 | 0 | 0 | 758.1856 | 758.1856 | 118146044.3684 | 1370712856.3352 | 230270760.8491 | 0 | 1719.1297 | 51.9676 | 0 | 0 | 0 | 216.3227 | 237 | 2432 | 3689.5386 | 608 | 152 | 0.17974
1597 | 206.0217 | 900.6 | 800 | 3200 | 0 | 100% | 97.6598 | 164.8338 | 164.9199 | 164.9199 | 1 | 164.8338 | 98.5514 | 242.707 | 230.5274 | 230.5274 | 230.5274 | 12.1795 | 242.707 | 137.6785 | 124.15 | 124.15 | 124.15 | 13.5285 | 137.6785 | 0 | 0 | 0 | 0 | 0 | 0 | 0 | 0 | 0 | 287.8668 | 232.3676 | 232.3676 | 232.3676 | 55.4992 | 287.8668 | 2907.1822 | 2907.1822 | 341.1983 | 341.1983 | 1807.8897 | 1807.8897 | 0 | 0 | 758.0942 | 758.0942 | 141945387.4285 | 1370762883.2983 | 213912968.4498 | 0 | 1726.6212 | 53.0887 | 0 | 0 | 0 | 288.4303 | 237 | 2432 | 3689.5386 | 608 | 152 | 0.16715
1598 | 257.5271 | 900.6 | 800 | 3200 | 0 | 100% | 98.1621 | 169.0819 | 169.185 | 169.185 | 1 | 169.0819 | 98.8508 | 274.2062 | 260.4445 | 260.4445 | 260.4445 | 13.7617 | 274.2062 | 137.6614 | 124.1332 | 124.1332 | 124.1332 | 13.5282 | 137.6614 | 0 | 0 | 0 | 0 | 0 | 0 | 0 | 0 | 0 | 300.0585 | 242.0628 | 242.0628 | 242.0628 | 57.9957 | 300.0585 | 2992.143 | 2992.143 | 426.4495 | 426.4495 | 1807.685 | 1807.685 | 0 | 0 | 758.0084 | 758.0084 | 156365279.8912 | 1370793055.5706 | 204707290.7915 | 0 | 1731.8656 | 54.1983 | 0 | 0 | 0 | 360.5379 | 237 | 2432 | 3689.5386 | 608 | 152 | 0.16007
1599 | 309.0325 | 900.6 | 800 | 3200 | 0 | 100% | 98.4817 | 173.4768 | 173.5965 | 173.5965 | 1 | 173.4768 | 99.0677 | 306.8973 | 291.4934 | 291.4934 | 291.4934 | 15.4039 | 306.8973 | 137.6459 | 124.118 | 124.118 | 124.118 | 13.528 | 137.6459 | 0 | 0 | 0 | 0 | 0 | 0 | 0 | 0 | 0 | 310.1708 | 250.0978 | 250.0978 | 250.0978 | 60.073 | 310.1708 | 3077.1051 | 3077.1051 | 511.6849 | 511.6849 | 1807.4925 | 1807.4925 | 0 | 0 | 757.9276 | 757.9276 | 167365336.5789 | 1370813794.8055 | 197486932.1479 | 0 | 1735.6661 | 55.2859 | 0 | 0 | 0 | 432.6455 | 237 | 2432 | 3689.5386 | 608 | 152 | 0.15451
1600 | 360.5379 | 900.6 | 800 | 3200 | 0 | 100% | 98.7329 | 177.6157 | 177.7569 | 177.7569 | 1 | 177.6157 | 99.257 | 340.1091 | 323.0366 | 323.0366 | 323.0366 | 17.0726 | 340.1091 | 137.632 | 124.1042 | 124.1042 | 124.1042 | 13.5278 | 137.632 | 0 | 0 | 0 | 0 | 0 | 0 | 0 | 0 | 0 | 315.3203 | 253.6085 | 253.6085 | 253.6085 | 61.7118 | 315.3203 | 3162.0685 | 3162.0685 | 596.9058 | 596.9058 | 1807.3111 | 1807.3111 | 0 | 0 | 757.8516 | 757.8516 | 175878911.7902 | 1370828222.1902 | 192275500.6087 | 0 | 1738.9826 | 56.3296 | 0 | 0 | 0 | 504.753 | 237 | 2432 | 3689.5386 | 608 | 152 | 0.1505
1601 | 412.0433 | 900.6 | 800 | 3200 | 0 | 100% | 98.9498 | 182.1299 | 182.2622 | 182.2622 | 1 | 182.1299 | 99.3881 | 373.6094 | 354.8536 | 354.8536 | 354.8536 | 18.7559 | 373.6094 | 137.6191 | 124.0914 | 124.0914 | 124.0914 | 13.5277 | 137.6191 | 0 | 0 | 0 | 0 | 0 | 0 | 0 | 0 | 0 | 322.0178 | 258.906 | 258.906 | 258.906 | 63.1117 | 322.0178 | 3247.033 | 3247.033 | 682.1135 | 682.1135 | 1807.1398 | 1807.1398 | 0 | 0 | 757.7797 | 757.7797 | 182725619.8289 | 1370838300.2492 | 187715994.6268 | 0 | 1741.2799 | 57.3468 | 0 | 0 | 0 | 576.8606 | 237 | 2432 | 3689.5386 | 608 | 152 | 0.14698
1602 | 463.5487 | 900.6 | 800 | 3200 | 0 | 100% | 99.0982 | 186.736 | 186.8808 | 186.8808 | 1 | 186.736 | 99.4794 | 407.3899 | 386.9365 | 386.9365 | 386.9365 | 20.4535 | 407.3899 | 137.6072 | 124.0796 | 124.0796 | 124.0796 | 13.5276 | 137.6072 | 0 | 0 | 0 | 0 | 0 | 0 | 0 | 0 | 0 | 328.4965 | 264.0249 | 264.0249 | 264.0249 | 64.4716 | 328.4965 | 3331.9986 | 3331.9986 | 767.3089 | 767.3089 | 1806.9779 | 1806.9779 | 0 | 0 | 757.7118 | 757.7118 | 188364917.031 | 1370846598.7952 | 183668373.7886 | 0 | 1742.8799 | 58.3315 | 0 | 0 | 0 | 648.9682 | 237 | 2432 | 3689.5386 | 608 | 152 | 0.14387
1603 | 515.0541 | 900.6 | 800 | 3200 | 0 | 100% | 99.2009 | 191.371 | 191.5292 | 191.5292 | 1 | 191.371 | 99.5555 | 440.9663 | 418.8253 | 418.8253 | 418.8253 | 22.141 | 440.9663 | 137.5961 | 124.0685 | 124.0685 | 124.0685 | 13.5276 | 137.5961 | 0 | 0 | 0 | 0 | 0 | 0 | 0 | 0 | 0 | 334.3987 | 268.6876 | 268.6876 | 268.6876 | 65.7111 | 334.3987 | 3416.9652 | 3416.9652 | 852.4931 | 852.4931 | 1806.8246 | 1806.8246 | 0 | 0 | 757.6475 | 757.6475 | 193235019.0504 | 1370851804.6251 | 180125477.9333 | 0 | 1744.2123 | 59.2758 | 0 | 0 | 0 | 721.0758 | 237 | 2432 | 3689.5386 | 608 | 152 | 0.14114
1604 | 566.5595 | 900.6 | 800 | 3200 | 0 | 100% | 99.3493 | 196.0205 | 196.2028 | 196.2028 | 1 | 196.0205 | 99.6312 | 474.53 | 450.702 | 450.702 | 450.702 | 23.828 | 474.53 | 137.5857 | 124.0581 | 124.0581 | 124.0581 | 13.5275 | 137.5857 | 0 | 0 | 0 | 0 | 0 | 0 | 0 | 0 | 0 | 339.5454 | 272.7495 | 272.7495 | 272.7495 | 66.7959 | 339.5454 | 3501.9327 | 3501.9327 | 937.6669 | 937.6669 | 1806.6792 | 1806.6792 | 0 | 0 | 757.5866 | 757.5866 | 197411591.1303 | 1370855580.5085 | 177271322.5358 | 0 | 1745.5385 | 60.1767 | 0 | 0 | 0 | 793.1834 | 237 | 2432 | 3689.5386 | 608 | 152 | 0.13894
1605 | 618.065 | 900.6 | 800 | 3200 | 0 | 100% | 99.4521 | 200.6729 | 200.8825 | 200.8825 | 1 | 200.6729 | 99.7067 | 507.758 | 482.2596 | 482.2596 | 482.2596 | 25.4984 | 507.758 | 137.5758 | 124.0484 | 124.0484 | 124.0484 | 13.5275 | 137.5758 | 0 | 0 | 0 | 0 | 0 | 0 | 0 | 0 | 0 | 344.1372 | 276.3777 | 276.3777 | 276.3777 | 67.7595 | 344.1372 | 3586.901 | 3586.901 | 1022.8312 | 1022.8312 | 1806.5411 | 1806.5411 | 0 | 0 | 757.5287 | 757.5287 | 201198656.0951 | 1370858869.1126 | 174804054.3623 | 0 | 1746.8616 | 61.0372 | 0 | 0 | 0 | 865.2909 | 237 | 2432 | 3689.5386 | 608 | 152 | 0.13704
1606 | 669.5704 | 900.6 | 800 | 3200 | 0 | 100% | 99.5776 | 205.345 | 205.5494 | 205.5494 | 1 | 205.345 | 99.7472 | 540.7133 | 513.5581 | 513.5581 | 513.5581 | 27.1552 | 540.7133 | 137.5666 | 124.0391 | 124.0391 | 124.0391 | 13.5275 | 137.5666 | 0 | 0 | 0 | 0 | 0 | 0 | 0 | 0 | 0 | 348.5713 | 279.88 | 279.88 | 279.88 | 68.6913 | 348.5713 | 3671.87 | 3671.87 | 1107.9866 | 1107.9866 | 1806.4098 | 1806.4098 | 0 | 0 | 757.4736 | 757.4736 | 204626971.6487 | 1370861374.2017 | 172082387.0494 | 0 | 1747.5707 | 61.874 | 0 | 0 | 0 | 937.3985 | 237 | 2432 | 3689.5386 | 608 | 152 | 0.13494
1607 | 721.0758 | 900.6 | 800 | 3200 | 0 | 100% | 99.6005 | 210.0796 | 210.2978 | 210.2978 | 1 | 210.0796 | 99.7699 | 573.2841 | 544.4913 | 544.4913 | 544.4913 | 28.7928 | 573.2841 | 137.5578 | 124.0303 | 124.0303 | 124.0303 | 13.5274 | 137.5578 | 0 | 0 | 0 | 0 | 0 | 0 | 0 | 0 | 0 | 353.7623 | 283.9899 | 283.9899 | 283.9899 | 69.7724 | 353.7623 | 3756.8398 | 3756.8398 | 1193.1338 | 1193.1338 | 1806.2848 | 1806.2848 | 0 | 0 | 757.4212 | 757.4212 | 207795095.2571 | 1370863344.6807 | 169309461.477 | 0 | 1747.9679 | 62.6818 | 0 | 0 | 0 | 1009.5061 | 237 | 2432 | 3689.5386 | 608 | 152 | 0.13281
1608 | 772.5812 | 900.6 | 800 | 3200 | 0 | 100% | 99.6689 | 214.8004 | 215.0317 | 215.0317 | 1 | 214.8004 | 99.7921 | 605.7949 | 575.3673 | 575.3673 | 575.3673 | 30.4276 | 605.7949 | 137.5494 | 124.022 | 124.022 | 124.022 | 13.5274 | 137.5494 | 0 | 0 | 0 | 0 | 0 | 0 | 0 | 0 | 0 | 358.4198 | 287.6168 | 287.6168 | 287.6168 | 70.803 | 358.4198 | 3841.8102 | 3841.8102 | 1278.2733 | 1278.2733 | 1806.1657 | 1806.1657 | 0 | 0 | 757.3713 | 757.3713 | 210569460.1236 | 1370864699.0149 | 166923827.5158 | 0 | 1748.358 | 63.4555 | 0 | 0 | 0 | 1081.6137 | 237 | 2432 | 3689.5386 | 608 | 152 | 0.13097
1609 | 824.0866 | 900.6 | 800 | 3200 | 0 | 100% | 99.7032 | 219.553 | 219.7862 | 219.7862 | 1 | 219.553 | 99.8081 | 638.4098 | 606.3421 | 606.3421 | 606.3421 | 32.0677 | 638.4098 | 137.5415 | 124.0141 | 124.0141 | 124.0141 | 13.5274 | 137.5415 | 0 | 0 | 0 | 0 | 0 | 0 | 0 | 0 | 0 | 362.8723 | 291.1419 | 291.1419 | 291.1419 | 71.7303 | 362.8723 | 3926.7813 | 3926.7813 | 1363.4057 | 1363.4057 | 1806.052 | 1806.052 | 0 | 0 | 757.3236 | 757.3236 | 213010073.0721 | 1370865474.3172 | 164763003.985 | 0 | 1748.6386 | 64.1998 | 0 | 0 | 0 | 1153.7213 | 237 | 2432 | 3689.5386 | 608 | 152 | 0.1293
1610 | 875.592 | 900.6 | 800 | 3200 | 0 | 100% | 99.7146 | 224.3145 | 224.549 | 224.549 | 1 | 224.3145 | 99.8179 | 671.2016 | 637.4849 | 637.4849 | 637.4849 | 33.7167 | 671.2016 | 137.534 | 124.0066 | 124.0066 | 124.0066 | 13.5274 | 137.534 | 0 | 0 | 0 | 0 | 0 | 0 | 0 | 0 | 0 | 366.9409 | 294.3619 | 294.3619 | 294.3619 | 72.579 | 366.9409 | 4011.7529 | 4011.7529 | 1448.5315 | 1448.5315 | 1805.9434 | 1805.9434 | 0 | 0 | 757.2781 | 757.2781 | 215176702.0302 | 1370866122.4167 | 162766972.1828 | 0 | 1748.8098 | 64.916 | 0 | 0 | 0 | 1225.8288 | 237 | 2432 | 3689.5386 | 608 | 152 | 0.12777
1611 | 927.0974 | 900.6 | 800 | 3200 | 0 | 100% | 99.726 | 229.0915 | 229.3413 | 229.3413 | 1 | 229.0915 | 99.8277 | 703.9512 | 668.5874 | 668.5874 | 668.5874 | 35.3638 | 703.9512 | 137.5268 | 123.9994 | 123.9994 | 123.9994 | 13.5274 | 137.5268 | 0 | 0 | 0 | 0 | 0 | 0 | 0 | 0 | 0 | 370.9292 | 297.526 | 297.526 | 297.526 | 73.4032 | 370.9292 | 4096.7251 | 4096.7251 | 1533.651 | 1533.651 | 1805.8396 | 1805.8396 | 0 | 0 | 757.2345 | 757.2345 | 217189991.3553 | 1370866691.4714 | 160923765.4025 | 0 | 1748.9804 | 65.6042 | 0 | 0 | 0 | 1297.9364 | 237 | 2432 | 3689.5386 | 608 | 152 | 0.12635
1612 | 978.6028 | 900.6 | 800 | 3200 | 0 | 100% | 99.7717 | 233.8711 | 234.1338 | 234.1338 | 1 | 233.8711 | 99.8374 | 736.5796 | 699.5748 | 699.5748 | 699.5748 | 37.0049 | 736.5796 | 137.5199 | 123.9925 | 123.9925 | 123.9925 | 13.5274 | 137.5199 | 0 | 0 | 0 | 0 | 0 | 0 | 0 | 0 | 0 | 374.732 | 300.5404 | 300.5404 | 300.5404 | 74.1917 | 374.732 | 4181.6978 | 4181.6978 | 1618.7648 | 1618.7648 | 1805.7402 | 1805.7402 | 0 | 0 | 757.1928 | 757.1928 | 219039419.9162 | 1370867224.366 | 159243883.023 | 0 | 1749.1505 | 66.2655 | 0 | 0 | 0 | 1370.044 | 237 | 2432 | 3689.5386 | 608 | 152 | 0.12505
1613 | 1030.1083 | 900.6 | 800 | 3200 | 0 | 100% | 99.7945 | 238.6491 | 238.9137 | 238.9137 | 1 | 238.6491 | 99.847 | 769.2776 | 730.6281 | 730.6281 | 730.6281 | 38.6495 | 769.2776 | 137.5133 | 123.986 | 123.986 | 123.986 | 13.5274 | 137.5133 | 0 | 0 | 0 | 0 | 0 | 0 | 0 | 0 | 0 | 378.1831 | 303.27 | 303.27 | 303.27 | 74.9131 | 378.1831 | 4266.6709 | 4266.6709 | 1703.8731 | 1703.8731 | 1805.645 | 1805.645 | 0 | 0 | 757.1529 | 757.1529 | 220662240.1958 | 1370867495.8618 | 157789429.0701 | 0 | 1749.3192 | 66.9018 | 0 | 0 | 0 | 1442.1516 | 237 | 2432 | 3689.5386 | 608 | 152 | 0.12393
1614 | 20.6022 | 950 | 800 | 3200 | 0 | 100% | 95.2169 | 156.3479 | 156.4197 | 156.4197 | 1 | 156.3479 | 96.7741 | 191.7244 | 182.1061 | 182.1061 | 182.1061 | 9.6183 | 191.7244 | 144.0511 | 129.9003 | 129.9003 | 129.9003 | 14.1507 | 144.0511 | 0 | 0 | 0 | 0 | 0 | 0 | 0 | 0 | 0 | 212.217 | 171.6252 | 171.6252 | 171.6252 | 40.5918 | 212.217 | 2700.1032 | 2700.1032 | 34.1303 | 34.1303 | 1907.6448 | 1907.6448 | 0 | 0 | 758.328 | 758.328 | 18204053.7551 | 1382366217.0209 | 294912731.849 | 0 | 1695.483 | 51.4862 | 0 | 0 | 0 | 28.843 | 250 | 2432 | 3689.5386 | 608 | 152 | 0.22953
1615 | 51.5054 | 950 | 800 | 3200 | 0 | 100% | 95.7306 | 158.5965 | 158.6708 | 158.6708 | 1 | 158.5965 | 97.1933 | 196.9704 | 187.0881 | 187.0881 | 187.0881 | 9.8822 | 196.9704 | 144.036 | 129.8858 | 129.8858 | 129.8858 | 14.1503 | 144.036 | 0 | 0 | 0 | 0 | 0 | 0 | 0 | 0 | 0 | 225.7911 | 182.5357 | 182.5357 | 182.5357 | 43.2554 | 225.7911 | 2751.077 | 2751.077 | 85.319 | 85.319 | 1907.4911 | 1907.4911 | 0 | 0 | 758.2669 | 758.2669 | 44242458.5575 | 1382411306.2871 | 276172624.1852 | 0 | 1702.8264 | 52.1231 | 0 | 0 | 0 | 72.1076 | 250 | 2432 | 3689.5386 | 608 | 152 | 0.21511
1616 | 154.5162 | 950 | 800 | 3200 | 0 | 100% | 97.3059 | 166.3599 | 166.4282 | 166.4282 | 1 | 166.3599 | 98.326 | 226.8212 | 215.4387 | 215.4387 | 215.4387 | 11.3826 | 226.8212 | 143.9928 | 129.8436 | 129.8436 | 129.8436 | 14.1492 | 143.9928 | 0 | 0 | 0 | 0 | 0 | 0 | 0 | 0 | 0 | 273.263 | 220.6274 | 220.6274 | 220.6274 | 52.6356 | 273.263 | 2920.9944 | 2920.9944 | 255.8939 | 255.8939 | 1907.0207 | 1907.0207 | 0 | 0 | 758.0799 | 758.0799 | 114607798.1584 | 1382520664.7383 | 225543633.8464 | 0 | 1722.6721 | 54.2039 | 0 | 0 | 0 | 216.3227 | 250 | 2432 | 3689.5386 | 608 | 152 | 0.17615
1617 | 206.0217 | 950 | 800 | 3200 | 0 | 100% | 97.8881 | 170.4715 | 170.5575 | 170.5575 | 1 | 170.4715 | 98.7105 | 250.2377 | 237.6787 | 237.6787 | 237.6787 | 12.559 | 250.2377 | 143.9742 | 129.8255 | 129.8255 | 129.8255 | 14.1488 | 143.9742 | 0 | 0 | 0 | 0 | 0 | 0 | 0 | 0 | 0 | 293.8164 | 237.0634 | 237.0634 | 237.0634 | 56.753 | 293.8164 | 3005.9554 | 3005.9554 | 341.1536 | 341.1536 | 1906.8069 | 1906.8069 | 0 | 0 | 757.9949 | 757.9949 | 137665240.9302 | 1382559435.022 | 209183384.1919 | 0 | 1729.4081 | 55.2334 | 0 | 0 | 0 | 288.4303 | 250 | 2432 | 3689.5386 | 608 | 152 | 0.16356
1618 | 257.5271 | 950 | 800 | 3200 | 0 | 100% | 98.3562 | 174.7424 | 174.8337 | 174.8337 | 1 | 174.7424 | 98.9758 | 282.579 | 268.3955 | 268.3955 | 268.3955 | 14.1836 | 282.579 | 143.9577 | 129.8092 | 129.8092 | 129.8092 | 14.1485 | 143.9577 | 0 | 0 | 0 | 0 | 0 | 0 | 0 | 0 | 0 | 306.7053 | 247.3174 | 247.3174 | 247.3174 | 59.3879 | 306.7053 | 3090.9177 | 3090.9177 | 426.397 | 426.397 | 1906.6058 | 1906.6058 | 0 | 0 | 757.915 | 757.915 | 151714318.0235 | 1382585624.6109 | 199755512.4446 | 0 | 1734.0555 | 56.253 | 0 | 0 | 0 | 360.5379 | 250 | 2432 | 3689.5386 | 608 | 152 | 0.15631
1619 | 309.0325 | 950 | 800 | 3200 | 0 | 100% | 98.6416 | 178.8483 | 178.9673 | 178.9673 | 1 | 178.8483 | 99.1861 | 316.2144 | 300.3411 | 300.3411 | 300.3411 | 15.8733 | 316.2144 | 143.9429 | 129.7946 | 129.7946 | 129.7946 | 14.1483 | 143.9429 | 0 | 0 | 0 | 0 | 0 | 0 | 0 | 0 | 0 | 314.5714 | 253.02 | 253.02 | 253.02 | 61.5514 | 314.5714 | 3175.8813 | 3175.8813 | 511.6255 | 511.6255 | 1906.4162 | 1906.4162 | 0 | 0 | 757.8396 | 757.8396 | 162422987.745 | 1382603770.0792 | 192714146.7621 | 0 | 1737.7409 | 57.2441 | 0 | 0 | 0 | 432.6455 | 250 | 2432 | 3689.5386 | 608 | 152 | 0.15089
1620 | 360.5379 | 950 | 800 | 3200 | 0 | 100% | 98.9155 | 183.2942 | 183.4192 | 183.4192 | 1 | 183.2942 | 99.3556 | 350.3413 | 332.7533 | 332.7533 | 332.7533 | 17.588 | 350.3413 | 143.9292 | 129.7811 | 129.7811 | 129.7811 | 14.1482 | 143.9292 | 0 | 0 | 0 | 0 | 0 | 0 | 0 | 0 | 0 | 322.7267 | 259.4671 | 259.4671 | 259.4671 | 63.2596 | 322.7267 | 3260.846 | 3260.846 | 596.8404 | 596.8404 | 1906.2372 | 1906.2372 | 0 | 0 | 757.7684 | 757.7684 | 170728324.3752 | 1382617816.5143 | 187364682.5342 | 0 | 1740.7108 | 58.2035 | 0 | 0 | 0 | 504.753 | 250 | 2432 | 3689.5386 | 608 | 152 | 0.14677
1621 | 412.0433 | 950 | 800 | 3200 | 0 | 100% | 99.0639 | 187.8626 | 187.9837 | 187.9837 | 1 | 187.8626 | 99.4544 | 384.848 | 365.526 | 365.526 | 365.526 | 19.322 | 384.848 | 143.9166 | 129.7685 | 129.7685 | 129.7685 | 14.148 | 143.9166 | 0 | 0 | 0 | 0 | 0 | 0 | 0 | 0 | 0 | 330.5512 | 265.6643 | 265.6643 | 265.6643 | 64.8868 | 330.5512 | 3345.8118 | 3345.8118 | 682.0427 | 682.0427 | 1906.0679 | 1906.0679 | 0 | 0 | 757.7012 | 757.7012 | 177370328.7727 | 1382627653.1484 | 182443141.5036 | 0 | 1742.4411 | 59.1468 | 0 | 0 | 0 | 576.8606 | 250 | 2432 | 3689.5386 | 608 | 152 | 0.14298
1622 | 463.5487 | 950 | 800 | 3200 | 0 | 100% | 99.2009 | 192.4791 | 192.6245 | 192.6245 | 1 | 192.4791 | 99.5431 | 419.6197 | 398.5503 | 398.5503 | 398.5503 | 21.0694 | 419.6197 | 143.9049 | 129.7569 | 129.7569 | 129.7569 | 14.148 | 143.9049 | 0 | 0 | 0 | 0 | 0 | 0 | 0 | 0 | 0 | 337.4634 | 271.1228 | 271.1228 | 271.1228 | 66.3406 | 337.4634 | 3430.7785 | 3430.7785 | 767.2335 | 767.2335 | 1905.9076 | 1905.9076 | 0 | 0 | 757.6374 | 757.6374 | 182851369.8694 | 1382634823.2827 | 178509184.4663 | 0 | 1743.9954 | 60.0497 | 0 | 0 | 0 | 648.9682 | 250 | 2432 | 3689.5386 | 608 | 152 | 0.13995
1623 | 515.0541 | 950 | 800 | 3200 | 0 | 100% | 99.3265 | 197.1126 | 197.272 | 197.272 | 1 | 197.1126 | 99.6191 | 454.2728 | 431.4617 | 431.4617 | 431.4617 | 22.8111 | 454.2728 | 143.8939 | 129.746 | 129.746 | 129.746 | 14.1479 | 143.8939 | 0 | 0 | 0 | 0 | 0 | 0 | 0 | 0 | 0 | 343.4577 | 275.8644 | 275.8644 | 275.8644 | 67.5934 | 343.4577 | 3515.7461 | 3515.7461 | 852.4137 | 852.4137 | 1905.7555 | 1905.7555 | 0 | 0 | 757.577 | 757.577 | 187547964.8814 | 1382640059.3351 | 175138370.2457 | 0 | 1745.3264 | 60.9172 | 0 | 0 | 0 | 721.0758 | 250 | 2432 | 3689.5386 | 608 | 152 | 0.13735
1624 | 566.5595 | 950 | 800 | 3200 | 0 | 100% | 99.4521 | 201.7592 | 201.9411 | 201.9411 | 1 | 201.7592 | 99.692 | 488.8574 | 464.3078 | 464.3078 | 464.3078 | 24.5495 | 488.8574 | 143.8837 | 129.7359 | 129.7359 | 129.7359 | 14.1479 | 143.8837 | 0 | 0 | 0 | 0 | 0 | 0 | 0 | 0 | 0 | 348.7094 | 280.0126 | 280.0126 | 280.0126 | 68.6969 | 348.7094 | 3600.7146 | 3600.7146 | 937.584 | 937.584 | 1905.6111 | 1905.6111 | 0 | 0 | 757.5195 | 757.5195 | 191617694.8968 | 1382643150.9166 | 172342675.3874 | 0 | 1746.6035 | 61.747 | 0 | 0 | 0 | 793.1834 | 250 | 2432 | 3689.5386 | 608 | 152 | 0.1352
1625 | 618.065 | 950 | 800 | 3200 | 0 | 100% | 99.5548 | 206.4082 | 206.5937 | 206.5937 | 1 | 206.4082 | 99.7365 | 523.0485 | 496.7802 | 496.7802 | 496.7802 | 26.2684 | 523.0485 | 143.8741 | 129.7263 | 129.7263 | 129.7263 | 14.1479 | 143.8741 | 0 | 0 | 0 | 0 | 0 | 0 | 0 | 0 | 0 | 353.6323 | 283.849 | 283.849 | 283.849 | 69.7833 | 353.6323 | 3685.6837 | 3685.6837 | 1022.7451 | 1022.7451 | 1905.4737 | 1905.4737 | 0 | 0 | 757.4649 | 757.4649 | 195308412.3925 | 1382645326.5013 | 169429567.1507 | 0 | 1747.3833 | 62.5523 | 0 | 0 | 0 | 865.2909 | 250 | 2432 | 3689.5386 | 608 | 152 | 0.13295
1626 | 669.5704 | 950 | 800 | 3200 | 0 | 100% | 99.589 | 211.1379 | 211.3358 | 211.3358 | 1 | 211.1379 | 99.7596 | 556.9363 | 528.9642 | 528.9642 | 528.9642 | 27.9721 | 556.9363 | 143.865 | 129.7172 | 129.7172 | 129.7172 | 14.1478 | 143.865 | 0 | 0 | 0 | 0 | 0 | 0 | 0 | 0 | 0 | 359.2834 | 288.3256 | 288.3256 | 288.3256 | 70.9578 | 359.2834 | 3770.6536 | 3770.6536 | 1107.8978 | 1107.8978 | 1905.3429 | 1905.3429 | 0 | 0 | 757.4129 | 757.4129 | 198663270.4141 | 1382647165.316 | 166478430.9722 | 0 | 1747.7889 | 63.3318 | 0 | 0 | 0 | 937.3985 | 250 | 2432 | 3689.5386 | 608 | 152 | 0.13068
1627 | 721.0758 | 950 | 800 | 3200 | 0 | 100% | 99.6461 | 215.8851 | 216.1036 | 216.1036 | 1 | 215.8851 | 99.782 | 590.4596 | 560.8019 | 560.8019 | 560.8019 | 29.6576 | 590.4596 | 143.8564 | 129.7086 | 129.7086 | 129.7086 | 14.1478 | 143.8564 | 0 | 0 | 0 | 0 | 0 | 0 | 0 | 0 | 0 | 364.9006 | 292.7757 | 292.7757 | 292.7757 | 72.1249 | 364.9006 | 3855.6242 | 3855.6242 | 1193.0426 | 1193.0426 | 1905.2182 | 1905.2182 | 0 | 0 | 757.3634 | 757.3634 | 201731048.9523 | 1382648184.5607 | 163801582.5386 | 0 | 1748.1808 | 64.0792 | 0 | 0 | 0 | 1009.5061 | 250 | 2432 | 3689.5386 | 608 | 152 | 0.12862
1628 | 772.5812 | 950 | 800 | 3200 | 0 | 100% | 99.6804 | 220.6336 | 220.8637 | 220.8637 | 1 | 220.6336 | 99.8039 | 623.9867 | 592.6432 | 592.6432 | 592.6432 | 31.3435 | 623.9867 | 143.8482 | 129.7004 | 129.7004 | 129.7004 | 14.1478 | 143.8482 | 0 | 0 | 0 | 0 | 0 | 0 | 0 | 0 | 0 | 369.9895 | 296.8043 | 296.8043 | 296.8043 | 73.1851 | 369.9895 | 3940.5953 | 3940.5953 | 1278.1801 | 1278.1801 | 1905.0992 | 1905.0992 | 0 | 0 | 757.316 | 757.316 | 204403499.4684 | 1382649023.9654 | 161512323.4182 | 0 | 1748.5648 | 64.7962 | 0 | 0 | 0 | 1081.6137 | 250 | 2432 | 3689.5386 | 608 | 152 | 0.12685
1629 | 824.0866 | 950 | 800 | 3200 | 0 | 100% | 99.7032 | 225.3869 | 225.6173 | 225.6173 | 1 | 225.3869 | 99.8163 | 657.6364 | 624.6008 | 624.6008 | 624.6008 | 33.0356 | 657.6364 | 143.8404 | 129.6926 | 129.6926 | 129.6926 | 14.1478 | 143.8404 | 0 | 0 | 0 | 0 | 0 | 0 | 0 | 0 | 0 | 374.5804 | 300.4389 | 300.4389 | 300.4389 | 74.1415 | 374.5804 | 4025.5671 | 4025.5671 | 1363.3108 | 1363.3108 | 1904.9854 | 1904.9854 | 0 | 0 | 757.2708 | 757.2708 | 206773929.6529 | 1382649606.7548 | 159358164.1442 | 0 | 1748.7817 | 65.4884 | 0 | 0 | 0 | 1153.7213 | 250 | 2432 | 3689.5386 | 608 | 152 | 0.12519
1630 | 875.592 | 950 | 800 | 3200 | 0 | 100% | 99.7146 | 230.1527 | 230.3878 | 230.3878 | 1 | 230.1527 | 99.8261 | 691.3903 | 656.6572 | 656.6572 | 656.6572 | 34.7331 | 691.3903 | 143.8329 | 129.6851 | 129.6851 | 129.6851 | 14.1478 | 143.8329 | 0 | 0 | 0 | 0 | 0 | 0 | 0 | 0 | 0 | 378.8901 | 303.8524 | 303.8524 | 303.8524 | 75.0377 | 378.8901 | 4110.5393 | 4110.5393 | 1448.435 | 1448.435 | 1904.8767 | 1904.8767 | 0 | 0 | 757.2276 | 757.2276 | 208890358.5436 | 1382650035.6104 | 157412550.4844 | 0 | 1748.9529 | 66.1542 | 0 | 0 | 0 | 1225.8288 | 250 | 2432 | 3689.5386 | 608 | 152 | 0.12369
1631 | 927.0974 | 950 | 800 | 3200 | 0 | 100% | 99.7489 | 234.93 | 235.181 | 235.181 | 1 | 234.93 | 99.8358 | 725.0684 | 688.6416 | 688.6416 | 688.6416 | 36.4268 | 725.0684 | 143.8258 | 129.678 | 129.678 | 129.678 | 14.1478 | 143.8258 | 0 | 0 | 0 | 0 | 0 | 0 | 0 | 0 | 0 | 383.0811 | 307.1755 | 307.1755 | 307.1755 | 75.9056 | 383.0811 | 4195.5121 | 4195.5121 | 1533.5532 | 1533.5532 | 1904.7726 | 1904.7726 | 0 | 0 | 757.1862 | 757.1862 | 210858264.9445 | 1382650464.466 | 155614835.2452 | 0 | 1749.1236 | 66.795 | 0 | 0 | 0 | 1297.9364 | 250 | 2432 | 3689.5386 | 608 | 152 | 0.12231
1632 | 978.6028 | 950 | 800 | 3200 | 0 | 100% | 99.7945 | 239.7073 | 239.9688 | 239.9688 | 1 | 239.7073 | 99.8455 | 758.6821 | 720.5646 | 720.5646 | 720.5646 | 38.1175 | 758.6821 | 143.819 | 129.6712 | 129.6712 | 129.6712 | 14.1478 | 143.819 | 0 | 0 | 0 | 0 | 0 | 0 | 0 | 0 | 0 | 386.9977 | 310.2757 | 310.2757 | 310.2757 | 76.722 | 386.9977 | 4280.4853 | 4280.4853 | 1618.6659 | 1618.6659 | 1904.6728 | 1904.6728 | 0 | 0 | 757.1466 | 757.1466 | 212638957.961 | 1382650819.8038 | 154003371.4018 | 0 | 1749.2931 | 67.4116 | 0 | 0 | 0 | 1370.044 | 250 | 2432 | 3689.5386 | 608 | 152 | 0.12107
1633 | 1030.1083 | 950 | 800 | 3200 | 0 | 100% | 99.7945 | 244.485 | 244.7505 | 244.7505 | 1 | 244.485 | 99.8551 | 792.3823 | 752.5697 | 752.5697 | 752.5697 | 39.8125 | 792.3823 | 143.8124 | 129.6646 | 129.6646 | 129.6646 | 14.1478 | 143.8124 | 0 | 0 | 0 | 0 | 0 | 0 | 0 | 0 | 0 | 390.5579 | 313.0918 | 313.0918 | 313.0918 | 77.4661 | 390.5579 | 4365.459 | 4365.459 | 1703.7732 | 1703.7732 | 1904.5772 | 1904.5772 | 0 | 0 | 757.1086 | 757.1086 | 214219071.8368 | 1382651146.3 | 152591303.1606 | 0 | 1749.4615 | 68.0056 | 0 | 0 | 0 | 1442.1516 | 250 | 2432 | 3689.5386 | 608 | 152 | 0.11998
1634 | 20.6022 | 1003.2 | 800 | 3200 | 0 | 100% | 95.5936 | 162.3423 | 162.4066 | 162.4066 | 1 | 162.3423 | 97.0596 | 196.2935 | 186.4444 | 186.4444 | 186.4444 | 9.8491 | 196.2935 | 150.8196 | 136.0018 | 136.0018 | 136.0018 | 14.8178 | 150.8196 | 0 | 0 | 0 | 0 | 0 | 0 | 0 | 0 | 0 | 216.2806 | 174.8228 | 174.8228 | 174.8228 | 41.4578 | 216.2806 | 2806.4695 | 2806.4695 | 34.1247 | 34.1247 | 2014.1415 | 2014.1415 | 0 | 0 | 758.2032 | 758.2032 | 17776437.6074 | 1394059570.2972 | 288648767.9003 | 0 | 1700.4848 | 53.9356 | 0 | 0 | 0 | 28.843 | 264 | 2432 | 3689.5386 | 608 | 152 | 0.22477
1635 | 51.5054 | 1003.2 | 800 | 3200 | 0 | 100% | 96.0502 | 164.6013 | 164.6725 | 164.6725 | 1 | 164.6013 | 97.4585 | 202.7017 | 192.5304 | 192.5304 | 192.5304 | 10.1713 | 202.7017 | 150.8051 | 135.9878 | 135.9878 | 135.9878 | 14.8174 | 150.8051 | 0 | 0 | 0 | 0 | 0 | 0 | 0 | 0 | 0 | 230.1252 | 185.9439 | 185.9439 | 185.9439 | 44.1813 | 230.1252 | 2857.4447 | 2857.4447 | 85.3055 | 85.3055 | 2013.9921 | 2013.9921 | 0 | 0 | 758.147 | 758.147 | 42977003.1645 | 1394100688.6638 | 270395709.9052 | 0 | 1707.4734 | 54.5075 | 0 | 0 | 0 | 72.1076 | 264 | 2432 | 3689.5386 | 608 | 152 | 0.21073
1636 | 154.5162 | 1003.2 | 800 | 3200 | 0 | 100% | 97.5913 | 172.4065 | 172.469 | 172.469 | 1 | 172.4065 | 98.5147 | 234.1955 | 222.4414 | 222.4414 | 222.4414 | 11.7542 | 234.1955 | 150.7638 | 135.9474 | 135.9474 | 135.9474 | 14.8164 | 150.7638 | 0 | 0 | 0 | 0 | 0 | 0 | 0 | 0 | 0 | 278.4976 | 224.7519 | 224.7519 | 224.7519 | 53.7457 | 278.4976 | 3027.3659 | 3027.3659 | 255.8582 | 255.8582 | 2013.5334 | 2013.5334 | 0 | 0 | 757.9743 | 757.9743 | 110982189.2141 | 1394198748.5497 | 220797328.6731 | 0 | 1725.9783 | 56.3945 | 0 | 0 | 0 | 216.3227 | 264 | 2432 | 3689.5386 | 608 | 152 | 0.17256
1637 | 206.0217 | 1003.2 | 800 | 3200 | 0 | 100% | 98.0822 | 176.5592 | 176.6415 | 176.6415 | 1 | 176.5592 | 98.863 | 258.3039 | 245.3384 | 245.3384 | 245.3384 | 12.9654 | 258.3039 | 150.7459 | 135.9299 | 135.9299 | 135.9299 | 14.816 | 150.7459 | 0 | 0 | 0 | 0 | 0 | 0 | 0 | 0 | 0 | 299.9453 | 241.9041 | 241.9041 | 241.9041 | 58.0412 | 299.9453 | 3112.3286 | 3112.3286 | 341.1089 | 341.1089 | 2013.3242 | 2013.3242 | 0 | 0 | 757.8956 | 757.8956 | 133357252.3383 | 1394233903.5831 | 204489145.8269 | 0 | 1732.0803 | 57.3357 | 0 | 0 | 0 | 288.4303 | 264 | 2432 | 3689.5386 | 608 | 152 | 0.16001
1638 | 257.5271 | 1003.2 | 800 | 3200 | 0 | 100% | 98.5616 | 180.5502 | 180.6354 | 180.6354 | 1 | 180.5502 | 99.104 | 291.609 | 276.9705 | 276.9705 | 276.9705 | 14.6385 | 291.609 | 150.7298 | 135.9141 | 135.9141 | 135.9141 | 14.8157 | 150.7298 | 0 | 0 | 0 | 0 | 0 | 0 | 0 | 0 | 0 | 310.7763 | 249.9836 | 249.9836 | 249.9836 | 60.7927 | 310.7763 | 3197.2924 | 3197.2924 | 426.3443 | 426.3443 | 2013.1269 | 2013.1269 | 0 | 0 | 757.8213 | 757.8213 | 147011244.9925 | 1394257844.1591 | 195032835.3748 | 0 | 1736.3019 | 58.2671 | 0 | 0 | 0 | 360.5379 | 264 | 2432 | 3689.5386 | 608 | 152 | 0.15273
1639 | 309.0325 | 1003.2 | 800 | 3200 | 0 | 100% | 98.8128 | 184.953 | 185.0709 | 185.0709 | 1 | 184.953 | 99.3095 | 326.1887 | 309.8128 | 309.8128 | 309.8128 | 16.3759 | 326.1887 | 150.7154 | 135.8999 | 135.8999 | 135.8999 | 14.8155 | 150.7154 | 0 | 0 | 0 | 0 | 0 | 0 | 0 | 0 | 0 | 321.548 | 258.5217 | 258.5217 | 258.5217 | 63.0264 | 321.548 | 3282.2574 | 3282.2574 | 511.5658 | 511.5658 | 2012.9405 | 2012.9405 | 0 | 0 | 757.7511 | 757.7511 | 157454184.1802 | 1394274743.5017 | 188173571.9396 | 0 | 1739.9025 | 59.1663 | 0 | 0 | 0 | 432.6455 | 264 | 2432 | 3689.5386 | 608 | 152 | 0.14745
1640 | 360.5379 | 1003.2 | 800 | 3200 | 0 | 100% | 98.9954 | 189.4512 | 189.5508 | 189.5508 | 1 | 189.4512 | 99.4269 | 361.3163 | 343.1754 | 343.1754 | 343.1754 | 18.1409 | 361.3163 | 150.7021 | 135.8867 | 135.8867 | 135.8867 | 14.8154 | 150.7021 | 0 | 0 | 0 | 0 | 0 | 0 | 0 | 0 | 0 | 330.8368 | 265.8774 | 265.8774 | 265.8774 | 64.9595 | 330.8368 | 3367.2234 | 3367.2234 | 596.7745 | 596.7745 | 2012.7642 | 2012.7642 | 0 | 0 | 757.6848 | 757.6848 | 165525576.8405 | 1394287535.9518 | 182146139.3123 | 0 | 1741.9593 | 60.0603 | 0 | 0 | 0 | 504.753 | 264 | 2432 | 3689.5386 | 608 | 152 | 0.1428
1641 | 412.0433 | 1003.2 | 800 | 3200 | 0 | 100% | 99.1667 | 194.0515 | 194.1768 | 194.1768 | 1 | 194.0515 | 99.5242 | 396.953 | 377.0213 | 377.0213 | 377.0213 | 19.9317 | 396.953 | 150.6897 | 135.8745 | 135.8745 | 135.8745 | 14.8153 | 150.6897 | 0 | 0 | 0 | 0 | 0 | 0 | 0 | 0 | 0 | 339.4087 | 272.6685 | 272.6685 | 272.6685 | 66.7403 | 339.4087 | 3452.1904 | 3452.1904 | 681.9714 | 681.9714 | 2012.5971 | 2012.5971 | 0 | 0 | 757.6219 | 757.6219 | 171946389.3377 | 1394296999.1215 | 177421194.9803 | 0 | 1743.6646 | 60.9202 | 0 | 0 | 0 | 576.8606 | 264 | 2432 | 3689.5386 | 608 | 152 | 0.13916
1642 | 463.5487 | 1003.2 | 800 | 3200 | 0 | 100% | 99.3151 | 198.661 | 198.8067 | 198.8067 | 1 | 198.661 | 99.6108 | 432.8006 | 411.0673 | 411.0673 | 411.0673 | 21.7333 | 432.8006 | 150.6783 | 135.8631 | 135.8631 | 135.8631 | 14.8152 | 150.6783 | 0 | 0 | 0 | 0 | 0 | 0 | 0 | 0 | 0 | 346.4151 | 278.2032 | 278.2032 | 278.2032 | 68.2119 | 346.4151 | 3537.1582 | 3537.1582 | 767.1574 | 767.1574 | 2012.4386 | 2012.4386 | 0 | 0 | 757.5622 | 757.5622 | 177266459.8256 | 1394303671.3177 | 173611087.0259 | 0 | 1745.1812 | 61.7463 | 0 | 0 | 0 | 648.9682 | 264 | 2432 | 3689.5386 | 608 | 152 | 0.13623
1643 | 515.0541 | 1003.2 | 800 | 3200 | 0 | 100% | 99.4292 | 203.2956 | 203.4435 | 203.4435 | 1 | 203.2956 | 99.6751 | 468.5277 | 444.9987 | 444.9987 | 444.9987 | 23.529 | 468.5277 | 150.6675 | 135.8524 | 135.8524 | 135.8524 | 14.8152 | 150.6675 | 0 | 0 | 0 | 0 | 0 | 0 | 0 | 0 | 0 | 352.6222 | 283.1156 | 283.1156 | 283.1156 | 69.5066 | 352.6222 | 3622.1268 | 3622.1268 | 852.3333 | 852.3333 | 2012.288 | 2012.288 | 0 | 0 | 757.5055 | 757.5055 | 181832407.6942 | 1394308791.3772 | 170165683.6963 | 0 | 1746.3069 | 62.5453 | 0 | 0 | 0 | 721.0758 | 264 | 2432 | 3689.5386 | 608 | 152 | 0.13358
1644 | 566.5595 | 1003.2 | 800 | 3200 | 0 | 100% | 99.4977 | 207.9534 | 208.1181 | 208.1181 | 1 | 207.9534 | 99.7225 | 504.1084 | 478.7908 | 478.7908 | 478.7908 | 25.3176 | 504.1084 | 150.6575 | 135.8424 | 135.8424 | 135.8424 | 14.8151 | 150.6575 | 0 | 0 | 0 | 0 | 0 | 0 | 0 | 0 | 0 | 358.5151 | 287.7221 | 287.7221 | 287.7221 | 70.793 | 358.5151 | 3707.0962 | 3707.0962 | 937.4999 | 937.4999 | 2012.1448 | 2012.1448 | 0 | 0 | 757.4516 | 757.4516 | 185819037.6602 | 1394311556.0259 | 167007577.0554 | 0 | 1747.1382 | 63.3163 | 0 | 0 | 0 | 793.1834 | 264 | 2432 | 3689.5386 | 608 | 152 | 0.13114
1645 | 618.065 | 1003.2 | 800 | 3200 | 0 | 100% | 99.5776 | 212.6721 | 212.8481 | 212.8481 | 1 | 212.6721 | 99.7499 | 539.261 | 512.1762 | 512.1762 | 512.1762 | 27.0848 | 539.261 | 150.6481 | 135.833 | 135.833 | 135.833 | 14.8151 | 150.6481 | 0 | 0 | 0 | 0 | 0 | 0 | 0 | 0 | 0 | 364.7544 | 292.6637 | 292.6637 | 292.6637 | 72.0907 | 364.7544 | 3792.0663 | 3792.0663 | 1022.6577 | 1022.6577 | 2012.0083 | 2012.0083 | 0 | 0 | 757.4002 | 757.4002 | 189431501.3436 | 1394313260.3711 | 163873810.9601 | 0 | 1747.6186 | 64.063 | 0 | 0 | 0 | 865.2909 | 264 | 2432 | 3689.5386 | 608 | 152 | 0.12873
1646 | 669.5704 | 1003.2 | 800 | 3200 | 0 | 100% | 99.6233 | 217.4174 | 217.6156 | 217.6156 | 1 | 217.4174 | 99.7727 | 574.1559 | 545.3168 | 545.3168 | 545.3168 | 28.8392 | 574.1559 | 150.6391 | 135.824 | 135.824 | 135.824 | 14.8151 | 150.6391 | 0 | 0 | 0 | 0 | 0 | 0 | 0 | 0 | 0 | 370.9225 | 297.554 | 297.554 | 297.554 | 73.3685 | 370.9225 | 3877.037 | 3877.037 | 1107.8076 | 1107.8076 | 2011.8782 | 2011.8782 | 0 | 0 | 757.3512 | 757.3512 | 192690127.6651 | 1394314614.7485 | 161013354.3164 | 0 | 1748.0181 | 64.7812 | 0 | 0 | 0 | 937.3985 | 264 | 2432 | 3689.5386 | 608 | 152 | 0.12653
1647 | 721.0758 | 1003.2 | 800 | 3200 | 0 | 100% | 99.6689 | 222.1651 | 222.3819 | 222.3819 | 1 | 222.1651 | 99.7947 | 608.7592 | 578.1801 | 578.1801 | 578.1801 | 30.579 | 608.7592 | 150.6306 | 135.8155 | 135.8155 | 135.8155 | 14.8151 | 150.6306 | 0 | 0 | 0 | 0 | 0 | 0 | 0 | 0 | 0 | 376.7191 | 302.1473 | 302.1473 | 302.1473 | 74.5719 | 376.7191 | 3962.0083 | 3962.0083 | 1192.9499 | 1192.9499 | 2011.7539 | 2011.7539 | 0 | 0 | 757.3045 | 757.3045 | 195634329.437 | 1394315665.5375 | 158453746.9407 | 0 | 1748.4037 | 65.471 | 0 | 0 | 0 | 1009.5061 | 264 | 2432 | 3689.5386 | 608 | 152 | 0.12455
1648 | 772.5812 | 1003.2 | 800 | 3200 | 0 | 100% | 99.7032 | 226.9142 | 227.1429 | 227.1429 | 1 | 226.9142 | 99.8153 | 643.4257 | 611.1035 | 611.1035 | 611.1035 | 32.3222 | 643.4257 | 150.6225 | 135.8074 | 135.8074 | 135.8074 | 14.8151 | 150.6225 | 0 | 0 | 0 | 0 | 0 | 0 | 0 | 0 | 0 | 381.923 | 306.269 | 306.269 | 306.269 | 75.6541 | 381.923 | 4046.9801 | 4046.9801 | 1278.0851 | 1278.0851 | 2011.6352 | 2011.6352 | 0 | 0 | 757.2598 | 757.2598 | 198209195.9195 | 1394316461.0976 | 156238591.1683 | 0 | 1748.7642 | 66.134 | 0 | 0 | 0 | 1081.6137 | 264 | 2432 | 3689.5386 | 608 | 152 | 0.12285
1649 | 824.0866 | 1003.2 | 800 | 3200 | 0 | 100% | 99.7146 | 231.6677 | 231.8963 | 231.8963 | 1 | 231.6677 | 99.8251 | 678.1073 | 644.0411 | 644.0411 | 644.0411 | 34.0662 | 678.1073 | 150.6148 | 135.7997 | 135.7997 | 135.7997 | 14.8151 | 150.6148 | 0 | 0 | 0 | 0 | 0 | 0 | 0 | 0 | 0 | 386.7071 | 310.0538 | 310.0538 | 310.0538 | 76.6533 | 386.7071 | 4131.9525 | 4131.9525 | 1363.2139 | 1363.2139 | 2011.5216 | 2011.5216 | 0 | 0 | 757.217 | 757.217 | 200526603.7105 | 1394317025.1179 | 154092135.8918 | 0 | 1748.9358 | 66.7755 | 0 | 0 | 0 | 1153.7213 | 264 | 2432 | 3689.5386 | 608 | 152 | 0.12119
1650 | 875.592 | 1003.2 | 800 | 3200 | 0 | 100% | 99.726 | 236.4382 | 236.6746 | 236.6746 | 1 | 236.4382 | 99.8349 | 712.8641 | 677.05 | 677.05 | 677.05 | 35.8142 | 712.8641 | 150.6074 | 135.7923 | 135.7923 | 135.7923 | 14.8151 | 150.6074 | 0 | 0 | 0 | 0 | 0 | 0 | 0 | 0 | 0 | 391.2927 | 313.6889 | 313.6889 | 313.6889 | 77.6038 | 391.2927 | 4216.9254 | 4216.9254 | 1448.3364 | 1448.3364 | 2011.4129 | 2011.4129 | 0 | 0 | 757.1761 | 757.1761 | 202593096.6847 | 1394317398.1848 | 152196604.5535 | 0 | 1749.1071 | 67.3931 | 0 | 0 | 0 | 1225.8288 | 264 | 2432 | 3689.5386 | 608 | 152 | 0.11973
1651 | 927.0974 | 1003.2 | 800 | 3200 | 0 | 100% | 99.7831 | 241.2166 | 241.4671 | 241.4671 | 1 | 241.2166 | 99.8446 | 747.5751 | 710.0152 | 710.0152 | 710.0152 | 37.5599 | 747.5751 | 150.6003 | 135.7852 | 135.7852 | 135.7852 | 14.8151 | 150.6003 | 0 | 0 | 0 | 0 | 0 | 0 | 0 | 0 | 0 | 395.6654 | 317.1573 | 317.1573 | 317.1573 | 78.5081 | 395.6654 | 4301.8987 | 4301.8987 | 1533.4532 | 1533.4532 | 2011.3087 | 2011.3087 | 0 | 0 | 757.1368 | 757.1368 | 204492727.3089 | 1394317657.4572 | 150466936.6865 | 0 | 1749.2773 | 67.988 | 0 | 0 | 0 | 1297.9364 | 264 | 2432 | 3689.5386 | 608 | 152 | 0.1184
1652 | 978.6028 | 1003.2 | 800 | 3200 | 0 | 100% | 99.7945 | 245.9947 | 246.2561 | 246.2561 | 1 | 245.9947 | 99.8543 | 782.2555 | 742.9513 | 742.9513 | 742.9513 | 39.3042 | 782.2555 | 150.5935 | 135.7785 | 135.7785 | 135.7785 | 14.8151 | 150.5935 | 0 | 0 | 0 | 0 | 0 | 0 | 0 | 0 | 0 | 399.7173 | 320.3676 | 320.3676 | 320.3676 | 79.3497 | 399.7173 | 4386.8725 | 4386.8725 | 1618.5646 | 1618.5646 | 2011.2087 | 2011.2087 | 0 | 0 | 757.0992 | 757.0992 | 206216108.6078 | 1394317916.7297 | 148912547.1368 | 0 | 1749.4466 | 68.5612 | 0 | 0 | 0 | 1370.044 | 264 | 2432 | 3689.5386 | 608 | 152 | 0.1172
1653 | 1030.1083 | 1003.2 | 800 | 3200 | 0 | 100% | 99.8174 | 250.7728 | 251.0406 | 251.0406 | 1 | 250.7728 | 99.8639 | 816.99 | 775.9388 | 775.9388 | 775.9388 | 41.0513 | 816.99 | 150.587 | 135.772 | 135.772 | 135.772 | 14.815 | 150.587 | 0 | 0 | 0 | 0 | 0 | 0 | 0 | 0 | 0 | 403.4198 | 323.2987 | 323.2987 | 323.2987 | 80.1211 | 403.4198 | 4471.8467 | 4471.8467 | 1703.6709 | 1703.6709 | 2011.1127 | 2011.1127 | 0 | 0 | 757.0631 | 757.0631 | 207762442.833 | 1394318103.794 | 147534277.2374 | 0 | 1749.6148 | 69.1143 | 0 | 0 | 0 | 1442.1516 | 264 | 2432 | 3689.5386 | 608 | 152 | 0.11614
1654 | 206.0217 | 22.8 | 1000 | 4000 | 0 | 100% | 6.9292 | 249.8404 | 353.7805 | 353.7805 | 1 | 249.8404 | 27.1365 | 90.9564 | 86.416 | 86.416 | 86.416 | 4.5404 | 90.9564 | 57.0206 | 51.4457 | 51.4457 | 51.4457 | 5.5749 | 57.0206 | 0 | 0 | 0 | 0 | 0 | 0 | 0 | 0 | 0 | 18919.0147 | 15247.4668 | 15247.4668 | 15247.4668 | 3671.5479 | 18919.0147 | 1342.0105 | 1342.0105 | 343.0987 | 343.0987 | 46.0243 | 46.0243 | 0 | 0 | 952.8874 | 952.8874 | 384430313.9915 | 84212608.3755 | 6788414.6923 | 0 | 475.4313 | 0.1026 | 0 | 0 | 0 | 288.4303 | 6 | 3040 | 4611.9232 | 760 | 190 | 0.0041834
1655 | 257.5271 | 22.8 | 1000 | 4000 | 0 | 100% | 15.7192 | 224.3675 | 249.2895 | 249.2895 | 1 | 224.3675 | 32.5632 | 97.8298 | 92.9432 | 92.9432 | 92.9432 | 4.8866 | 97.8298 | 56.984 | 51.4092 | 51.4092 | 51.4092 | 5.5747 | 56.984 | 0 | 0 | 0 | 0 | 0 | 0 | 0 | 0 | 0 | 2153.6589 | 1737.9773 | 1737.9773 | 1737.9773 | 415.6816 | 2153.6589 | 1426.8206 | 1426.8206 | 428.5837 | 428.5837 | 45.9932 | 45.9932 | 0 | 0 | 952.2437 | 952.2437 | 442587055.6385 | 84215037.1991 | 43704306.2413 | 0 | 570.5064 | 0.077335 | 0 | 0 | 0 | 360.5379 | 6 | 3040 | 4611.9232 | 760 | 190 | 0.026933
1656 | 309.0325 | 22.8 | 1000 | 4000 | 0 | 100% | 22.8881 | 206.6603 | 218.4846 | 218.4846 | 1 | 206.6603 | 37.9246 | 106.7631 | 101.4273 | 101.4273 | 101.4273 | 5.3358 | 106.7631 | 56.9532 | 51.3786 | 51.3786 | 51.3786 | 5.5747 | 56.9532 | 0 | 0 | 0 | 0 | 0 | 0 | 0 | 0 | 0 | 927.155 | 749.352 | 749.352 | 749.352 | 177.803 | 927.155 | 1511.6544 | 1511.6544 | 514.0002 | 514.0002 | 45.9664 | 45.9664 | 0 | 0 | 951.6878 | 951.6878 | 484626411.3872 | 84215986.0495 | 95596900.9335 | 0 | 664.4393 | 0.046162 | 0 | 0 | 0 | 432.6455 | 6 | 3040 | 4611.9232 | 760 | 190 | 0.058911
1657 | 360.5379 | 22.8 | 1000 | 4000 | 0 | 100% | 29.3607 | 193.4453 | 200.3539 | 200.3539 | 1 | 193.4453 | 43.2407 | 116.7008 | 110.8656 | 110.8656 | 110.8656 | 5.8353 | 116.7008 | 56.9267 | 51.352 | 51.352 | 51.352 | 5.5746 | 56.9267 | 0 | 0 | 0 | 0 | 0 | 0 | 0 | 0 | 0 | 549.9095 | 445.0455 | 445.0455 | 445.0455 | 104.864 | 549.9095 | 1596.5075 | 1596.5075 | 599.3615 | 599.3615 | 45.9429 | 45.9429 | 0 | 0 | 951.2031 | 951.2031 | 515452009.3858 | 84216491.519 | 157909248.712 | 0 | 757.5777 | 0.022408 | 0 | 0 | 0 | 504.753 | 6 | 3040 | 4611.9232 | 760 | 190 | 0.097311
1658 | 412.0433 | 22.8 | 1000 | 4000 | 0 | 100% | 35.7763 | 183.1443 | 187.2868 | 187.2868 | 1 | 183.1443 | 48.5249 | 127.09 | 120.7326 | 120.7326 | 120.7326 | 6.3575 | 127.09 | 56.9034 | 51.3288 | 51.3288 | 51.3288 | 5.5746 | 56.9034 | 0 | 0 | 0 | 0 | 0 | 0 | 0 | 0 | 0 | 379.6509 | 307.5924 | 307.5924 | 307.5924 | 72.0585 | 379.6509 | 1681.3762 | 1681.3762 | 684.6774 | 684.6774 | 45.9223 | 45.9223 | 0 | 0 | 950.7765 | 950.7765 | 539904685.8634 | 84216749.8759 | 226034953.8523 | 0 | 850.1564 | 0.012586 | 0 | 0 | 0 | 576.8606 | 6 | 3040 | 4611.9232 | 760 | 190 | 0.13929
1659 | 463.5487 | 22.8 | 1000 | 4000 | 0 | 100% | 41.8493 | 175.0219 | 177.3921 | 177.3921 | 1 | 175.0219 | 53.6952 | 137.5399 | 130.6571 | 130.6571 | 130.6571 | 6.8828 | 137.5399 | 56.883 | 51.3084 | 51.3084 | 51.3084 | 5.5746 | 56.883 | 0 | 0 | 0 | 0 | 0 | 0 | 0 | 0 | 0 | 287.2098 | 232.9378 | 232.9378 | 232.9378 | 54.272 | 287.2098 | 1766.258 | 1766.258 | 769.9556 | 769.9556 | 45.9041 | 45.9041 | 0 | 0 | 950.3983 | 950.3983 | 560650580.9642 | 84216790.7488 | 295872448.7673 | 0 | 940.7398 | 0.18188 | 0 | 0 | 0 | 648.9682 | 6 | 3040 | 4611.9232 | 760 | 190 | 0.18233
1660 | 515.0541 | 22.8 | 1000 | 4000 | 0 | 100% | 47.5571 | 169.7353 | 170.992 | 170.992 | 1 | 169.7353 | 58.2141 | 147.8713 | 140.469 | 140.469 | 140.469 | 7.4023 | 147.8713 | 56.8647 | 51.2901 | 51.2901 | 51.2901 | 5.5746 | 56.8647 | 0 | 0 | 0 | 0 | 0 | 0 | 0 | 0 | 0 | 235.442 | 191.0983 | 191.0983 | 191.0983 | 44.3437 | 235.442 | 1851.1508 | 1851.1508 | 855.2024 | 855.2024 | 45.8878 | 45.8878 | 0 | 0 | 950.0607 | 950.0607 | 578892753.4833 | 84216790.7488 | 356801486.7102 | 0 | 1019.911 | 1.495 | 0 | 0 | 0 | 721.0758 | 6 | 3040 | 4611.9232 | 760 | 190 | 0.21988
1661 | 566.5595 | 22.8 | 1000 | 4000 | 0 | 100% | 52.5799 | 166.5996 | 167.2989 | 167.2989 | 1 | 166.5996 | 62.3012 | 158.1416 | 150.2228 | 150.2228 | 150.2228 | 7.9188 | 158.1416 | 56.8483 | 51.2738 | 51.2738 | 51.2738 | 5.5746 | 56.8483 | 0 | 0 | 0 | 0 | 0 | 0 | 0 | 0 | 0 | 203.0689 | 164.9481 | 164.9481 | 164.9481 | 38.1208 | 203.0689 | 1936.0528 | 1936.0528 | 940.4223 | 940.4223 | 45.8731 | 45.8731 | 0 | 0 | 949.7574 | 949.7574 | 594945085.2123 | 84216790.7488 | 412354958.1335 | 0 | 1091.5168 | 3.3056 | 0 | 0 | 0 | 793.1834 | 6 | 3040 | 4611.9232 | 760 | 190 | 0.25411
1662 | 618.065 | 22.8 | 1000 | 4000 | 0 | 100% | 56.7009 | 165.5452 | 165.8717 | 165.8717 | 1 | 165.5452 | 65.8028 | 168.3133 | 159.8829 | 159.8829 | 159.8829 | 8.4305 | 168.3133 | 56.8336 | 51.259 | 51.259 | 51.259 | 5.5746 | 56.8336 | 0 | 0 | 0 | 0 | 0 | 0 | 0 | 0 | 0 | 182.6268 | 148.6835 | 148.6835 | 148.6835 | 33.9434 | 182.6268 | 2020.9628 | 2020.9628 | 1025.6194 | 1025.6194 | 45.8599 | 45.8599 | 0 | 0 | 949.4835 | 949.4835 | 609388893.061 | 84216790.7488 | 459259249.4892 | 0 | 1152.8649 | 5.7467 | 0 | 0 | 0 | 865.2909 | 6 | 3040 | 4611.9232 | 760 | 190 | 0.28302
1663 | 669.5704 | 22.8 | 1000 | 4000 | 0 | 100% | 60.3196 | 165.084 | 165.1767 | 165.1767 | 1 | 165.084 | 68.9052 | 178.4013 | 169.4633 | 169.4633 | 169.4633 | 8.938 | 178.4013 | 56.8201 | 51.2455 | 51.2455 | 51.2455 | 5.5746 | 56.8201 | 0 | 0 | 0 | 0 | 0 | 0 | 0 | 0 | 0 | 166.961 | 135.9694 | 135.9694 | 135.9694 | 30.9916 | 166.961 | 2105.8796 | 2105.8796 | 1110.7968 | 1110.7968 | 45.8479 | 45.8479 | 0 | 0 | 949.235 | 949.235 | 622506739.0806 | 84216790.7488 | 500495067.3774 | 0 | 1207.2186 | 8.4171 | 0 | 0 | 0 | 937.3985 | 6 | 3040 | 4611.9232 | 760 | 190 | 0.30843
1664 | 721.0758 | 22.8 | 1000 | 4000 | 0 | 100% | 63.4361 | 165.4666 | 165.4052 | 165.4052 | 1 | 165.4666 | 71.6178 | 188.4117 | 178.9701 | 178.9701 | 178.9701 | 9.4416 | 188.4117 | 56.8079 | 51.2333 | 51.2333 | 51.2333 | 5.5746 | 56.8079 | 0 | 0 | 0 | 0 | 0 | 0 | 0 | 0 | 0 | 155.2407 | 126.4518 | 126.4518 | 126.4518 | 28.7889 | 155.2407 | 2190.8024 | 2190.8024 | 1195.9571 | 1195.9571 | 45.8369 | 45.8369 | 0 | 0 | 949.0083 | 949.0083 | 634395074.4555 | 84216790.7488 | 536132844.9051 | 0 | 1254.7447 | 11.2521 | 0 | 0 | 0 | 1009.5061 | 6 | 3040 | 4611.9232 | 760 | 190 | 0.33039
1665 | 772.5812 | 22.8 | 1000 | 4000 | 0 | 100% | 66.8721 | 166.4539 | 166.2706 | 166.2706 | 1 | 166.4539 | 74.1185 | 198.4002 | 188.456 | 188.456 | 188.456 | 9.9442 | 198.4002 | 56.7967 | 51.2221 | 51.2221 | 51.2221 | 5.5746 | 56.7967 | 0 | 0 | 0 | 0 | 0 | 0 | 0 | 0 | 0 | 146.0613 | 119.002 | 119.002 | 119.002 | 27.0593 | 146.0613 | 2275.7303 | 2275.7303 | 1281.1025 | 1281.1025 | 45.8269 | 45.8269 | 0 | 0 | 948.8009 | 948.8009 | 645035079.9856 | 84216790.7488 | 569304804.3013 | 0 | 1298.5567 | 13.9903 | 0 | 0 | 0 | 1081.6137 | 6 | 3040 | 4611.9232 | 760 | 190 | 0.35083
1666 | 824.0866 | 22.8 | 1000 | 4000 | 0 | 100% | 69.6347 | 167.8989 | 167.6318 | 167.6318 | 1 | 167.8989 | 76.339 | 208.399 | 197.9516 | 197.9516 | 197.9516 | 10.4474 | 208.399 | 56.7864 | 51.2118 | 51.2118 | 51.2118 | 5.5746 | 56.7864 | 0 | 0 | 0 | 0 | 0 | 0 | 0 | 0 | 0 | 138.6394 | 112.9753 | 112.9753 | 112.9753 | 25.6641 | 138.6394 | 2360.6628 | 2360.6628 | 1366.2348 | 1366.2348 | 45.8177 | 45.8177 | 0 | 0 | 948.6103 | 948.6103 | 654670449.0757 | 84216790.7488 | 598571403.2824 | 0 | 1337.4586 | 16.7242 | 0 | 0 | 0 | 1153.7213 | 6 | 3040 | 4611.9232 | 760 | 190 | 0.36896
1667 | 875.592 | 22.8 | 1000 | 4000 | 0 | 100% | 72.0776 | 169.7296 | 169.3906 | 169.3906 | 1 | 169.7296 | 78.3695 | 218.3754 | 207.4259 | 207.4259 | 207.4259 | 10.9495 | 218.3754 | 56.7769 | 51.2023 | 51.2023 | 51.2023 | 5.5746 | 56.7769 | 0 | 0 | 0 | 0 | 0 | 0 | 0 | 0 | 0 | 132.5797 | 108.0555 | 108.0555 | 108.0555 | 24.5242 | 132.5797 | 2445.5992 | 2445.5992 | 1451.3555 | 1451.3555 | 45.8092 | 45.8092 | 0 | 0 | 948.4345 | 948.4345 | 663512104.6022 | 84216790.7488 | 625303984.4268 | 0 | 1373.0329 | 19.361 | 0 | 0 | 0 | 1225.8288 | 6 | 3040 | 4611.9232 | 760 | 190 | 0.38553
1668 | 927.0974 | 22.8 | 1000 | 4000 | 0 | 100% | 74.6005 | 171.8949 | 171.4799 | 171.4799 | 1 | 171.8949 | 80.285 | 228.3347 | 216.884 | 216.884 | 216.884 | 11.4507 | 228.3347 | 56.7682 | 51.1936 | 51.1936 | 51.1936 | 5.5746 | 56.7682 | 0 | 0 | 0 | 0 | 0 | 0 | 0 | 0 | 0 | 127.6554 | 104.1099 | 104.1099 | 104.1099 | 23.5455 | 127.6554 | 2530.5393 | 2530.5393 | 1536.466 | 1536.466 | 45.8014 | 45.8014 | 0 | 0 | 948.2719 | 948.2719 | 671570083.6543 | 84216790.7488 | 650807089.595 | 0 | 1406.594 | 21.8311 | 0 | 0 | 0 | 1297.9364 | 6 | 3040 | 4611.9232 | 760 | 190 | 0.40137
1669 | 978.6028 | 22.8 | 1000 | 4000 | 0 | 100% | 76.7352 | 174.1476 | 173.7077 | 173.7077 | 1 | 174.1476 | 81.9759 | 238.2955 | 226.3434 | 226.3434 | 226.3434 | 11.952 | 238.2955 | 56.76 | 51.1854 | 51.1854 | 51.1854 | 5.5746 | 56.76 | 0 | 0 | 0 | 0 | 0 | 0 | 0 | 0 | 0 | 123.1872 | 100.4794 | 100.4794 | 100.4794 | 22.7078 | 123.1872 | 2615.4825 | 2615.4825 | 1621.5673 | 1621.5673 | 45.7941 | 45.7941 | 0 | 0 | 948.1211 | 948.1211 | 678949541.4873 | 84216790.7488 | 673051642.3298 | 0 | 1436.218 | 24.2699 | 0 | 0 | 0 | 1370.044 | 6 | 3040 | 4611.9232 | 760 | 190 | 0.4152
1670 | 1030.1083 | 22.8 | 1000 | 4000 | 0 | 100% | 78.8356 | 176.6732 | 176.2241 | 176.2241 | 1 | 176.6732 | 83.4867 | 248.2469 | 235.794 | 235.794 | 235.794 | 12.4529 | 248.2469 | 56.7524 | 51.1778 | 51.1778 | 51.1778 | 5.5746 | 56.7524 | 0 | 0 | 0 | 0 | 0 | 0 | 0 | 0 | 0 | 119.4468 | 97.4365 | 97.4365 | 97.4365 | 22.0103 | 119.4468 | 2700.4285 | 2700.4285 | 1706.6604 | 1706.6604 | 45.7873 | 45.7873 | 0 | 0 | 947.9809 | 947.9809 | 685770404.9977 | 84216790.7488 | 692700180.1137 | 0 | 1462.6874 | 26.6395 | 0 | 0 | 0 | 1442.1516 | 6 | 3040 | 4611.9232 | 760 | 190 | 0.42743
1671 | 154.5162 | 53.2 | 1000 | 4000 | 0 | 100% | 0.31963 | 235.9347 | 76.6663 | 76.6663 | 1 | 235.9347 | 27.9922 | 89.8604 | 85.3757 | 85.3757 | 85.3757 | 4.4847 | 89.8604 | 57.0738 | 51.4948 | 51.4948 | 51.4948 | 5.5791 | 57.0738 | 0 | 0 | 0 | 0 | 0 | 0 | 0 | 0 | 0 | 0 | 0 | 0 | 0 | 0 | 0 | 1317.8811 | 1317.8811 | 257.3787 | 257.3787 | 107.4128 | 107.4128 | 0 | 0 | 953.0897 | 953.0897 | 293748175.0093 | 196284014.1691 | 391941.976 | 0 | 490.4241 | 0.02589 | 0 | 0 | 0 | 216.3227 | 14 | 3040 | 4611.9232 | 760 | 190 | 0.00024153
1672 | 206.0217 | 53.2 | 1000 | 4000 | 0 | 100% | 9.5548 | 212.4367 | 264.5816 | 264.5816 | 1 | 212.4367 | 33.5303 | 92.1074 | 87.5074 | 87.5074 | 87.5074 | 4.6 | 92.1074 | 57.0205 | 51.4432 | 51.4432 | 51.4432 | 5.5774 | 57.0205 | 0 | 0 | 0 | 0 | 0 | 0 | 0 | 0 | 0 | 8737.801 | 7045.3967 | 7045.3967 | 7045.3967 | 1692.4043 | 8737.801 | 1402.6835 | 1402.6835 | 342.9294 | 342.9294 | 107.337 | 107.337 | 0 | 0 | 952.4171 | 952.4171 | 378568715.4793 | 196366509.3655 | 12516065.6358 | 0 | 587.4513 | 0.052946 | 0 | 0 | 0 | 288.4303 | 14 | 3040 | 4611.9232 | 760 | 190 | 0.007713
1673 | 257.5271 | 53.2 | 1000 | 4000 | 0 | 100% | 18.0594 | 196.5531 | 214.6236 | 214.6236 | 1 | 196.5531 | 38.9383 | 100.1497 | 95.1452 | 95.1452 | 95.1452 | 5.0045 | 100.1497 | 56.9789 | 51.4025 | 51.4025 | 51.4025 | 5.5764 | 56.9789 | 0 | 0 | 0 | 0 | 0 | 0 | 0 | 0 | 0 | 1696.5047 | 1369.8068 | 1369.8068 | 1369.8068 | 326.6979 | 1696.5047 | 1487.5111 | 1487.5111 | 428.4012 | 428.4012 | 107.2718 | 107.2718 | 0 | 0 | 951.8381 | 951.8381 | 431540410.0163 | 196425749.8954 | 54232128.5613 | 0 | 682.1983 | 0.038431 | 0 | 0 | 0 | 360.5379 | 14 | 3040 | 4611.9232 | 760 | 190 | 0.03342
1674 | 309.0325 | 53.2 | 1000 | 4000 | 0 | 100% | 25.5251 | 184.924 | 194.3247 | 194.3247 | 1 | 184.924 | 44.2836 | 110.0932 | 104.589 | 104.589 | 104.589 | 5.5041 | 110.0932 | 56.9451 | 51.3694 | 51.3694 | 51.3694 | 5.5757 | 56.9451 | 0 | 0 | 0 | 0 | 0 | 0 | 0 | 0 | 0 | 798.0754 | 645.4617 | 645.4617 | 645.4617 | 152.6137 | 798.0754 | 1572.359 | 1572.359 | 513.8094 | 513.8094 | 107.215 | 107.215 | 0 | 0 | 951.3346 | 951.3346 | 469211912.7437 | 196469121.3072 | 110166790.8077 | 0 | 775.8478 | 0.021623 | 0 | 0 | 0 | 432.6455 | 14 | 3040 | 4611.9232 | 760 | 190 | 0.06789
1675 | 360.5379 | 53.2 | 1000 | 4000 | 0 | 100% | 32.2717 | 175.8202 | 181.5039 | 181.5039 | 1 | 175.8202 | 49.5879 | 120.824 | 114.7807 | 114.7807 | 114.7807 | 6.0433 | 120.824 | 56.9175 | 51.3421 | 51.3421 | 51.3421 | 5.5754 | 56.9175 | 0 | 0 | 0 | 0 | 0 | 0 | 0 | 0 | 0 | 494.0683 | 400.1377 | 400.1377 | 400.1377 | 93.9306 | 494.0683 | 1657.2236 | 1657.2236 | 599.1658 | 599.1658 | 107.1652 | 107.1652 | 0 | 0 | 950.8926 | 950.8926 | 497415958.7997 | 196481167.2291 | 174882252.7759 | 0 | 868.7794 | 0.012918 | 0 | 0 | 0 | 504.753 | 14 | 3040 | 4611.9232 | 760 | 190 | 0.10777
1676 | 412.0433 | 53.2 | 1000 | 4000 | 0 | 100% | 39.0982 | 168.4829 | 172.0421 | 172.0421 | 1 | 168.4829 | 54.8598 | 131.8218 | 125.2259 | 125.2259 | 125.2259 | 6.596 | 131.8218 | 56.8939 | 51.3188 | 51.3188 | 51.3188 | 5.5751 | 56.8939 | 0 | 0 | 0 | 0 | 0 | 0 | 0 | 0 | 0 | 350.2066 | 283.9513 | 283.9513 | 283.9513 | 66.2553 | 350.2066 | 1742.102 | 1742.102 | 684.4793 | 684.4793 | 107.1211 | 107.1211 | 0 | 0 | 950.5015 | 950.5015 | 520223566.5622 | 196489297.2521 | 244430803.914 | 0 | 961.1437 | 0.0085933 | 0 | 0 | 0 | 576.8606 | 14 | 3040 | 4611.9232 | 760 | 190 | 0.15063
1677 | 463.5487 | 53.2 | 1000 | 4000 | 0 | 100% | 45.2968 | 163.1435 | 165.1384 | 165.1384 | 1 | 163.1435 | 59.6679 | 142.7899 | 135.6426 | 135.6426 | 135.6426 | 7.1473 | 142.7899 | 56.8733 | 51.2984 | 51.2984 | 51.2984 | 5.575 | 56.8733 | 0 | 0 | 0 | 0 | 0 | 0 | 0 | 0 | 0 | 272.966 | 221.5332 | 221.5332 | 221.5332 | 51.4329 | 272.966 | 1826.9918 | 1826.9918 | 769.7569 | 769.7569 | 107.0819 | 107.0819 | 0 | 0 | 950.153 | 950.153 | 539729485.761 | 196494882.4442 | 309157235.6399 | 0 | 1045.3816 | 0.79695 | 0 | 0 | 0 | 648.9682 | 14 | 3040 | 4611.9232 | 760 | 190 | 0.19052
1678 | 515.0541 | 53.2 | 1000 | 4000 | 0 | 100% | 51.3699 | 160.0137 | 161.2593 | 161.2593 | 1 | 160.0137 | 63.9424 | 153.6732 | 145.9788 | 145.9788 | 145.9788 | 7.6944 | 153.6732 | 56.8553 | 51.2805 | 51.2805 | 51.2805 | 5.5748 | 56.8553 | 0 | 0 | 0 | 0 | 0 | 0 | 0 | 0 | 0 | 228.6607 | 185.7058 | 185.7058 | 185.7058 | 42.9549 | 228.6607 | 1911.8914 | 1911.8914 | 855.0042 | 855.0042 | 107.0466 | 107.0466 | 0 | 0 | 949.8405 | 949.8405 | 556738285.2379 | 196498507.9384 | 367034693.1166 | 0 | 1120.2715 | 2.3304 | 0 | 0 | 0 | 721.0758 | 14 | 3040 | 4611.9232 | 760 | 190 | 0.22618
1679 | 566.5595 | 53.2 | 1000 | 4000 | 0 | 100% | 56.0845 | 158.254 | 158.976 | 158.976 | 1 | 158.254 | 67.7118 | 164.4657 | 156.2285 | 156.2285 | 156.2285 | 8.2371 | 164.4657 | 56.8393 | 51.2646 | 51.2646 | 51.2646 | 5.5748 | 56.8393 | 0 | 0 | 0 | 0 | 0 | 0 | 0 | 0 | 0 | 199.4773 | 162.1171 | 162.1171 | 162.1171 | 37.3601 | 199.4773 | 1996.7992 | 1996.7992 | 940.2256 | 940.2256 | 107.0149 | 107.0149 | 0 | 0 | 949.5587 | 949.5587 | 571771852.8139 | 196500734.6195 | 418038329.649 | 0 | 1186.3109 | 4.3946 | 0 | 0 | 0 | 793.1834 | 14 | 3040 | 4611.9232 | 760 | 190 | 0.25762
1680 | 618.065 | 53.2 | 1000 | 4000 | 0 | 100% | 60.1027 | 158.4545 | 158.8905 | 158.8905 | 1 | 158.4545 | 70.9163 | 175.1829 | 166.4068 | 166.4068 | 166.4068 | 8.7761 | 175.1829 | 56.8251 | 51.2503 | 51.2503 | 51.2503 | 5.5747 | 56.8251 | 0 | 0 | 0 | 0 | 0 | 0 | 0 | 0 | 0 | 181.7265 | 148.018 | 148.018 | 148.018 | 33.7086 | 181.7265 | 2081.7142 | 2081.7142 | 1025.4247 | 1025.4247 | 106.9861 | 106.9861 | 0 | 0 | 949.3033 | 949.3033 | 585207670.96 | 196502166.7938 | 460744547.8432 | 0 | 1242.4544 | 6.9793 | 0 | 0 | 0 | 865.2909 | 14 | 3040 | 4611.9232 | 760 | 190 | 0.28393
1681 | 669.5704 | 53.2 | 1000 | 4000 | 0 | 100% | 63.6416 | 159.0476 | 159.2752 | 159.2752 | 1 | 159.0476 | 73.6165 | 185.8344 | 176.5225 | 176.5225 | 176.5225 | 9.3119 | 185.8344 | 56.8122 | 51.2375 | 51.2375 | 51.2375 | 5.5747 | 56.8122 | 0 | 0 | 0 | 0 | 0 | 0 | 0 | 0 | 0 | 167.8863 | 136.7786 | 136.7786 | 136.7786 | 31.1077 | 167.8863 | 2166.6353 | 2166.6353 | 1110.6047 | 1110.6047 | 106.9599 | 106.9599 | 0 | 0 | 949.0708 | 949.0708 | 597284307.6306 | 196503203.2941 | 495973878.0391 | 0 | 1289.7614 | 9.8897 | 0 | 0 | 0 | 937.3985 | 14 | 3040 | 4611.9232 | 760 | 190 | 0.30564
1682 | 721.0758 | 53.2 | 1000 | 4000 | 0 | 100% | 66.9863 | 160.1318 | 160.2222 | 160.2222 | 1 | 160.1318 | 76.1861 | 196.422 | 186.5775 | 186.5775 | 186.5775 | 9.8445 | 196.422 | 56.8004 | 51.2258 | 51.2258 | 51.2258 | 5.5747 | 56.8004 | 0 | 0 | 0 | 0 | 0 | 0 | 0 | 0 | 0 | 157.0273 | 127.9608 | 127.9608 | 127.9608 | 29.0665 | 157.0273 | 2251.5618 | 2251.5618 | 1195.7678 | 1195.7678 | 106.9359 | 106.9359 | 0 | 0 | 948.8581 | 948.8581 | 608190391.5082 | 196504092.3562 | 530086535.3778 | 0 | 1334.781 | 12.5978 | 0 | 0 | 0 | 1009.5061 | 14 | 3040 | 4611.9232 | 760 | 190 | 0.32667
1683 | 772.5812 | 53.2 | 1000 | 4000 | 0 | 100% | 70.1256 | 161.663 | 161.6492 | 161.6492 | 1 | 161.663 | 78.4175 | 206.9961 | 196.6196 | 196.6196 | 196.6196 | 10.3765 | 206.9961 | 56.7897 | 51.2151 | 51.2151 | 51.2151 | 5.5746 | 56.7897 | 0 | 0 | 0 | 0 | 0 | 0 | 0 | 0 | 0 | 148.3901 | 120.9445 | 120.9445 | 120.9445 | 27.4456 | 148.3901 | 2336.493 | 2336.493 | 1280.9162 | 1280.9162 | 106.9139 | 106.9139 | 0 | 0 | 948.6629 | 948.6629 | 617961206.6005 | 196504669.8295 | 559408688.3471 | 0 | 1373.8746 | 15.3753 | 0 | 0 | 0 | 1081.6137 | 14 | 3040 | 4611.9232 | 760 | 190 | 0.34478
1684 | 824.0866 | 53.2 | 1000 | 4000 | 0 | 100% | 72.7511 | 163.5947 | 163.496 | 163.496 | 1 | 163.5947 | 80.4623 | 217.5537 | 206.6459 | 206.6459 | 206.6459 | 10.9077 | 217.5537 | 56.7798 | 51.2052 | 51.2052 | 51.2052 | 5.5746 | 56.7798 | 0 | 0 | 0 | 0 | 0 | 0 | 0 | 0 | 0 | 141.4654 | 115.3204 | 115.3204 | 115.3204 | 26.145 | 141.4654 | 2421.4284 | 2421.4284 | 1366.0517 | 1366.0517 | 106.8937 | 106.8937 | 0 | 0 | 948.4831 | 948.4831 | 626872762.128 | 196505094.8895 | 586322054.1836 | 0 | 1409.6999 | 18.0422 | 0 | 0 | 0 | 1153.7213 | 14 | 3040 | 4611.9232 | 760 | 190 | 0.36145
1685 | 875.592 | 53.2 | 1000 | 4000 | 0 | 100% | 75.4566 | 165.7443 | 165.5627 | 165.5627 | 1 | 165.7443 | 82.3709 | 228.0995 | 216.6611 | 216.6611 | 216.6611 | 11.4384 | 228.0995 | 56.7708 | 51.1961 | 51.1961 | 51.1961 | 5.5746 | 56.7708 | 0 | 0 | 0 | 0 | 0 | 0 | 0 | 0 | 0 | 135.5997 | 110.5557 | 110.5557 | 110.5557 | 25.044 | 135.5997 | 2506.3675 | 2506.3675 | 1451.1756 | 1451.1756 | 106.8749 | 106.8749 | 0 | 0 | 948.3169 | 948.3169 | 634932923.6095 | 196505425.1595 | 611699089.9578 | 0 | 1443.1374 | 20.5639 | 0 | 0 | 0 | 1225.8288 | 14 | 3040 | 4611.9232 | 760 | 190 | 0.37721
1686 | 927.0974 | 53.2 | 1000 | 4000 | 0 | 100% | 77.8995 | 168.0818 | 167.8528 | 167.8528 | 1 | 168.0818 | 84.0788 | 238.6323 | 226.6639 | 226.6639 | 226.6639 | 11.9684 | 238.6323 | 56.7624 | 51.1878 | 51.1878 | 51.1878 | 5.5746 | 56.7624 | 0 | 0 | 0 | 0 | 0 | 0 | 0 | 0 | 0 | 130.5878 | 106.4885 | 106.4885 | 106.4885 | 24.0993 | 130.5878 | 2591.3098 | 2591.3098 | 1536.2893 | 1536.2893 | 106.8576 | 106.8576 | 0 | 0 | 948.1629 | 948.1629 | 642334639.103 | 196505655.2673 | 634220084.6084 | 0 | 1473.0604 | 23.0279 | 0 | 0 | 0 | 1297.9364 | 14 | 3040 | 4611.9232 | 760 | 190 | 0.39121
1687 | 978.6028 | 53.2 | 1000 | 4000 | 0 | 100% | 80.0342 | 170.7363 | 170.4735 | 170.4735 | 1 | 170.7363 | 85.6243 | 249.1518 | 236.654 | 236.654 | 236.654 | 12.4978 | 249.1518 | 56.7546 | 51.18 | 51.18 | 51.18 | 5.5746 | 56.7546 | 0 | 0 | 0 | 0 | 0 | 0 | 0 | 0 | 0 | 126.5824 | 103.2764 | 103.2764 | 103.2764 | 23.306 | 126.5824 | 2676.2551 | 2676.2551 | 1621.3939 | 1621.3939 | 106.8414 | 106.8414 | 0 | 0 | 948.0198 | 948.0198 | 649136970.2222 | 196505782.7523 | 654494448.632 | 0 | 1500.1372 | 25.4032 | 0 | 0 | 0 | 1370.044 | 14 | 3040 | 4611.9232 | 760 | 190 | 0.40383
1688 | 1030.1083 | 53.2 | 1000 | 4000 | 0 | 100% | 81.5868 | 173.6915 | 173.4473 | 173.4473 | 1 | 173.6915 | 86.8382 | 259.6562 | 246.6298 | 246.6298 | 246.6298 | 13.0265 | 259.6562 | 56.7474 | 51.1728 | 51.1728 | 51.1728 | 5.5746 | 56.7474 | 0 | 0 | 0 | 0 | 0 | 0 | 0 | 0 | 0 | 123.3019 | 100.6011 | 100.6011 | 100.6011 | 22.7007 | 123.3019 | 2761.203 | 2761.203 | 1706.4903 | 1706.4903 | 106.8264 | 106.8264 | 0 | 0 | 947.8864 | 947.8864 | 655423901.6371 | 196505845.0805 | 669475695.2621 | 0 | 1521.4054 | 27.8544 | 0 | 0 | 0 | 1442.1516 | 14 | 3040 | 4611.9232 | 760 | 190 | 0.41318
1689 | 103.0108 | 102.6 | 1000 | 4000 | 0 | 100% | 0.057078 | 203.2539 | 68.2363 | 68.2363 | 1 | 203.2539 | 32.787 | 89.6352 | 85.1612 | 85.1612 | 85.1612 | 4.474 | 89.6352 | 57.1821 | 51.5919 | 51.5919 | 51.5919 | 5.5903 | 57.1821 | 0 | 0 | 0 | 0 | 0 | 0 | 0 | 0 | 0 | 0 | 0 | 0 | 0 | 0 | 0 | 1331.6657 | 1331.6657 | 171.5648 | 171.5648 | 207.1279 | 207.1279 | 0 | 0 | 952.973 | 952.973 | 196332973.333 | 377714601.6884 | 381058.0766 | 0 | 574.4286 | 0.0012567 | 0 | 0 | 0 | 144.2152 | 27 | 3040 | 4611.9232 | 760 | 190 | 0.00023483
1690 | 154.5162 | 102.6 | 1000 | 4000 | 0 | 100% | 3.5388 | 186.906 | 230.4903 | 230.4903 | 1 | 186.906 | 38.3788 | 90.7847 | 86.2504 | 86.2504 | 86.2504 | 4.5344 | 90.7847 | 57.0911 | 51.5062 | 51.5062 | 51.5062 | 5.5848 | 57.0911 | 0 | 0 | 0 | 0 | 0 | 0 | 0 | 0 | 0 | 23391.6257 | 18856.1173 | 18856.1173 | 18856.1173 | 4535.5084 | 23391.6257 | 1416.4725 | 1416.4725 | 257.17 | 257.17 | 206.9854 | 206.9854 | 0 | 0 | 952.3171 | 952.3171 | 289719417.8297 | 378099050.2391 | 4578252.4027 | 0 | 672.3967 | 0.0096498 | 0 | 0 | 0 | 216.3227 | 27 | 3040 | 4611.9232 | 760 | 190 | 0.0028213
1691 | 206.0217 | 102.6 | 1000 | 4000 | 0 | 100% | 14.0639 | 175.5332 | 197.8935 | 197.8935 | 1 | 175.5332 | 43.8795 | 95.6588 | 90.8783 | 90.8783 | 90.8783 | 4.7805 | 95.6588 | 57.0307 | 51.4488 | 51.4488 | 51.4488 | 5.5819 | 57.0307 | 0 | 0 | 0 | 0 | 0 | 0 | 0 | 0 | 0 | 3492.2932 | 2818.487 | 2818.487 | 2818.487 | 673.8062 | 3492.2932 | 1501.3038 | 1501.3038 | 342.6898 | 342.6898 | 206.8625 | 206.8625 | 0 | 0 | 951.7516 | 951.7516 | 363012071.0167 | 378315540.5247 | 27441407.6425 | 0 | 768.769 | 0.017542 | 0 | 0 | 0 | 288.4303 | 27 | 3040 | 4611.9232 | 760 | 190 | 0.016911
1692 | 257.5271 | 102.6 | 1000 | 4000 | 0 | 100% | 22.9566 | 167.2006 | 178.1197 | 178.1197 | 1 | 167.2006 | 49.2605 | 105.7252 | 100.439 | 100.439 | 100.439 | 5.2862 | 105.7252 | 56.9854 | 51.4053 | 51.4053 | 51.4053 | 5.5801 | 56.9854 | 0 | 0 | 0 | 0 | 0 | 0 | 0 | 0 | 0 | 1160.2067 | 937.7918 | 937.7918 | 937.7918 | 222.4149 | 1160.2067 | 1586.1547 | 1586.1547 | 428.1404 | 428.1404 | 206.7554 | 206.7554 | 0 | 0 | 951.2589 | 951.2589 | 407837399.9228 | 378461585.6086 | 76744595.3585 | 0 | 863.0436 | 0.011869 | 0 | 0 | 0 | 360.5379 | 27 | 3040 | 4611.9232 | 760 | 190 | 0.047294
1693 | 309.0325 | 102.6 | 1000 | 4000 | 0 | 100% | 30.6164 | 160.8086 | 167.2621 | 167.2621 | 1 | 160.8086 | 54.5852 | 117.1477 | 111.2879 | 111.2879 | 111.2879 | 5.8598 | 117.1477 | 56.949 | 51.3702 | 51.3702 | 51.3702 | 5.5788 | 56.949 | 0 | 0 | 0 | 0 | 0 | 0 | 0 | 0 | 0 | 631.5004 | 511.4259 | 511.4259 | 511.4259 | 120.0745 | 631.5004 | 1671.0217 | 1671.0217 | 513.5346 | 513.5346 | 206.6612 | 206.6612 | 0 | 0 | 950.8258 | 950.8258 | 440279017.0449 | 378570139.5534 | 137484413.6272 | 0 | 956.3336 | 0.009179 | 0 | 0 | 0 | 432.6455 | 27 | 3040 | 4611.9232 | 760 | 190 | 0.084725
1694 | 360.5379 | 102.6 | 1000 | 4000 | 0 | 100% | 38.2306 | 155.4368 | 159.6301 | 159.6301 | 1 | 155.4368 | 59.8709 | 129.061 | 122.6028 | 122.6028 | 122.6028 | 6.4582 | 129.061 | 56.9191 | 51.3412 | 51.3412 | 51.3412 | 5.5779 | 56.9191 | 0 | 0 | 0 | 0 | 0 | 0 | 0 | 0 | 0 | 418.6126 | 339.4531 | 339.4531 | 339.4531 | 79.1595 | 418.6126 | 1755.902 | 1755.902 | 598.882 | 598.882 | 206.5779 | 206.5779 | 0 | 0 | 950.4421 | 950.4421 | 465201339.0866 | 378654593.3466 | 205082680.0383 | 0 | 1048.9386 | 0.005698 | 0 | 0 | 0 | 504.753 | 27 | 3040 | 4611.9232 | 760 | 190 | 0.12638
1695 | 412.0433 | 102.6 | 1000 | 4000 | 0 | 100% | 45.5594 | 151.6609 | 154.1939 | 154.1939 | 1 | 151.6609 | 64.6623 | 141.0994 | 134.0364 | 134.0364 | 134.0364 | 7.063 | 141.0994 | 56.8934 | 51.3162 | 51.3162 | 51.3162 | 5.5772 | 56.8934 | 0 | 0 | 0 | 0 | 0 | 0 | 0 | 0 | 0 | 315.0901 | 255.7722 | 255.7722 | 255.7722 | 59.3179 | 315.0901 | 1840.7935 | 1840.7935 | 684.1901 | 684.1901 | 206.5035 | 206.5035 | 0 | 0 | 950.0999 | 950.0999 | 485604672.9978 | 378726280.2556 | 268551898.9079 | 0 | 1132.8829 | 0.77548 | 0 | 0 | 0 | 576.8606 | 27 | 3040 | 4611.9232 | 760 | 190 | 0.16549
1696 | 463.5487 | 102.6 | 1000 | 4000 | 0 | 100% | 52.5342 | 149.3866 | 151.1079 | 151.1079 | 1 | 149.3866 | 69.0289 | 153.0846 | 145.4193 | 145.4193 | 145.4193 | 7.6653 | 153.0846 | 56.8713 | 51.2947 | 51.2947 | 51.2947 | 5.5767 | 56.8713 | 0 | 0 | 0 | 0 | 0 | 0 | 0 | 0 | 0 | 257.0425 | 208.8292 | 208.8292 | 208.8292 | 48.2134 | 257.0425 | 1925.6945 | 1925.6945 | 769.4651 | 769.4651 | 206.4367 | 206.4367 | 0 | 0 | 949.7928 | 949.7928 | 503026861.2615 | 378786571.0102 | 327572239.0439 | 0 | 1209.3857 | 2.0634 | 0 | 0 | 0 | 648.9682 | 27 | 3040 | 4611.9232 | 760 | 190 | 0.20187
1697 | 515.0541 | 102.6 | 1000 | 4000 | 0 | 100% | 58.1621 | 148.3464 | 149.4193 | 149.4193 | 1 | 148.3464 | 72.7402 | 165.0116 | 156.7468 | 156.7468 | 156.7468 | 8.2648 | 165.0116 | 56.852 | 51.2758 | 51.2758 | 51.2758 | 5.5762 | 56.852 | 0 | 0 | 0 | 0 | 0 | 0 | 0 | 0 | 0 | 220.9077 | 179.5794 | 179.5794 | 179.5794 | 41.3284 | 220.9077 | 2010.6036 | 2010.6036 | 854.7116 | 854.7116 | 206.3765 | 206.3765 | 0 | 0 | 949.5155 | 949.5155 | 518009256.2579 | 378839304.4703 | 377559532.9035 | 0 | 1274.4081 | 4.0915 | 0 | 0 | 0 | 721.0758 | 27 | 3040 | 4611.9232 | 760 | 190 | 0.23267
1698 | 566.5595 | 102.6 | 1000 | 4000 | 0 | 100% | 62.2831 | 148.8444 | 149.5514 | 149.5514 | 1 | 148.8444 | 75.7059 | 176.9124 | 168.0493 | 168.0493 | 168.0493 | 8.8631 | 176.9124 | 56.835 | 51.2591 | 51.2591 | 51.2591 | 5.5759 | 56.835 | 0 | 0 | 0 | 0 | 0 | 0 | 0 | 0 | 0 | 199.0169 | 161.8655 | 161.8655 | 161.8655 | 37.1515 | 199.0169 | 2095.5196 | 2095.5196 | 939.9338 | 939.9338 | 206.3218 | 206.3218 | 0 | 0 | 949.264 | 949.264 | 531069212.0396 | 378883586.1591 | 416415141.2011 | 0 | 1326.3679 | 6.8528 | 0 | 0 | 0 | 793.1834 | 27 | 3040 | 4611.9232 | 760 | 190 | 0.25662
1699 | 618.065 | 102.6 | 1000 | 4000 | 0 | 100% | 66.3927 | 150.4147 | 150.937 | 150.937 | 1 | 150.4147 | 78.4083 | 188.7346 | 179.277 | 179.277 | 179.277 | 9.4576 | 188.7346 | 56.82 | 51.2443 | 51.2443 | 51.2443 | 5.5756 | 56.82 | 0 | 0 | 0 | 0 | 0 | 0 | 0 | 0 | 0 | 184.4453 | 150.3372 | 150.3372 | 150.3372 | 34.1081 | 184.4453 | 2180.4417 | 2180.4417 | 1025.1348 | 1025.1348 | 206.272 | 206.272 | 0 | 0 | 949.0349 | 949.0349 | 542713843.8133 | 378910828.0204 | 452088700.3008 | 0 | 1373.7134 | 9.5976 | 0 | 0 | 0 | 865.2909 | 27 | 3040 | 4611.9232 | 760 | 190 | 0.2786
1700 | 669.5704 | 102.6 | 1000 | 4000 | 0 | 100% | 69.8059 | 151.9951 | 152.3644 | 152.3644 | 1 | 151.9951 | 80.7566 | 200.4832 | 190.4348 | 190.4348 | 190.4348 | 10.0484 | 200.4832 | 56.8067 | 51.2312 | 51.2312 | 51.2312 | 5.5754 | 56.8067 | 0 | 0 | 0 | 0 | 0 | 0 | 0 | 0 | 0 | 172.2301 | 140.4101 | 140.4101 | 140.4101 | 31.82 | 172.2301 | 2265.369 | 2265.369 | 1110.3173 | 1110.3173 | 206.2264 | 206.2264 | 0 | 0 | 948.8252 | 948.8252 | 553194897.0656 | 378923119.8174 | 482738023.3549 | 0 | 1414.856 | 12.435 | 0 | 0 | 0 | 937.3985 | 27 | 3040 | 4611.9232 | 760 | 190 | 0.29749
1701 | 721.0758 | 102.6 | 1000 | 4000 | 0 | 100% | 73.1735 | 153.9517 | 154.2139 | 154.2139 | 1 | 153.9517 | 82.9098 | 212.1846 | 201.5476 | 201.5476 | 201.5476 | 10.6369 | 212.1846 | 56.7947 | 51.2194 | 51.2194 | 51.2194 | 5.5753 | 56.7947 | 0 | 0 | 0 | 0 | 0 | 0 | 0 | 0 | 0 | 162.6368 | 132.6111 | 132.6111 | 132.6111 | 30.0257 | 162.6368 | 2350.3009 | 2350.3009 | 1195.4837 | 1195.4837 | 206.1846 | 206.1846 | 0 | 0 | 948.6327 | 948.6327 | 562529081.3267 | 378932863.6086 | 511118619.3201 | 0 | 1452.5806 | 15.1603 | 0 | 0 | 0 | 1009.5061 | 27 | 3040 | 4611.9232 | 760 | 190 | 0.315
1702 | 772.5812 | 102.6 | 1000 | 4000 | 0 | 100% | 76.3242 | 156.0809 | 156.2496 | 156.2496 | 1 | 156.0809 | 84.9074 | 223.8769 | 212.6518 | 212.6518 | 212.6518 | 11.2251 | 223.8769 | 56.7839 | 51.2087 | 51.2087 | 51.2087 | 5.5752 | 56.7839 | 0 | 0 | 0 | 0 | 0 | 0 | 0 | 0 | 0 | 154.5374 | 126.0246 | 126.0246 | 126.0246 | 28.5128 | 154.5374 | 2435.237 | 2435.237 | 1280.6358 | 1280.6358 | 206.146 | 206.146 | 0 | 0 | 948.4552 | 948.4552 | 570955982.1893 | 378940773.2034 | 537680420.7424 | 0 | 1487.5772 | 17.7532 | 0 | 0 | 0 | 1081.6137 | 27 | 3040 | 4611.9232 | 760 | 190 | 0.33147
1703 | 824.0866 | 102.6 | 1000 | 4000 | 0 | 100% | 78.9954 | 158.4448 | 158.5408 | 158.5408 | 1 | 158.4448 | 86.6556 | 235.5277 | 223.7165 | 223.7165 | 223.7165 | 11.8112 | 235.5277 | 56.774 | 51.1989 | 51.1989 | 51.1989 | 5.5751 | 56.774 | 0 | 0 | 0 | 0 | 0 | 0 | 0 | 0 | 0 | 147.8676 | 120.6045 | 120.6045 | 120.6045 | 27.2631 | 147.8676 | 2520.1766 | 2520.1766 | 1365.7751 | 1365.7751 | 206.1103 | 206.1103 | 0 | 0 | 948.2911 | 948.2911 | 578642406.8925 | 378947208.4135 | 560617308.1672 | 0 | 1518.2069 | 20.3302 | 0 | 0 | 0 | 1153.7213 | 27 | 3040 | 4611.9232 | 760 | 190 | 0.34572
1704 | 875.592 | 102.6 | 1000 | 4000 | 0 | 100% | 81.1758 | 161.1311 | 161.1682 | 161.1682 | 1 | 161.1311 | 88.1825 | 247.165 | 234.7683 | 234.7683 | 234.7683 | 12.3967 | 247.165 | 56.7649 | 51.1899 | 51.1899 | 51.1899 | 5.575 | 56.7649 | 0 | 0 | 0 | 0 | 0 | 0 | 0 | 0 | 0 | 142.5755 | 116.2961 | 116.2961 | 116.2961 | 26.2794 | 142.5755 | 2605.1194 | 2605.1194 | 1450.9032 | 1450.9032 | 206.0773 | 206.0773 | 0 | 0 | 948.1389 | 948.1389 | 585556639.2875 | 378952793.5657 | 580447702.4729 | 0 | 1544.9571 | 22.8612 | 0 | 0 | 0 | 1225.8288 | 27 | 3040 | 4611.9232 | 760 | 190 | 0.35806
1705 | 927.0974 | 102.6 | 1000 | 4000 | 0 | 100% | 83.0822 | 164.0088 | 164.012 | 164.012 | 1 | 164.0088 | 89.5153 | 258.8081 | 245.8257 | 245.8257 | 245.8257 | 12.9825 | 258.8081 | 56.7565 | 51.1816 | 51.1816 | 51.1816 | 5.5749 | 56.7565 | 0 | 0 | 0 | 0 | 0 | 0 | 0 | 0 | 0 | 138.1346 | 112.6771 | 112.6771 | 112.6771 | 25.4575 | 138.1346 | 2690.0652 | 2690.0652 | 1536.0212 | 1536.0212 | 206.0465 | 206.0465 | 0 | 0 | 947.9974 | 947.9974 | 591865861.684 | 378957183.5156 | 597484898.0222 | 0 | 1568.3079 | 25.3334 | 0 | 0 | 0 | 1297.9364 | 27 | 3040 | 4611.9232 | 760 | 190 | 0.36868
1706 | 978.6028 | 102.6 | 1000 | 4000 | 0 | 100% | 84.863 | 167.1588 | 167.1423 | 167.1423 | 1 | 167.1588 | 90.6581 | 270.4344 | 256.867 | 256.867 | 256.867 | 13.5675 | 270.4344 | 56.7488 | 51.1739 | 51.1739 | 51.1739 | 5.5749 | 56.7488 | 0 | 0 | 0 | 0 | 0 | 0 | 0 | 0 | 0 | 134.6094 | 109.8031 | 109.8031 | 109.8031 | 24.8063 | 134.6094 | 2775.0135 | 2775.0135 | 1621.1301 | 1621.1301 | 206.0178 | 206.0178 | 0 | 0 | 947.8655 | 947.8655 | 597673484.9314 | 378960573.6029 | 611696330.9858 | 0 | 1588.3304 | 27.7501 | 0 | 0 | 0 | 1370.044 | 27 | 3040 | 4611.9232 | 760 | 190 | 0.37756
1707 | 1030.1083 | 102.6 | 1000 | 4000 | 0 | 100% | 86.4155 | 170.51 | 170.471 | 170.471 | 1 | 170.51 | 91.6793 | 282.0544 | 267.9022 | 267.9022 | 267.9022 | 14.1522 | 282.0544 | 56.7417 | 51.1669 | 51.1669 | 51.1669 | 5.5748 | 56.7417 | 0 | 0 | 0 | 0 | 0 | 0 | 0 | 0 | 0 | 131.7332 | 107.4612 | 107.4612 | 107.4612 | 24.272 | 131.7332 | 2859.9641 | 2859.9641 | 1706.2308 | 1706.2308 | 205.991 | 205.991 | 0 | 0 | 947.7423 | 947.7423 | 602979103.7964 | 378963217.8182 | 624278367.976 | 0 | 1606.2207 | 30.0564 | 0 | 0 | 0 | 1442.1516 | 27 | 3040 | 4611.9232 | 760 | 190 | 0.38543
1708 | 51.5054 | 152 | 1000 | 4000 | 0 | 100% | 0.034247 | 179.4499 | 62.0963 | 62.0963 | 1 | 179.4499 | 37.4864 | 89.36 | 84.8992 | 84.8992 | 84.8992 | 4.4608 | 89.36 | 57.3422 | 51.7357 | 51.7357 | 51.7357 | 5.6065 | 57.3422 | 0 | 0 | 0 | 0 | 0 | 0 | 0 | 0 | 0 | 0 | 0 | 0 | 0 | 0 | 0 | 1345.4511 | 1345.4511 | 85.7722 | 85.7722 | 306.8196 | 306.8196 | 0 | 0 | 952.8593 | 952.8593 | 98383505.4074 | 557895156.1716 | 482882.5351 | 0 | 656.7615 | 0.0028105 | 0 | 0 | 0 | 72.1076 | 40 | 3040 | 4611.9232 | 760 | 190 | 0.00029758
1709 | 154.5162 | 152 | 1000 | 4000 | 0 | 100% | 9.0868 | 159.3948 | 173.9497 | 173.9497 | 1 | 159.3948 | 48.7099 | 94.7006 | 89.9676 | 89.9676 | 89.9676 | 4.733 | 94.7006 | 57.1095 | 51.5194 | 51.5194 | 51.5194 | 5.5901 | 57.1095 | 0 | 0 | 0 | 0 | 0 | 0 | 0 | 0 | 0 | 5303.2569 | 4278.7271 | 4278.7271 | 4278.7271 | 1024.5298 | 5303.2569 | 1515.097 | 1515.097 | 256.9945 | 256.9945 | 306.4356 | 306.4356 | 0 | 0 | 951.6669 | 951.6669 | 276777812.8609 | 559597122.2518 | 17023317.7006 | 0 | 853.3983 | 0.0049217 | 0 | 0 | 0 | 216.3227 | 40 | 3040 | 4611.9232 | 760 | 190 | 0.010491
1710 | 206.0217 | 152 | 1000 | 4000 | 0 | 100% | 20.0799 | 153.144 | 164.1311 | 164.1311 | 1 | 153.144 | 54.179 | 101.9916 | 96.8917 | 96.8917 | 96.8917 | 5.0999 | 101.9916 | 57.0427 | 51.4566 | 51.4566 | 51.4566 | 5.5861 | 57.0427 | 0 | 0 | 0 | 0 | 0 | 0 | 0 | 0 | 0 | 1800.9209 | 1455.1269 | 1455.1269 | 1455.1269 | 345.794 | 1800.9209 | 1599.9507 | 1599.9507 | 342.4857 | 342.4857 | 306.2804 | 306.2804 | 0 | 0 | 951.1847 | 951.1847 | 339669451.8443 | 560012407.4165 | 49534587.1645 | 0 | 949.2164 | 0.0079976 | 0 | 0 | 0 | 288.4303 | 40 | 3040 | 4611.9232 | 760 | 190 | 0.030526
1711 | 257.5271 | 152 | 1000 | 4000 | 0 | 100% | 29.6575 | 148.4994 | 155.4209 | 155.4209 | 1 | 148.4994 | 59.5381 | 113.7959 | 108.1034 | 108.1034 | 108.1034 | 5.6925 | 113.7959 | 56.9937 | 51.4101 | 51.4101 | 51.4101 | 5.5835 | 56.9937 | 0 | 0 | 0 | 0 | 0 | 0 | 0 | 0 | 0 | 833.9544 | 675.2355 | 675.2355 | 675.2355 | 158.7189 | 833.9544 | 1684.82 | 1684.82 | 427.9161 | 427.9161 | 306.1437 | 306.1437 | 0 | 0 | 950.7603 | 950.7603 | 378337850.2989 | 560286373.4518 | 104483751.2962 | 0 | 1043.108 | 0.0053816 | 0 | 0 | 0 | 360.5379 | 40 | 3040 | 4611.9232 | 760 | 190 | 0.064388
1712 | 309.0325 | 152 | 1000 | 4000 | 0 | 100% | 38.4361 | 144.6004 | 149.1087 | 149.1087 | 1 | 144.6004 | 64.8339 | 126.6846 | 120.3449 | 120.3449 | 120.3449 | 6.3397 | 126.6846 | 56.9556 | 51.3738 | 51.3738 | 51.3738 | 5.5818 | 56.9556 | 0 | 0 | 0 | 0 | 0 | 0 | 0 | 0 | 0 | 509.3942 | 413.1001 | 413.1001 | 413.1001 | 96.2941 | 509.3942 | 1769.7023 | 1769.7023 | 513.296 | 513.296 | 306.0225 | 306.0225 | 0 | 0 | 950.3839 | 950.3839 | 406735551.2427 | 560480458.9746 | 168673573.2883 | 0 | 1135.8896 | 0.019922 | 0 | 0 | 0 | 432.6455 | 40 | 3040 | 4611.9232 | 760 | 190 | 0.10394
1713 | 360.5379 | 152 | 1000 | 4000 | 0 | 100% | 47.1461 | 142.0302 | 144.9273 | 144.9273 | 1 | 142.0302 | 69.6015 | 139.9074 | 132.9037 | 132.9037 | 132.9037 | 7.0037 | 139.9074 | 56.9243 | 51.3438 | 51.3438 | 51.3438 | 5.5805 | 56.9243 | 0 | 0 | 0 | 0 | 0 | 0 | 0 | 0 | 0 | 368.8052 | 299.4588 | 299.4588 | 299.4588 | 69.3464 | 368.8052 | 1854.5955 | 1854.5955 | 598.6335 | 598.6335 | 305.9143 | 305.9143 | 0 | 0 | 950.0477 | 950.0477 | 428796334.2773 | 560631251.8834 | 229990188.5868 | 0 | 1219.4178 | 0.7942 | 0 | 0 | 0 | 504.753 | 40 | 3040 | 4611.9232 | 760 | 190 | 0.14173
1714 | 412.0433 | 152 | 1000 | 4000 | 0 | 100% | 55.0571 | 140.5008 | 142.4556 | 142.4556 | 1 | 140.5008 | 73.9377 | 153.3096 | 145.6326 | 145.6326 | 145.6326 | 7.6769 | 153.3096 | 56.8979 | 51.3183 | 51.3183 | 51.3183 | 5.5795 | 56.8979 | 0 | 0 | 0 | 0 | 0 | 0 | 0 | 0 | 0 | 292.1926 | 237.4851 | 237.4851 | 237.4851 | 54.7075 | 292.1926 | 1939.4979 | 1939.4979 | 683.9351 | 683.9351 | 305.817 | 305.817 | 0 | 0 | 949.7458 | 949.7458 | 446600711.9401 | 560753912.836 | 288034493.0055 | 0 | 1295.3891 | 2.0434 | 0 | 0 | 0 | 576.8606 | 40 | 3040 | 4611.9232 | 760 | 190 | 0.1775
1715 | 463.5487 | 152 | 1000 | 4000 | 0 | 100% | 61.153 | 140.3551 | 141.6329 | 141.6329 | 1 | 140.3551 | 77.4377 | 166.6821 | 158.3332 | 158.3332 | 158.3332 | 8.3488 | 166.6821 | 56.8751 | 51.2964 | 51.2964 | 51.2964 | 5.5787 | 56.8751 | 0 | 0 | 0 | 0 | 0 | 0 | 0 | 0 | 0 | 249.2595 | 202.7144 | 202.7144 | 202.7144 | 46.5451 | 249.2595 | 2024.4082 | 2024.4082 | 769.206 | 769.206 | 305.7292 | 305.7292 | 0 | 0 | 949.473 | 949.473 | 461604856.9297 | 560855114.8009 | 334248172.6393 | 0 | 1356.7081 | 4.2376 | 0 | 0 | 0 | 648.9682 | 40 | 3040 | 4611.9232 | 760 | 190 | 0.20598
1716 | 515.0541 | 152 | 1000 | 4000 | 0 | 100% | 66.1073 | 141.2821 | 142.2207 | 142.2207 | 1 | 141.2821 | 80.3492 | 180.0383 | 171.0182 | 171.0182 | 171.0182 | 9.0201 | 180.0383 | 56.8554 | 51.2773 | 51.2773 | 51.2773 | 5.5781 | 56.8554 | 0 | 0 | 0 | 0 | 0 | 0 | 0 | 0 | 0 | 222.6365 | 181.1238 | 181.1238 | 181.1238 | 41.5127 | 222.6365 | 2109.3253 | 2109.3253 | 854.4504 | 854.4504 | 305.6495 | 305.6495 | 0 | 0 | 949.2254 | 949.2254 | 474419975.5198 | 560941084.4382 | 372357544.0145 | 0 | 1407.7186 | 6.8949 | 0 | 0 | 0 | 721.0758 | 40 | 3040 | 4611.9232 | 760 | 190 | 0.22946
1717 | 566.5595 | 152 | 1000 | 4000 | 0 | 100% | 70.0799 | 142.8812 | 143.5982 | 143.5982 | 1 | 142.8812 | 82.8534 | 193.3696 | 183.6794 | 183.6794 | 183.6794 | 9.6902 | 193.3696 | 56.8379 | 51.2603 | 51.2603 | 51.2603 | 5.5776 | 56.8379 | 0 | 0 | 0 | 0 | 0 | 0 | 0 | 0 | 0 | 204.1054 | 166.1203 | 166.1203 | 166.1203 | 37.9851 | 204.1054 | 2194.2482 | 2194.2482 | 939.6719 | 939.6719 | 305.5768 | 305.5768 | 0 | 0 | 948.9996 | 948.9996 | 485500828.3808 | 561016874.3179 | 405073473.7071 | 0 | 1451.5912 | 9.7188 | 0 | 0 | 0 | 793.1834 | 40 | 3040 | 4611.9232 | 760 | 190 | 0.24963
1718 | 618.065 | 152 | 1000 | 4000 | 0 | 100% | 73.7215 | 145.2733 | 145.8719 | 145.8719 | 1 | 145.2733 | 85.1236 | 206.6248 | 196.2683 | 196.2683 | 196.2683 | 10.3566 | 206.6248 | 56.8222 | 51.2451 | 51.2451 | 51.2451 | 5.5771 | 56.8222 | 0 | 0 | 0 | 0 | 0 | 0 | 0 | 0 | 0 | 191.5579 | 156.2259 | 156.2259 | 156.2259 | 35.332 | 191.5579 | 2279.1763 | 2279.1763 | 1024.8733 | 1024.8733 | 305.5102 | 305.5102 | 0 | 0 | 948.7928 | 948.7928 | 495372653.6536 | 561085662.9245 | 434907897.2556 | 0 | 1491.3662 | 12.4832 | 0 | 0 | 0 | 865.2909 | 40 | 3040 | 4611.9232 | 760 | 190 | 0.26801
1719 | 669.5704 | 152 | 1000 | 4000 | 0 | 100% | 77.1804 | 147.5185 | 147.9935 | 147.9935 | 1 | 147.5185 | 87.0979 | 219.793 | 208.7743 | 208.7743 | 208.7743 | 11.0187 | 219.793 | 56.8082 | 51.2314 | 51.2314 | 51.2314 | 5.5768 | 56.8082 | 0 | 0 | 0 | 0 | 0 | 0 | 0 | 0 | 0 | 180.4837 | 147.2152 | 147.2152 | 147.2152 | 33.2684 | 180.4837 | 2364.109 | 2364.109 | 1110.0571 | 1110.0571 | 305.449 | 305.449 | 0 | 0 | 948.6028 | 948.6028 | 504244422.2794 | 561146345.0883 | 460564281.6372 | 0 | 1525.955 | 15.262 | 0 | 0 | 0 | 937.3985 | 40 | 3040 | 4611.9232 | 760 | 190 | 0.28384
1720 | 721.0758 | 152 | 1000 | 4000 | 0 | 100% | 80.2968 | 150.0487 | 150.4315 | 150.4315 | 1 | 150.0487 | 88.8546 | 232.906 | 221.2279 | 221.2279 | 221.2279 | 11.6781 | 232.906 | 56.7955 | 51.2191 | 51.2191 | 51.2191 | 5.5765 | 56.7955 | 0 | 0 | 0 | 0 | 0 | 0 | 0 | 0 | 0 | 171.7549 | 140.1105 | 140.1105 | 140.1105 | 31.6444 | 171.7549 | 2449.0456 | 2449.0456 | 1195.2253 | 1195.2253 | 305.3926 | 305.3926 | 0 | 0 | 948.4277 | 948.4277 | 512182437.5804 | 561201798.178 | 483348072.9929 | 0 | 1556.7323 | 17.9683 | 0 | 0 | 0 | 1009.5061 | 40 | 3040 | 4611.9232 | 760 | 190 | 0.29797
1721 | 772.5812 | 152 | 1000 | 4000 | 0 | 100% | 82.7626 | 152.768 | 153.0726 | 153.0726 | 1 | 152.768 | 90.4008 | 245.9501 | 233.6159 | 233.6159 | 233.6159 | 12.3342 | 245.9501 | 56.7841 | 51.2079 | 51.2079 | 51.2079 | 5.5762 | 56.7841 | 0 | 0 | 0 | 0 | 0 | 0 | 0 | 0 | 0 | 164.5919 | 134.2807 | 134.2807 | 134.2807 | 30.3112 | 164.5919 | 2533.9858 | 2533.9858 | 1280.3797 | 1280.3797 | 305.3404 | 305.3404 | 0 | 0 | 948.2656 | 948.2656 | 519466269.1523 | 561252115.3692 | 503103990.0237 | 0 | 1583.8224 | 20.6096 | 0 | 0 | 0 | 1081.6137 | 40 | 3040 | 4611.9232 | 760 | 190 | 0.31026
1722 | 824.0866 | 152 | 1000 | 4000 | 0 | 100% | 84.9658 | 155.692 | 155.9355 | 155.9355 | 1 | 155.692 | 91.7705 | 258.9353 | 245.948 | 245.948 | 245.948 | 12.9873 | 258.9353 | 56.7736 | 51.1976 | 51.1976 | 51.1976 | 5.576 | 56.7736 | 0 | 0 | 0 | 0 | 0 | 0 | 0 | 0 | 0 | 158.7703 | 129.5395 | 129.5395 | 129.5395 | 29.2308 | 158.7703 | 2618.9291 | 2618.9291 | 1365.5218 | 1365.5218 | 305.292 | 305.292 | 0 | 0 | 948.1152 | 948.1152 | 526057476.7394 | 561296556.6312 | 520465021.0481 | 0 | 1607.8191 | 23.1636 | 0 | 0 | 0 | 1153.7213 | 40 | 3040 | 4611.9232 | 760 | 190 | 0.32108
1723 | 875.592 | 152 | 1000 | 4000 | 0 | 100% | 86.758 | 158.8385 | 159.0344 | 159.0344 | 1 | 158.8385 | 92.9062 | 271.9314 | 258.2904 | 258.2904 | 258.2904 | 13.6411 | 271.9314 | 56.764 | 51.1882 | 51.1882 | 51.1882 | 5.5758 | 56.764 | 0 | 0 | 0 | 0 | 0 | 0 | 0 | 0 | 0 | 154.0844 | 125.7182 | 125.7182 | 125.7182 | 28.3662 | 154.0844 | 2703.8753 | 2703.8753 | 1450.6529 | 1450.6529 | 305.247 | 305.247 | 0 | 0 | 947.9754 | 947.9754 | 531932762.1009 | 561336528.9799 | 534447327.8332 | 0 | 1627.7166 | 25.6879 | 0 | 0 | 0 | 1225.8288 | 40 | 3040 | 4611.9232 | 760 | 190 | 0.32982
1724 | 927.0974 | 152 | 1000 | 4000 | 0 | 100% | 88.6073 | 162.2077 | 162.3757 | 162.3757 | 1 | 162.2077 | 93.894 | 284.9365 | 270.6412 | 270.6412 | 270.6412 | 14.2953 | 284.9365 | 56.7554 | 51.1798 | 51.1798 | 51.1798 | 5.5756 | 56.7554 | 0 | 0 | 0 | 0 | 0 | 0 | 0 | 0 | 0 | 150.3647 | 122.6793 | 122.6793 | 122.6793 | 27.6853 | 150.3647 | 2788.824 | 2788.824 | 1535.7741 | 1535.7741 | 305.205 | 305.205 | 0 | 0 | 947.8449 | 947.8449 | 537305579.1098 | 561352378.7348 | 546364926.2965 | 0 | 1645.0229 | 28.119 | 0 | 0 | 0 | 1297.9364 | 40 | 3040 | 4611.9232 | 760 | 190 | 0.33728
1725 | 978.6028 | 152 | 1000 | 4000 | 0 | 100% | 90.0799 | 165.8042 | 165.955 | 165.955 | 1 | 165.8042 | 94.7024 | 297.944 | 282.9942 | 282.9942 | 282.9942 | 14.9497 | 297.944 | 56.7475 | 51.172 | 51.172 | 51.172 | 5.5755 | 56.7475 | 0 | 0 | 0 | 0 | 0 | 0 | 0 | 0 | 0 | 147.4955 | 120.3324 | 120.3324 | 120.3324 | 27.1631 | 147.4955 | 2873.775 | 2873.775 | 1620.8863 | 1620.8863 | 305.1657 | 305.1657 | 0 | 0 | 947.723 | 947.723 | 542181883.8496 | 561364714.1809 | 555639308.3477 | 0 | 1659.1859 | 30.4922 | 0 | 0 | 0 | 1370.044 | 40 | 3040 | 4611.9232 | 760 | 190 | 0.34312
1726 | 1030.1083 | 152 | 1000 | 4000 | 0 | 100% | 91.3927 | 169.5303 | 169.6738 | 169.6738 | 1 | 169.5303 | 95.4015 | 310.9587 | 295.3542 | 295.3542 | 295.3542 | 15.6046 | 310.9587 | 56.7402 | 51.1648 | 51.1648 | 51.1648 | 5.5754 | 56.7402 | 0 | 0 | 0 | 0 | 0 | 0 | 0 | 0 | 0 | 145.1205 | 118.3891 | 118.3891 | 118.3891 | 26.7315 | 145.1205 | 2958.7281 | 2958.7281 | 1705.9904 | 1705.9904 | 305.1289 | 305.1289 | 0 | 0 | 947.6087 | 947.6087 | 546639459.299 | 561375186.7676 | 563418948.0316 | 0 | 1671.4336 | 32.7597 | 0 | 0 | 0 | 1442.1516 | 40 | 3040 | 4611.9232 | 760 | 190 | 0.34803
1727 | 20.6022 | 201.4 | 1000 | 4000 | 0 | 100% | 0.18265 | 157.5649 | 58.9915 | 58.9915 | 1 | 157.5649 | 44.3921 | 89.2795 | 84.8211 | 84.8211 | 84.8211 | 4.4584 | 89.2795 | 57.4253 | 51.8087 | 51.8087 | 51.8087 | 5.6166 | 57.4253 | 0 | 0 | 0 | 0 | 0 | 0 | 0 | 0 | 0 | 0 | 0 | 0 | 0 | 0 | 0 | 1393.1603 | 1393.1603 | 34.2955 | 34.2955 | 406.3773 | 406.3773 | 0 | 0 | 952.4875 | 952.4875 | 39325608.5866 | 737822310.0941 | 601480.3621 | 0 | 777.7494 | 0.010523 | 0 | 0 | 0 | 28.843 | 53 | 3040 | 4611.9232 | 760 | 190 | 0.00037066
1728 | 51.5054 | 201.4 | 1000 | 4000 | 0 | 100% | 3.6187 | 152.9674 | 186.4335 | 186.4335 | 1 | 152.9674 | 47.8056 | 91.5091 | 86.9377 | 86.9377 | 86.9377 | 4.5714 | 91.5091 | 57.3352 | 51.7255 | 51.7255 | 51.7255 | 5.6097 | 57.3352 | 0 | 0 | 0 | 0 | 0 | 0 | 0 | 0 | 0 | 34683.2817 | 27961.9443 | 27961.9443 | 27961.9443 | 6721.3374 | 34683.2817 | 1444.0526 | 1444.0526 | 85.706 | 85.706 | 406.2224 | 406.2224 | 0 | 0 | 952.1243 | 952.1243 | 95757503.8093 | 738768948.3173 | 3028205.5604 | 0 | 837.5547 | 0.010726 | 0 | 0 | 0 | 72.1076 | 53 | 3040 | 4611.9232 | 760 | 190 | 0.0018661
1729 | 154.5162 | 201.4 | 1000 | 4000 | 0 | 100% | 18.3904 | 141.906 | 148.6628 | 148.6628 | 1 | 141.906 | 58.9812 | 102.9941 | 97.8437 | 97.8437 | 97.8437 | 5.1504 | 102.9941 | 57.124 | 51.5296 | 51.5296 | 51.5296 | 5.5944 | 57.124 | 0 | 0 | 0 | 0 | 0 | 0 | 0 | 0 | 0 | 2215.7052 | 1790.1032 | 1790.1032 | 1790.1032 | 425.602 | 2215.7052 | 1613.7472 | 1613.7472 | 256.8446 | 256.8446 | 405.7905 | 405.7905 | 0 | 0 | 951.112 | 951.112 | 254060907.687 | 740866645.4958 | 38422352.6251 | 0 | 1033.3499 | 0.0046136 | 0 | 0 | 0 | 216.3227 | 53 | 3040 | 4611.9232 | 760 | 190 | 0.023678
1730 | 206.0217 | 201.4 | 1000 | 4000 | 0 | 100% | 30.7763 | 138.2722 | 144.4706 | 144.4706 | 1 | 138.2722 | 64.422 | 112.1958 | 106.583 | 106.583 | 106.583 | 5.6128 | 112.1958 | 57.0559 | 51.466 | 51.466 | 51.466 | 5.59 | 57.0559 | 0 | 0 | 0 | 0 | 0 | 0 | 0 | 0 | 0 | 1093.0715 | 884.6759 | 884.6759 | 884.6759 | 208.3955 | 1093.0715 | 1698.6188 | 1698.6188 | 342.3097 | 342.3097 | 405.613 | 405.613 | 0 | 0 | 950.696 | 950.696 | 308374303.4534 | 741479184.5839 | 78820143.4067 | 0 | 1128.6736 | 0.0050074 | 0 | 0 | 0 | 288.4303 | 53 | 3040 | 4611.9232 | 760 | 190 | 0.048573
1731 | 257.5271 | 201.4 | 1000 | 4000 | 0 | 100% | 41.758 | 135.6595 | 140.0668 | 140.0668 | 1 | 135.6595 | 69.6806 | 125.8628 | 119.5639 | 119.5639 | 119.5639 | 6.2989 | 125.8628 | 57.0038 | 51.417 | 51.417 | 51.417 | 5.5868 | 57.0038 | 0 | 0 | 0 | 0 | 0 | 0 | 0 | 0 | 0 | 624.9619 | 506.997 | 506.997 | 506.997 | 117.9649 | 624.9619 | 1783.503 | 1783.503 | 427.7209 | 427.7209 | 405.4554 | 405.4554 | 0 | 0 | 950.3267 | 950.3267 | 341788756.5664 | 741913416.6697 | 137102453.2311 | 0 | 1220.8046 | 0.12449 | 0 | 0 | 0 | 360.5379 | 53 | 3040 | 4611.9232 | 760 | 190 | 0.084489
1732 | 309.0325 | 201.4 | 1000 | 4000 | 0 | 100% | 51.758 | 133.8954 | 136.9546 | 136.9546 | 1 | 133.8954 | 74.4858 | 140.5704 | 133.5332 | 133.5332 | 133.5332 | 7.0373 | 140.5704 | 56.9633 | 51.3787 | 51.3787 | 51.3787 | 5.5846 | 56.9633 | 0 | 0 | 0 | 0 | 0 | 0 | 0 | 0 | 0 | 432.4394 | 351.2951 | 351.2951 | 351.2951 | 81.1442 | 432.4394 | 1868.3977 | 1868.3977 | 513.0867 | 513.0867 | 405.3145 | 405.3145 | 0 | 0 | 949.9965 | 949.9965 | 366319911.3127 | 742224991.521 | 196446428.7193 | 0 | 1304.9913 | 0.81252 | 0 | 0 | 0 | 432.6455 | 53 | 3040 | 4611.9232 | 760 | 190 | 0.12106
1733 | 360.5379 | 201.4 | 1000 | 4000 | 0 | 100% | 60.0571 | 133.1983 | 135.1981 | 135.1981 | 1 | 133.1983 | 78.6101 | 155.64 | 147.846 | 147.846 | 147.846 | 7.794 | 155.64 | 56.9307 | 51.3477 | 51.3477 | 51.3477 | 5.583 | 56.9307 | 0 | 0 | 0 | 0 | 0 | 0 | 0 | 0 | 0 | 336.4681 | 273.6239 | 273.6239 | 273.6239 | 62.8442 | 336.4681 | 1953.3015 | 1953.3015 | 598.4141 | 598.4141 | 405.1879 | 405.1879 | 0 | 0 | 949.6995 | 949.6995 | 385191944.9646 | 742459461.9033 | 249596869.1921 | 0 | 1377.2483 | 2.2833 | 0 | 0 | 0 | 504.753 | 53 | 3040 | 4611.9232 | 760 | 190 | 0.15381
1734 | 412.0433 | 201.4 | 1000 | 4000 | 0 | 100% | 65.9932 | 133.8898 | 135.2603 | 135.2603 | 1 | 133.8898 | 81.7972 | 170.8638 | 162.3051 | 162.3051 | 162.3051 | 8.5587 | 170.8638 | 56.9036 | 51.3218 | 51.3218 | 51.3218 | 5.5817 | 56.9036 | 0 | 0 | 0 | 0 | 0 | 0 | 0 | 0 | 0 | 286.7782 | 233.3267 | 233.3267 | 233.3267 | 53.4514 | 286.7782 | 2038.2129 | 2038.2129 | 683.7085 | 683.7085 | 405.0733 | 405.0733 | 0 | 0 | 949.4311 | 949.4311 | 400495376.5599 | 742645368.151 | 289947068.6602 | 0 | 1433.0878 | 4.7417 | 0 | 0 | 0 | 576.8606 | 53 | 3040 | 4611.9232 | 760 | 190 | 0.17868
1735 | 463.5487 | 201.4 | 1000 | 4000 | 0 | 100% | 71.0959 | 135.2684 | 136.4133 | 136.4133 | 1 | 135.2684 | 84.61 | 186.0963 | 176.7723 | 176.7723 | 176.7723 | 9.3239 | 186.0963 | 56.8802 | 51.2995 | 51.2995 | 51.2995 | 5.5807 | 56.8802 | 0 | 0 | 0 | 0 | 0 | 0 | 0 | 0 | 0 | 254.532 | 207.1561 | 207.1561 | 207.1561 | 47.3759 | 254.532 | 2123.131 | 2123.131 | 768.9745 | 768.9745 | 404.9693 | 404.9693 | 0 | 0 | 949.1872 | 949.1872 | 413231661.8967 | 742798571.5353 | 326337276.0883 | 0 | 1482.3675 | 7.3403 | 0 | 0 | 0 | 648.9682 | 53 | 3040 | 4611.9232 | 760 | 190 | 0.2011
1736 | 515.0541 | 201.4 | 1000 | 4000 | 0 | 100% | 75.1598 | 137.1312 | 138.012 | 138.012 | 1 | 137.1312 | 86.952 | 201.3155 | 191.2268 | 191.2268 | 191.2268 | 10.0887 | 201.3155 | 56.86 | 51.28 | 51.28 | 51.28 | 5.5799 | 56.86 | 0 | 0 | 0 | 0 | 0 | 0 | 0 | 0 | 0 | 231.8519 | 188.7341 | 188.7341 | 188.7341 | 43.1177 | 231.8519 | 2208.0549 | 2208.0549 | 854.2158 | 854.2158 | 404.8743 | 404.8743 | 0 | 0 | 948.9647 | 948.9647 | 424051288.2118 | 742929063.1692 | 356418100.2587 | 0 | 1523.3985 | 10.1707 | 0 | 0 | 0 | 721.0758 | 53 | 3040 | 4611.9232 | 760 | 190 | 0.21964
1737 | 566.5595 | 201.4 | 1000 | 4000 | 0 | 100% | 78.8242 | 139.4815 | 140.2361 | 140.2361 | 1 | 139.4815 | 89.0037 | 216.5135 | 205.661 | 205.661 | 205.661 | 10.8526 | 216.5135 | 56.842 | 51.2628 | 51.2628 | 51.2628 | 5.5793 | 56.842 | 0 | 0 | 0 | 0 | 0 | 0 | 0 | 0 | 0 | 215.7299 | 175.6667 | 175.6667 | 175.6667 | 40.0632 | 215.7299 | 2292.9838 | 2292.9838 | 939.4355 | 939.4355 | 404.7874 | 404.7874 | 0 | 0 | 948.7609 | 948.7609 | 433418934.1185 | 743042098.3938 | 382883106.7835 | 0 | 1559.3441 | 13.0095 | 0 | 0 | 0 | 793.1834 | 53 | 3040 | 4611.9232 | 760 | 190 | 0.23595
1738 | 618.065 | 201.4 | 1000 | 4000 | 0 | 100% | 82.0205 | 142.4674 | 143.126 | 143.126 | 1 | 142.4674 | 90.8125 | 231.5751 | 219.9655 | 219.9655 | 219.9655 | 11.6097 | 231.5751 | 56.8261 | 51.2474 | 51.2474 | 51.2474 | 5.5787 | 56.8261 | 0 | 0 | 0 | 0 | 0 | 0 | 0 | 0 | 0 | 204.8207 | 167.113 | 167.113 | 167.113 | 37.7077 | 204.8207 | 2377.9171 | 2377.9171 | 1024.6363 | 1024.6363 | 404.7074 | 404.7074 | 0 | 0 | 948.5734 | 948.5734 | 441882687.5218 | 743139975.2214 | 406012645.7781 | 0 | 1591.0353 | 15.7977 | 0 | 0 | 0 | 865.2909 | 53 | 3040 | 4611.9232 | 760 | 190 | 0.25021
1739 | 669.5704 | 201.4 | 1000 | 4000 | 0 | 100% | 84.8288 | 145.3013 | 145.8376 | 145.8376 | 1 | 145.3013 | 92.3032 | 246.5162 | 234.1553 | 234.1553 | 234.1553 | 12.3609 | 246.5162 | 56.8119 | 51.2337 | 51.2337 | 51.2337 | 5.5782 | 56.8119 | 0 | 0 | 0 | 0 | 0 | 0 | 0 | 0 | 0 | 195.1142 | 159.2039 | 159.2039 | 159.2039 | 35.9103 | 195.1142 | 2462.8543 | 2462.8543 | 1109.8203 | 1109.8203 | 404.6336 | 404.6336 | 0 | 0 | 948.4005 | 948.4005 | 449440783.087 | 743226945.4407 | 424484161.5395 | 0 | 1617.1519 | 18.6096 | 0 | 0 | 0 | 937.3985 | 53 | 3040 | 4611.9232 | 760 | 190 | 0.26168
1740 | 721.0758 | 201.4 | 1000 | 4000 | 0 | 100% | 87.1804 | 148.3679 | 148.8362 | 148.8362 | 1 | 148.3679 | 93.6318 | 261.3927 | 248.2837 | 248.2837 | 248.2837 | 13.1089 | 261.3927 | 56.7991 | 51.2213 | 51.2213 | 51.2213 | 5.5778 | 56.7991 | 0 | 0 | 0 | 0 | 0 | 0 | 0 | 0 | 0 | 187.5211 | 153.0145 | 153.0145 | 153.0145 | 34.5067 | 187.5211 | 2547.795 | 2547.795 | 1194.9893 | 1194.9893 | 404.5653 | 404.5653 | 0 | 0 | 948.2404 | 948.2404 | 456284911.4022 | 743304645.5517 | 440838918.4023 | 0 | 1640.4285 | 21.3065 | 0 | 0 | 0 | 1009.5061 | 53 | 3040 | 4611.9232 | 760 | 190 | 0.27188
1741 | 772.5812 | 201.4 | 1000 | 4000 | 0 | 100% | 88.9726 | 151.6806 | 152.0775 | 152.0775 | 1 | 151.6806 | 94.6773 | 276.1683 | 262.3163 | 262.3163 | 262.3163 | 13.852 | 276.1683 | 56.7874 | 51.2099 | 51.2099 | 51.2099 | 5.5774 | 56.7874 | 0 | 0 | 0 | 0 | 0 | 0 | 0 | 0 | 0 | 181.7535 | 148.3034 | 148.3034 | 148.3034 | 33.4501 | 181.7535 | 2632.7388 | 2632.7388 | 1280.1451 | 1280.1451 | 404.5019 | 404.5019 | 0 | 0 | 948.0918 | 948.0918 | 462555750.2751 | 743378121.1925 | 452812550.3321 | 0 | 1658.7464 | 24.0023 | 0 | 0 | 0 | 1081.6137 | 53 | 3040 | 4611.9232 | 760 | 190 | 0.27938
1742 | 824.0866 | 201.4 | 1000 | 4000 | 0 | 100% | 90.7648 | 155.2561 | 155.6071 | 155.6071 | 1 | 155.2561 | 95.5397 | 290.8844 | 276.2923 | 276.2923 | 276.2923 | 14.5921 | 290.8844 | 56.7766 | 51.1995 | 51.1995 | 51.1995 | 5.5771 | 56.7766 | 0 | 0 | 0 | 0 | 0 | 0 | 0 | 0 | 0 | 177.5439 | 144.8571 | 144.8571 | 144.8571 | 32.6868 | 177.5439 | 2717.6854 | 2717.6854 | 1365.289 | 1365.289 | 404.4429 | 404.4429 | 0 | 0 | 947.9535 | 947.9535 | 468188773.6515 | 743444821.8045 | 462222489.7491 | 0 | 1673.8561 | 26.6173 | 0 | 0 | 0 | 1153.7213 | 53 | 3040 | 4611.9232 | 760 | 190 | 0.28534
1743 | 875.592 | 201.4 | 1000 | 4000 | 0 | 100% | 92.2374 | 158.9827 | 159.294 | 159.294 | 1 | 158.9827 | 96.2661 | 305.6658 | 290.3302 | 290.3302 | 290.3302 | 15.3356 | 305.6658 | 56.7667 | 51.1899 | 51.1899 | 51.1899 | 5.5768 | 56.7667 | 0 | 0 | 0 | 0 | 0 | 0 | 0 | 0 | 0 | 174.1451 | 142.0728 | 142.0728 | 142.0728 | 32.0723 | 174.1451 | 2802.6345 | 2802.6345 | 1450.4221 | 1450.4221 | 404.3879 | 404.3879 | 0 | 0 | 947.8245 | 947.8245 | 473110857.8426 | 743505842.221 | 469965117.5577 | 0 | 1686.5818 | 29.1186 | 0 | 0 | 0 | 1225.8288 | 53 | 3040 | 4611.9232 | 760 | 190 | 0.29033
1744 | 927.0974 | 201.4 | 1000 | 4000 | 0 | 100% | 93.5046 | 162.8769 | 163.1604 | 163.1604 | 1 | 162.8769 | 96.8055 | 320.4722 | 304.3918 | 304.3918 | 304.3918 | 16.0804 | 320.4722 | 56.7577 | 51.1811 | 51.1811 | 51.1811 | 5.5766 | 56.7577 | 0 | 0 | 0 | 0 | 0 | 0 | 0 | 0 | 0 | 171.5479 | 139.942 | 139.942 | 139.942 | 31.6059 | 171.5479 | 2887.5859 | 2887.5859 | 1535.5456 | 1535.5456 | 404.3364 | 404.3364 | 0 | 0 | 947.7039 | 947.7039 | 477613227.9831 | 743562811.2442 | 474855795.8647 | 0 | 1696.0318 | 31.5627 | 0 | 0 | 0 | 1297.9364 | 53 | 3040 | 4611.9232 | 760 | 190 | 0.29358
1745 | 978.6028 | 201.4 | 1000 | 4000 | 0 | 100% | 94.3493 | 166.9775 | 167.2498 | 167.2498 | 1 | 166.9775 | 97.2086 | 335.2679 | 318.4431 | 318.4431 | 318.4431 | 16.8247 | 335.2679 | 56.7494 | 51.173 | 51.173 | 51.173 | 5.5764 | 56.7494 | 0 | 0 | 0 | 0 | 0 | 0 | 0 | 0 | 0 | 169.8237 | 138.5191 | 138.5191 | 138.5191 | 31.3046 | 169.8237 | 2972.5393 | 2972.5393 | 1620.6603 | 1620.6603 | 404.2882 | 404.2882 | 0 | 0 | 947.5908 | 947.5908 | 481735555.1588 | 743615956.1796 | 477743768.7 | 0 | 1703.0953 | 33.9172 | 0 | 0 | 0 | 1370.044 | 53 | 3040 | 4611.9232 | 760 | 190 | 0.2956
1746 | 1030.1083 | 201.4 | 1000 | 4000 | 0 | 100% | 95.1256 | 171.185 | 171.4547 | 171.4547 | 1 | 171.185 | 97.5844 | 350.0416 | 332.4736 | 332.4736 | 332.4736 | 17.568 | 350.0416 | 56.7416 | 51.1655 | 51.1655 | 51.1655 | 5.5762 | 56.7416 | 0 | 0 | 0 | 0 | 0 | 0 | 0 | 0 | 0 | 168.5388 | 137.4506 | 137.4506 | 137.4506 | 31.0882 | 168.5388 | 3057.4946 | 3057.4946 | 1705.767 | 1705.767 | 404.2429 | 404.2429 | 0 | 0 | 947.4846 | 947.4846 | 485528935.5139 | 743664775.8225 | 480485798.6099 | 0 | 1709.6795 | 36.1173 | 0 | 0 | 0 | 1442.1516 | 53 | 3040 | 4611.9232 | 760 | 190 | 0.29752
1747 | 20.6022 | 250.8 | 1000 | 4000 | 0 | 100% | 23.5046 | 140.166 | 142.3054 | 142.3054 | 1 | 140.166 | 54.5958 | 101.8322 | 96.7435 | 96.7435 | 96.7435 | 5.0887 | 101.8322 | 58.8744 | 53.1123 | 53.1123 | 53.1123 | 5.762 | 58.8744 | 0 | 0 | 0 | 0 | 0 | 0 | 0 | 0 | 0 | 3028.6197 | 2449.211 | 2449.211 | 2449.211 | 579.4087 | 3028.6197 | 1491.7777 | 1491.7777 | 34.2711 | 34.2711 | 505.6954 | 505.6954 | 0 | 0 | 951.8111 | 951.8111 | 34438899.0092 | 895705504.2348 | 26373950.423 | 0 | 956.5184 | 0.012986 | 0 | 0 | 0 | 28.843 | 66 | 3040 | 4611.9232 | 760 | 190 | 0.016253
1748 | 51.5054 | 250.8 | 1000 | 4000 | 0 | 100% | 26.0845 | 137.4103 | 139.6743 | 139.6743 | 1 | 137.4103 | 57.9756 | 104.5235 | 99.2987 | 99.2987 | 99.2987 | 5.2248 | 104.5235 | 58.815 | 53.0571 | 53.0571 | 53.0571 | 5.7579 | 58.815 | 0 | 0 | 0 | 0 | 0 | 0 | 0 | 0 | 0 | 2263.3634 | 1831.23 | 1831.23 | 1831.23 | 432.1333 | 2263.3634 | 1542.6849 | 1542.6849 | 85.6501 | 85.6501 | 505.5318 | 505.5318 | 0 | 0 | 951.5031 | 951.5031 | 83831270.0406 | 896383151.8914 | 35517293.5063 | 0 | 1015.7317 | 0.013213 | 0 | 0 | 0 | 72.1076 | 66 | 3040 | 4611.9232 | 760 | 190 | 0.021887
1749 | 154.5162 | 250.8 | 1000 | 4000 | 0 | 100% | 40.2511 | 130.5653 | 133.3358 | 133.3358 | 1 | 130.5653 | 69.0649 | 115.9323 | 110.1321 | 110.1321 | 110.1321 | 5.8001 | 115.9323 | 58.6687 | 52.9204 | 52.9204 | 52.9204 | 5.7483 | 58.6687 | 0 | 0 | 0 | 0 | 0 | 0 | 0 | 0 | 0 | 954.7397 | 773.9698 | 773.9698 | 773.9698 | 180.7699 | 954.7397 | 1712.4178 | 1712.4178 | 256.7153 | 256.7153 | 505.0695 | 505.0695 | 0 | 0 | 950.633 | 950.633 | 225654948.4621 | 897955382.3693 | 86406816.5198 | 0 | 1210.0171 | 0.034152 | 0 | 0 | 0 | 216.3227 | 66 | 3040 | 4611.9232 | 760 | 190 | 0.053248
1750 | 206.0217 | 250.8 | 1000 | 4000 | 0 | 100% | 51.758 | 128.5194 | 131.5428 | 131.5428 | 1 | 128.5194 | 74.3571 | 126.506 | 120.1746 | 120.1746 | 120.1746 | 6.3314 | 126.506 | 58.6177 | 52.8724 | 52.8724 | 52.8724 | 5.7453 | 58.6177 | 0 | 0 | 0 | 0 | 0 | 0 | 0 | 0 | 0 | 642.7231 | 522.0555 | 522.0555 | 522.0555 | 120.6676 | 642.7231 | 1797.3039 | 1797.3039 | 342.1565 | 342.1565 | 504.8769 | 504.8769 | 0 | 0 | 950.2705 | 950.2705 | 273419250.7966 | 898449965.3252 | 130866987.9319 | 0 | 1302.7362 | 0.20331 | 0 | 0 | 0 | 288.4303 | 66 | 3040 | 4611.9232 | 760 | 190 | 0.080647
1751 | 257.5271 | 250.8 | 1000 | 4000 | 0 | 100% | 60.8219 | 127.3919 | 129.9259 | 129.9259 | 1 | 127.3919 | 79.0976 | 142.0071 | 134.8975 | 134.8975 | 134.8975 | 7.1096 | 142.0071 | 58.578 | 52.8348 | 52.8348 | 52.8348 | 5.7432 | 58.578 | 0 | 0 | 0 | 0 | 0 | 0 | 0 | 0 | 0 | 458.2935 | 372.7366 | 372.7366 | 372.7366 | 85.5569 | 458.2935 | 1882.2002 | 1882.2002 | 427.5496 | 427.5496 | 504.7045 | 504.7045 | 0 | 0 | 949.9461 | 949.9461 | 302837710.4169 | 898802186.2088 | 184150242.8741 | 0 | 1385.7901 | 0.96514 | 0 | 0 | 0 | 360.5379 | 66 | 3040 | 4611.9232 | 760 | 190 | 0.11348
1752 | 309.0325 | 250.8 | 1000 | 4000 | 0 | 100% | 67.7854 | 127.6727 | 129.2866 | 129.2866 | 1 | 127.6727 | 82.7062 | 158.6693 | 150.7232 | 150.7232 | 150.7232 | 7.9461 | 158.6693 | 58.5457 | 52.8041 | 52.8041 | 52.8041 | 5.7416 | 58.5457 | 0 | 0 | 0 | 0 | 0 | 0 | 0 | 0 | 0 | 369.097 | 300.3787 | 300.3787 | 300.3787 | 68.7183 | 369.097 | 1967.1053 | 1967.1053 | 512.9018 | 512.9018 | 504.5494 | 504.5494 | 0 | 0 | 949.6541 | 949.6541 | 324488088.4098 | 899069381.4416 | 225455755.3146 | 0 | 1449.0132 | 3.025 | 0 | 0 | 0 | 432.6455 | 66 | 3040 | 4611.9232 | 760 | 190 | 0.13894
1753 | 360.5379 | 250.8 | 1000 | 4000 | 0 | 100% | 73.2648 | 129.0228 | 130.3465 | 130.3465 | 1 | 129.0228 | 85.6089 | 175.7388 | 166.9356 | 166.9356 | 166.9356 | 8.8032 | 175.7388 | 58.5195 | 52.779 | 52.779 | 52.779 | 5.7405 | 58.5195 | 0 | 0 | 0 | 0 | 0 | 0 | 0 | 0 | 0 | 319.5719 | 260.1245 | 260.1245 | 260.1245 | 59.4473 | 319.5719 | 2052.0179 | 2052.0179 | 598.219 | 598.219 | 504.409 | 504.409 | 0 | 0 | 949.3899 | 949.3899 | 341069811.5886 | 899267578.9065 | 259531051.8446 | 0 | 1499.8684 | 5.649 | 0 | 0 | 0 | 504.753 | 66 | 3040 | 4611.9232 | 760 | 190 | 0.15994
1754 | 412.0433 | 250.8 | 1000 | 4000 | 0 | 100% | 78.4475 | 130.7815 | 131.9858 | 131.9858 | 1 | 130.7815 | 88.21 | 193.0247 | 183.3532 | 183.3532 | 183.3532 | 9.6714 | 193.0247 | 58.4972 | 52.7576 | 52.7576 | 52.7576 | 5.7396 | 58.4972 | 0 | 0 | 0 | 0 | 0 | 0 | 0 | 0 | 0 | 284.4812 | 231.5671 | 231.5671 | 231.5671 | 52.9141 | 284.4812 | 2136.937 | 2136.937 | 683.5059 | 683.5059 | 504.2814 | 504.2814 | 0 | 0 | 949.1497 | 949.1497 | 354441202.6247 | 899427976.7739 | 291570114.1726 | 0 | 1545.4393 | 8.3004 | 0 | 0 | 0 | 576.8606 | 66 | 3040 | 4611.9232 | 760 | 190 | 0.17968
1755 | 463.5487 | 250.8 | 1000 | 4000 | 0 | 100% | 82.2717 | 132.8841 | 133.8555 | 133.8555 | 1 | 132.8841 | 90.4286 | 210.3093 | 199.7695 | 199.7695 | 199.7695 | 10.5398 | 210.3093 | 58.4777 | 52.7388 | 52.7388 | 52.7388 | 5.7389 | 58.4777 | 0 | 0 | 0 | 0 | 0 | 0 | 0 | 0 | 0 | 258.7372 | 210.6353 | 210.6353 | 210.6353 | 48.1019 | 258.7372 | 2221.8617 | 2221.8617 | 768.7664 | 768.7664 | 504.1649 | 504.1649 | 0 | 0 | 948.9304 | 948.9304 | 365596000.5775 | 899563130.3897 | 319149390.6533 | 0 | 1584.3085 | 11.0796 | 0 | 0 | 0 | 648.9682 | 66 | 3040 | 4611.9232 | 760 | 190 | 0.19668
1756 | 515.0541 | 250.8 | 1000 | 4000 | 0 | 100% | 85.6279 | 135.4595 | 136.2628 | 136.2628 | 1 | 135.4595 | 92.2218 | 227.5654 | 216.1585 | 216.1585 | 216.1585 | 11.4069 | 227.5654 | 58.4606 | 52.7223 | 52.7223 | 52.7223 | 5.7383 | 58.4606 | 0 | 0 | 0 | 0 | 0 | 0 | 0 | 0 | 0 | 241.1162 | 196.2767 | 196.2767 | 196.2767 | 44.8394 | 241.1162 | 2306.7913 | 2306.7913 | 854.0039 | 854.0039 | 504.0581 | 504.0581 | 0 | 0 | 948.7293 | 948.7293 | 375115232.495 | 899678515.7789 | 340932921.8668 | 0 | 1615.7267 | 13.9972 | 0 | 0 | 0 | 721.0758 | 66 | 3040 | 4611.9232 | 760 | 190 | 0.2101
1757 | 566.5595 | 250.8 | 1000 | 4000 | 0 | 100% | 88.0822 | 138.4393 | 139.1057 | 139.1057 | 1 | 138.4393 | 93.6658 | 244.7372 | 232.4673 | 232.4673 | 232.4673 | 12.2699 | 244.7372 | 58.4454 | 52.7076 | 52.7076 | 52.7076 | 5.7378 | 58.4454 | 0 | 0 | 0 | 0 | 0 | 0 | 0 | 0 | 0 | 228.7431 | 186.2058 | 186.2058 | 186.2058 | 42.5373 | 228.7431 | 2391.7253 | 2391.7253 | 939.2212 | 939.2212 | 503.9598 | 503.9598 | 0 | 0 | 948.5443 | 948.5443 | 383453060.4949 | 899778596.7089 | 357793885.4511 | 0 | 1641.0255 | 16.9427 | 0 | 0 | 0 | 793.1834 | 66 | 3040 | 4611.9232 | 760 | 190 | 0.2207
1758 | 618.065 | 250.8 | 1000 | 4000 | 0 | 100% | 90.0114 | 142.1453 | 142.7186 | 142.7186 | 1 | 142.1453 | 94.8022 | 261.7363 | 248.6119 | 248.6119 | 248.6119 | 13.1244 | 261.7363 | 58.4317 | 52.6943 | 52.6943 | 52.6943 | 5.7374 | 58.4317 | 0 | 0 | 0 | 0 | 0 | 0 | 0 | 0 | 0 | 221.9294 | 180.9651 | 180.9651 | 180.9651 | 40.9643 | 221.9294 | 2476.6631 | 2476.6631 | 1024.4205 | 1024.4205 | 503.8691 | 503.8691 | 0 | 0 | 948.3736 | 948.3736 | 390947977.4507 | 899867998.605 | 370118531.9666 | 0 | 1660.9345 | 19.8969 | 0 | 0 | 0 | 865.2909 | 66 | 3040 | 4611.9232 | 760 | 190 | 0.22854
1759 | 669.5704 | 250.8 | 1000 | 4000 | 0 | 100% | 91.7237 | 145.6631 | 146.163 | 146.163 | 1 | 145.6631 | 95.7518 | 278.6328 | 264.659 | 264.659 | 264.659 | 13.9739 | 278.6328 | 58.4193 | 52.6822 | 52.6822 | 52.6822 | 5.737 | 58.4193 | 0 | 0 | 0 | 0 | 0 | 0 | 0 | 0 | 0 | 215.3454 | 175.5743 | 175.5743 | 175.5743 | 39.7711 | 215.3454 | 2561.6044 | 2561.6044 | 1109.6038 | 1109.6038 | 503.7851 | 503.7851 | 0 | 0 | 948.2155 | 948.2155 | 397662550.4086 | 899948801.7733 | 379960206.7426 | 0 | 1677.5716 | 22.7485 | 0 | 0 | 0 | 937.3985 | 66 | 3040 | 4611.9232 | 760 | 190 | 0.23484
1760 | 721.0758 | 250.8 | 1000 | 4000 | 0 | 100% | 93.3676 | 149.3492 | 149.8043 | 149.8043 | 1 | 149.3492 | 96.5537 | 295.3904 | 280.5739 | 280.5739 | 280.5739 | 14.8165 | 295.3904 | 58.408 | 52.6713 | 52.6713 | 52.6713 | 5.7367 | 58.408 | 0 | 0 | 0 | 0 | 0 | 0 | 0 | 0 | 0 | 210.3248 | 171.4502 | 171.4502 | 171.4502 | 38.8746 | 210.3248 | 2646.5487 | 2646.5487 | 1194.7729 | 1194.7729 | 503.7071 | 503.7071 | 0 | 0 | 948.0687 | 948.0687 | 403812841.7835 | 900020666.6252 | 387787049.9754 | 0 | 1691.6206 | 25.4744 | 0 | 0 | 0 | 1009.5061 | 66 | 3040 | 4611.9232 | 760 | 190 | 0.2399
1761 | 772.5812 | 250.8 | 1000 | 4000 | 0 | 100% | 94.6461 | 153.1714 | 153.5738 | 153.5738 | 1 | 153.1714 | 97.2002 | 312.0543 | 296.3999 | 296.3999 | 296.3999 | 15.6545 | 312.0543 | 58.3977 | 52.6612 | 52.6612 | 52.6612 | 5.7365 | 58.3977 | 0 | 0 | 0 | 0 | 0 | 0 | 0 | 0 | 0 | 206.4102 | 168.2287 | 168.2287 | 168.2287 | 38.1815 | 206.4102 | 2731.4957 | 2731.4957 | 1279.9293 | 1279.9293 | 503.6344 | 503.6344 | 0 | 0 | 947.932 | 947.932 | 409360360.6108 | 900087389.0181 | 393499980.7387 | 0 | 1702.9477 | 28.0991 | 0 | 0 | 0 | 1081.6137 | 66 | 3040 | 4611.9232 | 760 | 190 | 0.24366
1762 | 824.0866 | 250.8 | 1000 | 4000 | 0 | 100% | 95.5708 | 157.1703 | 157.5282 | 157.5282 | 1 | 157.1703 | 97.7006 | 328.7132 | 312.2209 | 312.2209 | 312.2209 | 16.4923 | 328.7132 | 58.3883 | 52.6521 | 52.6521 | 52.6521 | 5.7362 | 58.3883 | 0 | 0 | 0 | 0 | 0 | 0 | 0 | 0 | 0 | 203.6416 | 165.9425 | 165.9425 | 165.9425 | 37.6991 | 203.6416 | 2816.4452 | 2816.4452 | 1365.0741 | 1365.0741 | 503.5667 | 503.5667 | 0 | 0 | 947.8044 | 947.8044 | 414293461.2476 | 900147265.2366 | 397274551.6424 | 0 | 1711.7153 | 30.6244 | 0 | 0 | 0 | 1153.7213 | 66 | 3040 | 4611.9232 | 760 | 190 | 0.24622
1763 | 875.592 | 250.8 | 1000 | 4000 | 0 | 100% | 96.1416 | 161.3594 | 161.679 | 161.679 | 1 | 161.3594 | 98.0405 | 345.4314 | 328.0983 | 328.0983 | 328.0983 | 17.3331 | 345.4314 | 58.3797 | 52.6437 | 52.6437 | 52.6437 | 5.7361 | 58.3797 | 0 | 0 | 0 | 0 | 0 | 0 | 0 | 0 | 0 | 201.9523 | 164.5212 | 164.5212 | 164.5212 | 37.4311 | 201.9523 | 2901.3969 | 2901.3969 | 1450.2086 | 1450.2086 | 503.5032 | 503.5032 | 0 | 0 | 947.685 | 947.685 | 418654642.4297 | 900202209.0267 | 398812244.0155 | 0 | 1717.6691 | 33.0679 | 0 | 0 | 0 | 1225.8288 | 66 | 3040 | 4611.9232 | 760 | 190 | 0.2474
1764 | 927.0974 | 250.8 | 1000 | 4000 | 0 | 100% | 96.8037 | 165.6946 | 166.0131 | 166.0131 | 1 | 165.6946 | 98.3407 | 362.1643 | 343.9895 | 343.9895 | 343.9895 | 18.1748 | 362.1643 | 58.3718 | 52.6359 | 52.6359 | 52.6359 | 5.7359 | 58.3718 | 0 | 0 | 0 | 0 | 0 | 0 | 0 | 0 | 0 | 201.0145 | 163.7148 | 163.7148 | 163.7148 | 37.2998 | 201.0145 | 2986.3506 | 2986.3506 | 1535.3337 | 1535.3337 | 503.4438 | 503.4438 | 0 | 0 | 947.5731 | 947.5731 | 422649145.2463 | 900255254.4697 | 400025328.806 | 0 | 1722.9297 | 35.3612 | 0 | 0 | 0 | 1297.9364 | 66 | 3040 | 4611.9232 | 760 | 190 | 0.24838
1765 | 978.6028 | 250.8 | 1000 | 4000 | 0 | 100% | 97.3744 | 170.105 | 170.4253 | 170.4253 | 1 | 170.105 | 98.5887 | 378.8678 | 359.8528 | 359.8528 | 359.8528 | 19.0151 | 378.8678 | 58.3643 | 52.6286 | 52.6286 | 52.6286 | 5.7357 | 58.3643 | 0 | 0 | 0 | 0 | 0 | 0 | 0 | 0 | 0 | 200.4364 | 163.2071 | 163.2071 | 163.2071 | 37.2293 | 200.4364 | 3071.3061 | 3071.3061 | 1620.4502 | 1620.4502 | 503.3879 | 503.3879 | 0 | 0 | 947.468 | 947.468 | 426332080.7349 | 900306181.461 | 400636012.2979 | 0 | 1727.2743 | 37.5338 | 0 | 0 | 0 | 1370.044 | 66 | 3040 | 4611.9232 | 760 | 190 | 0.24875
1766 | 1030.1083 | 250.8 | 1000 | 4000 | 0 | 100% | 97.7968 | 174.5483 | 174.8697 | 174.8697 | 1 | 174.5483 | 98.8012 | 395.5378 | 375.6842 | 375.6842 | 375.6842 | 19.8537 | 395.5378 | 58.3573 | 52.6218 | 52.6218 | 52.6218 | 5.7356 | 58.3573 | 0 | 0 | 0 | 0 | 0 | 0 | 0 | 0 | 0 | 200.0033 | 162.8088 | 162.8088 | 162.8088 | 37.1945 | 200.0033 | 3156.2633 | 3156.2633 | 1705.5589 | 1705.5589 | 503.3354 | 503.3354 | 0 | 0 | 947.369 | 947.369 | 429721235.7031 | 900354473.5481 | 400921080.6087 | 0 | 1730.9968 | 39.5775 | 0 | 0 | 0 | 1442.1516 | 66 | 3040 | 4611.9232 | 760 | 190 | 0.24893
1767 | 20.6022 | 300.2 | 1000 | 4000 | 0 | 100% | 43.4475 | 128.6624 | 129.0304 | 129.0304 | 1 | 128.6624 | 64.519 | 110.5618 | 105.0336 | 105.0336 | 105.0336 | 5.5281 | 110.5618 | 63.3678 | 57.1626 | 57.1626 | 57.1626 | 6.2052 | 63.3678 | 0 | 0 | 0 | 0 | 0 | 0 | 0 | 0 | 0 | 770.2071 | 624.7713 | 624.7713 | 624.7713 | 145.4358 | 770.2071 | 1590.4223 | 1590.4223 | 34.2504 | 34.2504 | 604.9362 | 604.9362 | 0 | 0 | 951.2357 | 951.2357 | 31694818.2315 | 995787841.9122 | 102891085.7347 | 0 | 1130.3737 | 0.0094646 | 0 | 0 | 0 | 28.843 | 79 | 3040 | 4611.9232 | 760 | 190 | 0.063407
1768 | 51.5054 | 300.2 | 1000 | 4000 | 0 | 100% | 46.5639 | 126.9216 | 127.4575 | 127.4575 | 1 | 126.9216 | 67.874 | 113.4305 | 107.7574 | 107.7574 | 107.7574 | 5.6731 | 113.4305 | 63.3234 | 57.121 | 57.121 | 57.121 | 6.2024 | 63.3234 | 0 | 0 | 0 | 0 | 0 | 0 | 0 | 0 | 0 | 689.0648 | 559.2379 | 559.2379 | 559.2379 | 129.8269 | 689.0648 | 1641.3413 | 1641.3413 | 85.6022 | 85.6022 | 604.7679 | 604.7679 | 0 | 0 | 950.9711 | 950.9711 | 77187852.9544 | 996265390.498 | 115698704.9257 | 0 | 1189.1519 | 0.0089118 | 0 | 0 | 0 | 72.1076 | 79 | 3040 | 4611.9232 | 760 | 190 | 0.071299
1769 | 154.5162 | 300.2 | 1000 | 4000 | 0 | 100% | 60.5251 | 123.3248 | 124.486 | 124.486 | 1 | 123.3248 | 78.3557 | 126.1692 | 119.8543 | 119.8543 | 119.8543 | 6.3149 | 126.1692 | 63.2122 | 57.0163 | 57.0163 | 57.0163 | 6.1959 | 63.2122 | 0 | 0 | 0 | 0 | 0 | 0 | 0 | 0 | 0 | 485.4775 | 394.8071 | 394.8071 | 394.8071 | 90.6704 | 485.4775 | 1811.105 | 1811.105 | 256.6025 | 256.6025 | 604.2873 | 604.2873 | 0 | 0 | 950.2153 | 950.2153 | 207094362.0009 | 997371857.5811 | 168325776.8156 | 0 | 1372.792 | 0.75219 | 0 | 0 | 0 | 216.3227 | 79 | 3040 | 4611.9232 | 760 | 190 | 0.10373
1770 | 206.0217 | 300.2 | 1000 | 4000 | 0 | 100% | 68.9041 | 123.0182 | 124.1791 | 124.1791 | 1 | 123.0182 | 82.5999 | 137.9769 | 131.0687 | 131.0687 | 131.0687 | 6.9081 | 137.9769 | 63.1722 | 56.9783 | 56.9783 | 56.9783 | 6.1939 | 63.1722 | 0 | 0 | 0 | 0 | 0 | 0 | 0 | 0 | 0 | 412.8966 | 335.9867 | 335.9867 | 335.9867 | 76.9098 | 412.8966 | 1896.0029 | 1896.0029 | 342.0218 | 342.0218 | 604.0845 | 604.0845 | 0 | 0 | 949.8965 | 949.8965 | 250571563.2447 | 997730316.9169 | 198848664.082 | 0 | 1447.1505 | 2.1637 | 0 | 0 | 0 | 288.4303 | 79 | 3040 | 4611.9232 | 760 | 190 | 0.12254
1771 | 257.5271 | 300.2 | 1000 | 4000 | 0 | 100% | 74.2808 | 124.2648 | 125.321 | 125.321 | 1 | 124.2648 | 85.6366 | 155.1119 | 147.3436 | 147.3436 | 147.3436 | 7.7683 | 155.1119 | 63.1399 | 56.9475 | 56.9475 | 56.9475 | 6.1924 | 63.1399 | 0 | 0 | 0 | 0 | 0 | 0 | 0 | 0 | 0 | 364.167 | 296.3327 | 296.3327 | 296.3327 | 67.8344 | 364.167 | 1980.9093 | 1980.9093 | 427.398 | 427.398 | 603.9019 | 603.9019 | 0 | 0 | 949.6093 | 949.6093 | 277116318.1497 | 997986481.6214 | 225251013.8975 | 0 | 1500.3538 | 4.758 | 0 | 0 | 0 | 360.5379 | 79 | 3040 | 4611.9232 | 760 | 190 | 0.13881
1772 | 309.0325 | 300.2 | 1000 | 4000 | 0 | 100% | 79.0753 | 126.1393 | 127.1907 | 127.1907 | 1 | 126.1393 | 88.1989 | 173.4756 | 164.7854 | 164.7854 | 164.7854 | 8.6902 | 173.4756 | 63.1136 | 56.9222 | 56.9222 | 56.9222 | 6.1914 | 63.1136 | 0 | 0 | 0 | 0 | 0 | 0 | 0 | 0 | 0 | 327.7735 | 266.6529 | 266.6529 | 266.6529 | 61.1206 | 327.7735 | 2065.823 | 2065.823 | 512.7372 | 512.7372 | 603.7365 | 603.7365 | 0 | 0 | 949.3493 | 949.3493 | 296647416.6179 | 998176540.7432 | 250420456.6816 | 0 | 1545.2444 | 7.5533 | 0 | 0 | 0 | 432.6455 | 79 | 3040 | 4611.9232 | 760 | 190 | 0.15432
1773 | 360.5379 | 300.2 | 1000 | 4000 | 0 | 100% | 83.4475 | 128.2008 | 129.2134 | 129.2134 | 1 | 128.2008 | 90.5698 | 192.305 | 182.6692 | 182.6692 | 182.6692 | 9.6357 | 192.305 | 63.091 | 56.9004 | 56.9004 | 56.9004 | 6.1905 | 63.091 | 0 | 0 | 0 | 0 | 0 | 0 | 0 | 0 | 0 | 296.6335 | 241.2886 | 241.2886 | 241.2886 | 55.3449 | 296.6335 | 2150.743 | 2150.743 | 598.0443 | 598.0443 | 603.586 | 603.586 | 0 | 0 | 949.1127 | 949.1127 | 311568830.2989 | 998335522.0954 | 276878212.3203 | 0 | 1586.7826 | 10.2277 | 0 | 0 | 0 | 504.753 | 79 | 3040 | 4611.9232 | 760 | 190 | 0.17074
1774 | 412.0433 | 300.2 | 1000 | 4000 | 0 | 100% | 86.895 | 130.4895 | 131.2871 | 131.2871 | 1 | 130.4895 | 92.6103 | 211.2894 | 200.7001 | 200.7001 | 200.7001 | 10.5893 | 211.2894 | 63.0718 | 56.8818 | 56.8818 | 56.8818 | 6.1899 | 63.0718 | 0 | 0 | 0 | 0 | 0 | 0 | 0 | 0 | 0 | 271.8249 | 221.092 | 221.092 | 221.092 | 50.7329 | 271.8249 | 2235.6686 | 2235.6686 | 683.3235 | 683.3235 | 603.4486 | 603.4486 | 0 | 0 | 948.8965 | 948.8965 | 323709399.3784 | 998458141.3291 | 300364738.5236 | 0 | 1622.5323 | 12.9483 | 0 | 0 | 0 | 576.8606 | 79 | 3040 | 4611.9232 | 760 | 190 | 0.18545
1775 | 463.5487 | 300.2 | 1000 | 4000 | 0 | 100% | 89.5776 | 133.299 | 133.959 | 133.959 | 1 | 133.299 | 94.1969 | 230.2598 | 218.7175 | 218.7175 | 218.7175 | 11.5423 | 230.2598 | 63.0547 | 56.8653 | 56.8653 | 56.8653 | 6.1894 | 63.0547 | 0 | 0 | 0 | 0 | 0 | 0 | 0 | 0 | 0 | 255.5375 | 207.8009 | 207.8009 | 207.8009 | 47.7366 | 255.5375 | 2320.599 | 2320.599 | 768.5783 | 768.5783 | 603.3225 | 603.3225 | 0 | 0 | 948.6982 | 948.6982 | 333815557.1128 | 998564547.8383 | 317949590.2382 | 0 | 1650.3297 | 15.8362 | 0 | 0 | 0 | 648.9682 | 79 | 3040 | 4611.9232 | 760 | 190 | 0.19653
1776 | 515.0541 | 300.2 | 1000 | 4000 | 0 | 100% | 91.4041 | 136.562 | 137.1046 | 137.1046 | 1 | 136.562 | 95.3799 | 249.1725 | 236.6799 | 236.6799 | 236.6799 | 12.4926 | 249.1725 | 63.0394 | 56.8504 | 56.8504 | 56.8504 | 6.189 | 63.0394 | 0 | 0 | 0 | 0 | 0 | 0 | 0 | 0 | 0 | 244.9646 | 199.1574 | 199.1574 | 199.1574 | 45.8071 | 244.9646 | 2405.5336 | 2405.5336 | 853.8116 | 853.8116 | 603.2064 | 603.2064 | 0 | 0 | 948.5157 | 948.5157 | 342528104.34 | 998659761.8317 | 329867510.7311 | 0 | 1671.0554 | 18.8214 | 0 | 0 | 0 | 721.0758 | 79 | 3040 | 4611.9232 | 760 | 190 | 0.20411
1777 | 566.5595 | 300.2 | 1000 | 4000 | 0 | 100% | 92.911 | 140.172 | 140.6622 | 140.6622 | 1 | 140.172 | 96.3167 | 267.9457 | 254.5096 | 254.5096 | 254.5096 | 13.4361 | 267.9457 | 63.0255 | 56.8369 | 56.8369 | 56.8369 | 6.1886 | 63.0255 | 0 | 0 | 0 | 0 | 0 | 0 | 0 | 0 | 0 | 238.0435 | 193.5071 | 193.5071 | 193.5071 | 44.5364 | 238.0435 | 2490.472 | 2490.472 | 939.0258 | 939.0258 | 603.0991 | 603.0991 | 0 | 0 | 948.3471 | 948.3471 | 350155402.5846 | 998744837.6262 | 338568751.9229 | 0 | 1687.469 | 21.7507 | 0 | 0 | 0 | 793.1834 | 79 | 3040 | 4611.9232 | 760 | 190 | 0.20971
1778 | 618.065 | 300.2 | 1000 | 4000 | 0 | 100% | 94.395 | 143.9796 | 144.4293 | 144.4293 | 1 | 143.9796 | 97.0389 | 286.6227 | 272.2478 | 272.2478 | 272.2478 | 14.3749 | 286.6227 | 63.0129 | 56.8246 | 56.8246 | 56.8246 | 6.1883 | 63.0129 | 0 | 0 | 0 | 0 | 0 | 0 | 0 | 0 | 0 | 233.1942 | 189.4969 | 189.4969 | 189.4969 | 43.6973 | 233.1942 | 2575.4138 | 2575.4138 | 1024.2231 | 1024.2231 | 602.9998 | 602.9998 | 0 | 0 | 948.1909 | 948.1909 | 356912662.3049 | 998820083.4157 | 344388522.0972 | 0 | 1700.1213 | 24.6025 | 0 | 0 | 0 | 865.2909 | 79 | 3040 | 4611.9232 | 760 | 190 | 0.21354
1779 | 669.5704 | 300.2 | 1000 | 4000 | 0 | 100% | 95.5708 | 148.3397 | 148.756 | 148.756 | 1 | 148.3397 | 97.6027 | 305.1491 | 289.8428 | 289.8428 | 289.8428 | 15.3063 | 305.1491 | 63.0015 | 56.8135 | 56.8135 | 56.8135 | 6.188 | 63.0015 | 0 | 0 | 0 | 0 | 0 | 0 | 0 | 0 | 0 | 231.7298 | 188.5929 | 188.5929 | 188.5929 | 43.1369 | 231.7298 | 2660.3585 | 2660.3585 | 1109.4052 | 1109.4052 | 602.9075 | 602.9075 | 0 | 0 | 948.0458 | 948.0458 | 363055015.4496 | 998887235.4187 | 348057753.6639 | 0 | 1710 | 27.3439 | 0 | 0 | 0 | 937.3985 | 79 | 3040 | 4611.9232 | 760 | 190 | 0.21603
1780 | 721.0758 | 300.2 | 1000 | 4000 | 0 | 100% | 96.3927 | 152.4323 | 152.8291 | 152.8291 | 1 | 152.4323 | 98.077 | 323.5094 | 307.2799 | 307.2799 | 307.2799 | 16.2295 | 323.5094 | 62.9911 | 56.8033 | 56.8033 | 56.8033 | 6.1878 | 62.9911 | 0 | 0 | 0 | 0 | 0 | 0 | 0 | 0 | 0 | 229.3126 | 186.5626 | 186.5626 | 186.5626 | 42.75 | 229.3126 | 2745.306 | 2745.306 | 1194.5738 | 1194.5738 | 602.8216 | 602.8216 | 0 | 0 | 947.9106 | 947.9106 | 368636334.1549 | 998948997.514 | 350724513.5076 | 0 | 1718.3098 | 29.9342 | 0 | 0 | 0 | 1009.5061 | 79 | 3040 | 4611.9232 | 760 | 190 | 0.21791
1781 | 772.5812 | 300.2 | 1000 | 4000 | 0 | 100% | 97.1689 | 156.6278 | 156.9916 | 156.9916 | 1 | 156.6278 | 98.4443 | 341.7877 | 324.6391 | 324.6391 | 324.6391 | 17.1486 | 341.7877 | 62.9815 | 56.7939 | 56.7939 | 56.7939 | 6.1876 | 62.9815 | 0 | 0 | 0 | 0 | 0 | 0 | 0 | 0 | 0 | 227.6077 | 185.1227 | 185.1227 | 185.1227 | 42.485 | 227.6077 | 2830.2558 | 2830.2558 | 1279.7301 | 1279.7301 | 602.7413 | 602.7413 | 0 | 0 | 947.7844 | 947.7844 | 373691309.4253 | 999007039.4868 | 352045418.3762 | 0 | 1724.7438 | 32.4086 | 0 | 0 | 0 | 1081.6137 | 79 | 3040 | 4611.9232 | 760 | 190 | 0.21885
1782 | 824.0866 | 300.2 | 1000 | 4000 | 0 | 100% | 97.7854 | 160.9424 | 161.2816 | 161.2816 | 1 | 160.9424 | 98.7308 | 360.0629 | 341.9952 | 341.9952 | 341.9952 | 18.0677 | 360.0629 | 62.9728 | 56.7853 | 56.7853 | 56.7853 | 6.1875 | 62.9728 | 0 | 0 | 0 | 0 | 0 | 0 | 0 | 0 | 0 | 226.6474 | 184.2932 | 184.2932 | 184.2932 | 42.3542 | 226.6474 | 2915.2079 | 2915.2079 | 1364.8753 | 1364.8753 | 602.6662 | 602.6662 | 0 | 0 | 947.6663 | 947.6663 | 378140802.6105 | 999038035.3583 | 352584797.527 | 0 | 1729.7636 | 34.7625 | 0 | 0 | 0 | 1153.7213 | 79 | 3040 | 4611.9232 | 760 | 190 | 0.21919
1783 | 875.592 | 300.2 | 1000 | 4000 | 0 | 100% | 98.242 | 165.3289 | 165.6518 | 165.6518 | 1 | 165.3289 | 98.9649 | 378.4225 | 359.4314 | 359.4314 | 359.4314 | 18.991 | 378.4225 | 62.9648 | 56.7775 | 56.7775 | 56.7775 | 6.1873 | 62.9648 | 0 | 0 | 0 | 0 | 0 | 0 | 0 | 0 | 0 | 226.0216 | 183.7375 | 183.7375 | 183.7375 | 42.2841 | 226.0216 | 3000.1619 | 3000.1619 | 1450.0105 | 1450.0105 | 602.5958 | 602.5958 | 0 | 0 | 947.5556 | 947.5556 | 382085302.5954 | 999058382.3179 | 352721642.8765 | 0 | 1733.8653 | 36.9759 | 0 | 0 | 0 | 1225.8288 | 79 | 3040 | 4611.9232 | 760 | 190 | 0.21927
1784 | 927.0974 | 300.2 | 1000 | 4000 | 0 | 100% | 98.4817 | 169.7926 | 170.1084 | 170.1084 | 1 | 169.7926 | 99.1416 | 396.7836 | 376.8691 | 376.8691 | 376.8691 | 19.9146 | 396.7836 | 62.9574 | 56.7702 | 56.7702 | 56.7702 | 6.1872 | 62.9574 | 0 | 0 | 0 | 0 | 0 | 0 | 0 | 0 | 0 | 225.8173 | 183.5227 | 183.5227 | 183.5227 | 42.2946 | 225.8173 | 3085.1177 | 3085.1177 | 1535.1366 | 1535.1366 | 602.5296 | 602.5296 | 0 | 0 | 947.4515 | 947.4515 | 385720185.192 | 999075693.0682 | 352165818.9035 | 0 | 1736.9617 | 39.074 | 0 | 0 | 0 | 1297.9364 | 79 | 3040 | 4611.9232 | 760 | 190 | 0.21893
1785 | 978.6028 | 300.2 | 1000 | 4000 | 0 | 100% | 98.7443 | 174.2976 | 174.6093 | 174.6093 | 1 | 174.2976 | 99.2885 | 415.0933 | 394.2578 | 394.2578 | 394.2578 | 20.8356 | 415.0933 | 62.9505 | 56.7634 | 56.7634 | 56.7634 | 6.1871 | 62.9505 | 0 | 0 | 0 | 0 | 0 | 0 | 0 | 0 | 0 | 225.8114 | 183.472 | 183.472 | 183.472 | 42.3395 | 225.8114 | 3170.0752 | 3170.0752 | 1620.2544 | 1620.2544 | 602.4673 | 602.4673 | 0 | 0 | 947.3535 | 947.3535 | 389074756.6611 | 999090220.7417 | 351369279.9176 | 0 | 1739.5343 | 41.0488 | 0 | 0 | 0 | 1370.044 | 79 | 3040 | 4611.9232 | 760 | 190 | 0.21844
1786 | 1030.1083 | 300.2 | 1000 | 4000 | 0 | 100% | 98.9041 | 178.8606 | 179.1583 | 179.1583 | 1 | 178.8606 | 99.3829 | 433.3806 | 411.625 | 411.625 | 411.625 | 21.7555 | 433.3806 | 62.9442 | 56.7571 | 56.7571 | 56.7571 | 6.187 | 62.9442 | 0 | 0 | 0 | 0 | 0 | 0 | 0 | 0 | 0 | 226.0834 | 183.6552 | 183.6552 | 183.6552 | 42.4282 | 226.0834 | 3255.0342 | 3255.0342 | 1705.3646 | 1705.3646 | 602.4085 | 602.4085 | 0 | 0 | 947.2611 | 947.2611 | 392129422.1901 | 999102231.9717 | 349956722.2024 | 0 | 1741.1884 | 42.9271 | 0 | 0 | 0 | 1442.1516 | 79 | 3040 | 4611.9232 | 760 | 190 | 0.21757
1787 | 20.6022 | 353.4 | 1000 | 4000 | 0 | 100% | 59.0297 | 122.0936 | 122.493 | 122.493 | 1 | 122.0936 | 73.5713 | 119.1118 | 113.153 | 113.153 | 113.153 | 5.9588 | 119.1118 | 69.2484 | 62.464 | 62.464 | 62.464 | 6.7845 | 69.2484 | 0 | 0 | 0 | 0 | 0 | 0 | 0 | 0 | 0 | 428.0515 | 347.8975 | 347.8975 | 347.8975 | 80.154 | 428.0515 | 1696.679 | 1696.679 | 34.2313 | 34.2313 | 711.7427 | 711.7427 | 0 | 0 | 950.705 | 950.705 | 29404056.5464 | 1072375662.7379 | 187190314.2434 | 0 | 1288.97 | 2.0777 | 0 | 0 | 0 | 28.843 | 93 | 3040 | 4611.9232 | 760 | 190 | 0.11536
1788 | 51.5054 | 353.4 | 1000 | 4000 | 0 | 100% | 61.6781 | 121.3665 | 121.8077 | 121.8077 | 1 | 121.3665 | 76.5237 | 121.7061 | 115.6162 | 115.6162 | 115.6162 | 6.09 | 121.7061 | 69.2134 | 62.4309 | 62.4309 | 62.4309 | 6.7825 | 69.2134 | 0 | 0 | 0 | 0 | 0 | 0 | 0 | 0 | 0 | 409.5748 | 332.9442 | 332.9442 | 332.9442 | 76.6306 | 409.5748 | 1747.608 | 1747.608 | 85.5578 | 85.5578 | 711.5726 | 711.5726 | 0 | 0 | 950.4777 | 950.4777 | 71899747.3847 | 1072713082.0303 | 196081916.0719 | 0 | 1340.6947 | 2.5141 | 0 | 0 | 0 | 72.1076 | 93 | 3040 | 4611.9232 | 760 | 190 | 0.12084
1789 | 154.5162 | 353.4 | 1000 | 4000 | 0 | 100% | 73.4018 | 121.0614 | 121.5412 | 121.5412 | 1 | 121.0614 | 84.9561 | 136.1772 | 129.3586 | 129.3586 | 129.3586 | 6.8185 | 136.1772 | 69.1242 | 62.3463 | 62.3463 | 62.3463 | 6.778 | 69.1242 | 0 | 0 | 0 | 0 | 0 | 0 | 0 | 0 | 0 | 361.0433 | 293.6287 | 293.6287 | 293.6287 | 67.4146 | 361.0433 | 1917.3987 | 1917.3987 | 256.4961 | 256.4961 | 711.0812 | 711.0812 | 0 | 0 | 949.8214 | 949.8214 | 191714242.3585 | 1073489758.381 | 223226231.8952 | 0 | 1488.4302 | 5.2713 | 0 | 0 | 0 | 216.3227 | 93 | 3040 | 4611.9232 | 760 | 190 | 0.13759
1790 | 206.0217 | 353.4 | 1000 | 4000 | 0 | 100% | 78.5388 | 122.7201 | 123.2018 | 123.2018 | 1 | 122.7201 | 87.6716 | 149.1117 | 141.6435 | 141.6435 | 141.6435 | 7.4683 | 149.1117 | 69.0917 | 62.3151 | 62.3151 | 62.3151 | 6.7766 | 69.0917 | 0 | 0 | 0 | 0 | 0 | 0 | 0 | 0 | 0 | 349.1387 | 283.873 | 283.873 | 283.873 | 65.2658 | 349.1387 | 2002.307 | 2002.307 | 341.894 | 341.894 | 710.8716 | 710.8716 | 0 | 0 | 949.5414 | 949.5414 | 231687296.444 | 1073736209.3331 | 230582066.5813 | 0 | 1536.0056 | 7.9621 | 0 | 0 | 0 | 288.4303 | 93 | 3040 | 4611.9232 | 760 | 190 | 0.14237
1791 | 257.5271 | 353.4 | 1000 | 4000 | 0 | 100% | 82.6826 | 124.7919 | 125.4611 | 125.4611 | 1 | 124.7919 | 90.0913 | 168.0169 | 159.5996 | 159.5996 | 159.5996 | 8.4173 | 168.0169 | 69.0648 | 62.2892 | 62.2892 | 62.2892 | 6.7756 | 69.0648 | 0 | 0 | 0 | 0 | 0 | 0 | 0 | 0 | 0 | 325.1755 | 264.3072 | 264.3072 | 264.3072 | 60.8682 | 325.1755 | 2087.2224 | 2087.2224 | 427.2532 | 427.2532 | 710.6816 | 710.6816 | 0 | 0 | 949.2876 | 949.2876 | 255710187.5004 | 1073919394.5339 | 248770859.1733 | 0 | 1578.4004 | 10.5982 | 0 | 0 | 0 | 360.5379 | 93 | 3040 | 4611.9232 | 760 | 190 | 0.15382
1792 | 309.0325 | 353.4 | 1000 | 4000 | 0 | 100% | 86.4954 | 126.9651 | 127.6737 | 127.6737 | 1 | 126.9651 | 92.3677 | 187.9626 | 178.5439 | 178.5439 | 178.5439 | 9.4187 | 187.9626 | 69.0422 | 62.2673 | 62.2673 | 62.2673 | 6.7748 | 69.0422 | 0 | 0 | 0 | 0 | 0 | 0 | 0 | 0 | 0 | 299.4621 | 243.3678 | 243.3678 | 243.3678 | 56.0943 | 299.4621 | 2172.1439 | 2172.1439 | 512.579 | 512.579 | 710.5085 | 710.5085 | 0 | 0 | 949.0564 | 949.0564 | 273705219.0688 | 1074057375.6112 | 270519858.1262 | 0 | 1618.2825 | 13.0874 | 0 | 0 | 0 | 432.6455 | 93 | 3040 | 4611.9232 | 760 | 190 | 0.16747
1793 | 360.5379 | 353.4 | 1000 | 4000 | 0 | 100% | 89.6804 | 129.5197 | 130.1628 | 130.1628 | 1 | 129.5197 | 94.2179 | 208.3719 | 197.9283 | 197.9283 | 197.9283 | 10.4436 | 208.3719 | 69.0229 | 62.2486 | 62.2486 | 62.2486 | 6.7743 | 69.0229 | 0 | 0 | 0 | 0 | 0 | 0 | 0 | 0 | 0 | 279.5853 | 227.1542 | 227.1542 | 227.1542 | 52.4311 | 279.5853 | 2257.0707 | 2257.0707 | 597.8756 | 597.8756 | 710.3502 | 710.3502 | 0 | 0 | 948.8449 | 948.8449 | 287480995.2493 | 1074165656.0719 | 289051294.1047 | 0 | 1650.6979 | 15.7276 | 0 | 0 | 0 | 504.753 | 93 | 3040 | 4611.9232 | 760 | 190 | 0.17913
1794 | 412.0433 | 353.4 | 1000 | 4000 | 0 | 100% | 91.9406 | 132.6323 | 133.1823 | 133.1823 | 1 | 132.6323 | 95.549 | 228.9574 | 217.4798 | 217.4798 | 217.4798 | 11.4776 | 228.9574 | 69.006 | 62.2321 | 62.2321 | 62.2321 | 6.7739 | 69.006 | 0 | 0 | 0 | 0 | 0 | 0 | 0 | 0 | 0 | 267.1455 | 216.971 | 216.971 | 216.971 | 50.1745 | 267.1455 | 2342.0023 | 2342.0023 | 683.1466 | 683.1466 | 710.2049 | 710.2049 | 0 | 0 | 948.6508 | 948.6508 | 298638161.8014 | 1074255526.5382 | 301125088.7555 | 0 | 1674.0188 | 18.5877 | 0 | 0 | 0 | 576.8606 | 93 | 3040 | 4611.9232 | 760 | 190 | 0.18681
1795 | 463.5487 | 353.4 | 1000 | 4000 | 0 | 100% | 93.5046 | 136.1649 | 136.6466 | 136.6466 | 1 | 136.1649 | 96.5062 | 249.5521 | 237.0399 | 237.0399 | 237.0399 | 12.5122 | 249.5521 | 68.991 | 62.2174 | 62.2174 | 62.2174 | 6.7736 | 68.991 | 0 | 0 | 0 | 0 | 0 | 0 | 0 | 0 | 0 | 259.5345 | 210.6962 | 210.6962 | 210.6962 | 48.8383 | 259.5345 | 2426.9379 | 2426.9379 | 768.395 | 768.395 | 710.071 | 710.071 | 0 | 0 | 948.4719 | 948.4719 | 307918027.2945 | 1074314363.6867 | 308555828.4201 | 0 | 1690.7882 | 21.5163 | 0 | 0 | 0 | 648.9682 | 93 | 3040 | 4611.9232 | 760 | 190 | 0.19163
1796 | 515.0541 | 353.4 | 1000 | 4000 | 0 | 100% | 94.8402 | 140.0089 | 140.4881 | 140.4881 | 1 | 140.0089 | 97.246 | 270.1034 | 256.5585 | 256.5585 | 256.5585 | 13.5449 | 270.1034 | 68.9775 | 62.2042 | 62.2042 | 62.2042 | 6.7733 | 68.9775 | 0 | 0 | 0 | 0 | 0 | 0 | 0 | 0 | 0 | 254.9468 | 206.8889 | 206.8889 | 206.8889 | 48.0579 | 254.9468 | 2511.8772 | 2511.8772 | 853.6234 | 853.6234 | 709.9472 | 709.9472 | 0 | 0 | 948.3066 | 948.3066 | 315904311.1296 | 1074354416.6346 | 313490712.9994 | 0 | 1703.7494 | 24.3701 | 0 | 0 | 0 | 721.0758 | 93 | 3040 | 4611.9232 | 760 | 190 | 0.19491
1797 | 566.5595 | 353.4 | 1000 | 4000 | 0 | 100% | 95.9475 | 144.0026 | 144.4285 | 144.4285 | 1 | 144.0026 | 97.8209 | 290.5152 | 275.9445 | 275.9445 | 275.9445 | 14.5707 | 290.5152 | 68.9652 | 62.1921 | 62.1921 | 62.1921 | 6.7731 | 68.9652 | 0 | 0 | 0 | 0 | 0 | 0 | 0 | 0 | 0 | 251.5453 | 204.0831 | 204.0831 | 204.0831 | 47.4623 | 251.5453 | 2596.8197 | 2596.8197 | 938.834 | 938.834 | 709.8324 | 709.8324 | 0 | 0 | 948.1533 | 948.1533 | 322876434.1321 | 1074387464.6426 | 316558942.4186 | 0 | 1713.8228 | 27.1164 | 0 | 0 | 0 | 793.1834 | 93 | 3040 | 4611.9232 | 760 | 190 | 0.19703
1798 | 618.065 | 353.4 | 1000 | 4000 | 0 | 100% | 96.8265 | 148.1052 | 148.487 | 148.487 | 1 | 148.1052 | 98.2672 | 310.7713 | 295.1824 | 295.1824 | 295.1824 | 15.5889 | 310.7713 | 68.954 | 62.1811 | 62.1811 | 62.1811 | 6.7729 | 68.954 | 0 | 0 | 0 | 0 | 0 | 0 | 0 | 0 | 0 | 249.2072 | 202.1058 | 202.1058 | 202.1058 | 47.1014 | 249.2072 | 2681.7652 | 2681.7652 | 1024.0286 | 1024.0286 | 709.7258 | 709.7258 | 0 | 0 | 948.0108 | 948.0108 | 329131197.0221 | 1074414975.2553 | 318095377.18 | 0 | 1721.6415 | 29.7522 | 0 | 0 | 0 | 865.2909 | 93 | 3040 | 4611.9232 | 760 | 190 | 0.19798
1799 | 669.5704 | 353.4 | 1000 | 4000 | 0 | 100% | 97.4658 | 152.3384 | 152.6881 | 152.6881 | 1 | 152.3384 | 98.6177 | 330.8503 | 314.252 | 314.252 | 314.252 | 16.5983 | 330.8503 | 68.9438 | 62.171 | 62.171 | 62.171 | 6.7728 | 68.9438 | 0 | 0 | 0 | 0 | 0 | 0 | 0 | 0 | 0 | 247.9046 | 200.9852 | 200.9852 | 200.9852 | 46.9194 | 247.9046 | 2766.7133 | 2766.7133 | 1109.2089 | 1109.2089 | 709.6263 | 709.6263 | 0 | 0 | 947.878 | 947.878 | 334784048.254 | 1074437505.9939 | 318560065.7177 | 0 | 1727.7816 | 32.2557 | 0 | 0 | 0 | 937.3985 | 93 | 3040 | 4611.9232 | 760 | 190 | 0.19827
1800 | 721.0758 | 353.4 | 1000 | 4000 | 0 | 100% | 97.9566 | 156.6937 | 157.0159 | 157.0159 | 1 | 156.6937 | 98.8706 | 350.7852 | 333.1847 | 333.1847 | 333.1847 | 17.6006 | 350.7852 | 68.9343 | 62.1617 | 62.1617 | 62.1617 | 6.7726 | 68.9343 | 0 | 0 | 0 | 0 | 0 | 0 | 0 | 0 | 0 | 247.5456 | 200.6319 | 200.6319 | 200.6319 | 46.9137 | 247.5456 | 2851.6637 | 2851.6637 | 1194.3763 | 1194.3763 | 709.5334 | 709.5334 | 0 | 0 | 947.7539 | 947.7539 | 339924464.573 | 1074458597.4328 | 317829327.7626 | 0 | 1732.2124 | 34.6367 | 0 | 0 | 0 | 1009.5061 | 93 | 3040 | 4611.9232 | 760 | 190 | 0.19782
1801 | 772.5812 | 353.4 | 1000 | 4000 | 0 | 100% | 98.3447 | 161.1227 | 161.4424 | 161.4424 | 1 | 161.1227 | 99.0874 | 370.5879 | 351.9915 | 351.9915 | 351.9915 | 18.5963 | 370.5879 | 68.9256 | 62.153 | 62.153 | 62.153 | 6.7725 | 68.9256 | 0 | 0 | 0 | 0 | 0 | 0 | 0 | 0 | 0 | 247.6951 | 200.6875 | 200.6875 | 200.6875 | 47.0076 | 247.6951 | 2936.6162 | 2936.6162 | 1279.532 | 1279.532 | 709.4465 | 709.4465 | 0 | 0 | 947.6378 | 947.6378 | 344590401.3107 | 1074474534.2296 | 316946862.2904 | 0 | 1736.0118 | 36.8702 | 0 | 0 | 0 | 1081.6137 | 93 | 3040 | 4611.9232 | 760 | 190 | 0.19728
1802 | 824.0866 | 353.4 | 1000 | 4000 | 0 | 100% | 98.6073 | 165.9704 | 166.2603 | 166.2603 | 1 | 165.9704 | 99.2485 | 390.4396 | 370.845 | 370.845 | 370.845 | 19.5946 | 390.4396 | 68.9175 | 62.145 | 62.145 | 62.145 | 6.7724 | 68.9175 | 0 | 0 | 0 | 0 | 0 | 0 | 0 | 0 | 0 | 249.9918 | 202.8874 | 202.8874 | 202.8874 | 47.1044 | 249.9918 | 3021.5707 | 3021.5707 | 1364.6772 | 1364.6772 | 709.3648 | 709.3648 | 0 | 0 | 947.5287 | 947.5287 | 348650449.9285 | 1074488788.6312 | 315694837.3683 | 0 | 1738.8341 | 38.9844 | 0 | 0 | 0 | 1153.7213 | 93 | 3040 | 4611.9232 | 760 | 190 | 0.1965
1803 | 875.592 | 353.4 | 1000 | 4000 | 0 | 100% | 98.8128 | 170.5195 | 170.7807 | 170.7807 | 1 | 170.5195 | 99.3496 | 410.3951 | 389.7968 | 389.7968 | 389.7968 | 20.5982 | 410.3951 | 68.9099 | 62.1376 | 62.1376 | 62.1376 | 6.7724 | 68.9099 | 0 | 0 | 0 | 0 | 0 | 0 | 0 | 0 | 0 | 250.6112 | 203.3373 | 203.3373 | 203.3373 | 47.2738 | 250.6112 | 3106.527 | 3106.527 | 1449.8126 | 1449.8126 | 709.2881 | 709.2881 | 0 | 0 | 947.4263 | 947.4263 | 352255696.5889 | 1074500543.5249 | 313849249.0125 | 0 | 1740.6055 | 40.9926 | 0 | 0 | 0 | 1225.8288 | 93 | 3040 | 4611.9232 | 760 | 190 | 0.19537
1804 | 927.0974 | 353.4 | 1000 | 4000 | 0 | 100% | 98.9726 | 175.1463 | 175.409 | 175.409 | 1 | 175.1463 | 99.4312 | 430.3303 | 408.7294 | 408.7294 | 408.7294 | 21.6009 | 430.3303 | 68.9029 | 62.1306 | 62.1306 | 62.1306 | 6.7723 | 68.9029 | 0 | 0 | 0 | 0 | 0 | 0 | 0 | 0 | 0 | 251.6864 | 204.1626 | 204.1626 | 204.1626 | 47.5238 | 251.6864 | 3191.4849 | 3191.4849 | 1534.9393 | 1534.9393 | 709.2158 | 709.2158 | 0 | 0 | 947.3297 | 947.3297 | 355596256.2886 | 1074511718.7677 | 311927227.7816 | 0 | 1742.0352 | 42.8816 | 0 | 0 | 0 | 1297.9364 | 93 | 3040 | 4611.9232 | 760 | 190 | 0.19418
1805 | 978.6028 | 353.4 | 1000 | 4000 | 0 | 100% | 99.0982 | 179.8018 | 180.072 | 180.072 | 1 | 179.8018 | 99.5041 | 450.2229 | 427.6214 | 427.6214 | 427.6214 | 22.6015 | 450.2229 | 68.8963 | 62.124 | 62.124 | 62.124 | 6.7722 | 68.8963 | 0 | 0 | 0 | 0 | 0 | 0 | 0 | 0 | 0 | 252.8456 | 205.0601 | 205.0601 | 205.0601 | 47.7855 | 252.8456 | 3276.4442 | 3276.4442 | 1620.0579 | 1620.0579 | 709.1476 | 709.1476 | 0 | 0 | 947.2386 | 947.2386 | 358655912.2924 | 1074521785.452 | 310133277.9922 | 0 | 1743.311 | 44.6558 | 0 | 0 | 0 | 1370.044 | 93 | 3040 | 4611.9232 | 760 | 190 | 0.19308
1806 | 1030.1083 | 353.4 | 1000 | 4000 | 0 | 100% | 99.1781 | 184.4669 | 184.7394 | 184.7394 | 1 | 184.4669 | 99.567 | 470.0956 | 446.4945 | 446.4945 | 446.4945 | 23.6012 | 470.0956 | 68.89 | 62.1179 | 62.1179 | 62.1179 | 6.7722 | 68.89 | 0 | 0 | 0 | 0 | 0 | 0 | 0 | 0 | 0 | 253.9378 | 205.9068 | 205.9068 | 205.9068 | 48.031 | 253.9378 | 3361.4049 | 3361.4049 | 1705.1691 | 1705.1691 | 709.0832 | 709.0832 | 0 | 0 | 947.1525 | 947.1525 | 361443003.5543 | 1074530402.4828 | 308440654.5778 | 0 | 1744.4141 | 46.3257 | 0 | 0 | 0 | 1442.1516 | 93 | 3040 | 4611.9232 | 760 | 190 | 0.19203
1807 | 20.6022 | 402.8 | 1000 | 4000 | 0 | 100% | 69.1895 | 119.4646 | 119.7342 | 119.7342 | 1 | 119.4646 | 80.2075 | 125.4436 | 119.1654 | 119.1654 | 119.1654 | 6.2782 | 125.4436 | 75.1091 | 67.7474 | 67.7474 | 67.7474 | 7.3616 | 75.1091 | 0 | 0 | 0 | 0 | 0 | 0 | 0 | 0 | 0 | 319.639 | 259.8774 | 259.8774 | 259.8774 | 59.7616 | 319.639 | 1795.3638 | 1795.3638 | 34.2159 | 34.2159 | 810.8696 | 810.8696 | 0 | 0 | 950.2783 | 950.2783 | 27905994.4511 | 1126626342.0597 | 250702203.729 | 0 | 1405.2345 | 5.6886 | 0 | 0 | 0 | 28.843 | 106 | 3040 | 4611.9232 | 760 | 190 | 0.15467
1808 | 51.5054 | 402.8 | 1000 | 4000 | 0 | 100% | 71.895 | 119.5067 | 119.7832 | 119.7832 | 1 | 119.5067 | 82.682 | 128.5625 | 122.1269 | 122.1269 | 122.1269 | 6.4356 | 128.5625 | 75.0786 | 67.7186 | 67.7186 | 67.7186 | 7.36 | 75.0786 | 0 | 0 | 0 | 0 | 0 | 0 | 0 | 0 | 0 | 315.9995 | 256.9306 | 256.9306 | 256.9306 | 59.0689 | 315.9995 | 1846.3004 | 1846.3004 | 85.5219 | 85.5219 | 810.6995 | 810.6995 | 0 | 0 | 950.079 | 950.079 | 67993713.0959 | 1126893239.4348 | 253701577.6496 | 0 | 1448.5885 | 6.487 | 0 | 0 | 0 | 72.1076 | 106 | 3040 | 4611.9232 | 760 | 190 | 0.15667
1809 | 154.5162 | 402.8 | 1000 | 4000 | 0 | 100% | 80.4795 | 122.1067 | 122.3354 | 122.3354 | 1 | 122.1067 | 88.8487 | 144.9486 | 137.6885 | 137.6885 | 137.6885 | 7.2601 | 144.9486 | 75.0001 | 67.6437 | 67.6437 | 67.6437 | 7.3564 | 75.0001 | 0 | 0 | 0 | 0 | 0 | 0 | 0 | 0 | 0 | 320.2439 | 260.241 | 260.241 | 260.241 | 60.0029 | 320.2439 | 2016.1115 | 2016.1115 | 256.4089 | 256.4089 | 810.2041 | 810.2041 | 0 | 0 | 949.4985 | 949.4985 | 180048688.4988 | 1127484373.8787 | 249096456.9575 | 0 | 1556.6295 | 10.9092 | 0 | 0 | 0 | 216.3227 | 106 | 3040 | 4611.9232 | 760 | 190 | 0.15433
1810 | 206.0217 | 402.8 | 1000 | 4000 | 0 | 100% | 84.6119 | 124.347 | 124.7964 | 124.7964 | 1 | 124.347 | 91.1142 | 158.9989 | 151.0331 | 151.0331 | 151.0331 | 7.9658 | 158.9989 | 74.971 | 67.6157 | 67.6157 | 67.6157 | 7.3553 | 74.971 | 0 | 0 | 0 | 0 | 0 | 0 | 0 | 0 | 0 | 318.6606 | 258.8283 | 258.8283 | 258.8283 | 59.8323 | 318.6606 | 2101.0279 | 2101.0279 | 341.7885 | 341.7885 | 809.9909 | 809.9909 | 0 | 0 | 949.2485 | 949.2485 | 217156705.3912 | 1127654896.2795 | 251509246.2289 | 0 | 1596.3208 | 13.507 | 0 | 0 | 0 | 288.4303 | 106 | 3040 | 4611.9232 | 760 | 190 | 0.15606
1811 | 257.5271 | 402.8 | 1000 | 4000 | 0 | 100% | 87.9909 | 126.7037 | 127.2994 | 127.2994 | 1 | 126.7037 | 93.2271 | 179.319 | 170.3332 | 170.3332 | 170.3332 | 8.9859 | 179.319 | 74.9464 | 67.592 | 67.592 | 67.592 | 7.3545 | 74.9464 | 0 | 0 | 0 | 0 | 0 | 0 | 0 | 0 | 0 | 302.4048 | 245.5408 | 245.5408 | 245.5408 | 56.864 | 302.4048 | 2185.9503 | 2185.9503 | 427.1331 | 427.1331 | 809.7965 | 809.7965 | 0 | 0 | 949.0207 | 949.0207 | 239540862.0173 | 1127777663.874 | 266020948.1207 | 0 | 1633.3395 | 15.9272 | 0 | 0 | 0 | 360.5379 | 106 | 3040 | 4611.9232 | 760 | 190 | 0.16524
1812 | 309.0325 | 402.8 | 1000 | 4000 | 0 | 100% | 91.0731 | 129.4064 | 129.9717 | 129.9717 | 1 | 129.4064 | 94.9489 | 200.5789 | 190.5256 | 190.5256 | 190.5256 | 10.0533 | 200.5789 | 74.9258 | 67.5719 | 67.5719 | 67.5719 | 7.3539 | 74.9258 | 0 | 0 | 0 | 0 | 0 | 0 | 0 | 0 | 0 | 287.4769 | 233.3458 | 233.3458 | 233.3458 | 54.1311 | 287.4769 | 2270.878 | 2270.878 | 512.4471 | 512.4471 | 809.6186 | 809.6186 | 0 | 0 | 948.8123 | 948.8123 | 256418538.8751 | 1127862397.3067 | 279223664.0492 | 0 | 1663.5046 | 18.4596 | 0 | 0 | 0 | 432.6455 | 106 | 3040 | 4611.9232 | 760 | 190 | 0.17362
1813 | 360.5379 | 402.8 | 1000 | 4000 | 0 | 100% | 93.2078 | 132.5739 | 133.0492 | 133.0492 | 1 | 132.5739 | 96.1998 | 222.4356 | 211.2846 | 211.2846 | 211.2846 | 11.151 | 222.4356 | 74.9078 | 67.5543 | 67.5543 | 67.5543 | 7.3535 | 74.9078 | 0 | 0 | 0 | 0 | 0 | 0 | 0 | 0 | 0 | 277.055 | 224.7922 | 224.7922 | 224.7922 | 52.2629 | 277.055 | 2355.8102 | 2355.8102 | 597.7343 | 597.7343 | 809.4552 | 809.4552 | 0 | 0 | 948.6207 | 948.6207 | 269201054.2746 | 1127924997.5205 | 288294896.2208 | 0 | 1685.4209 | 21.164 | 0 | 0 | 0 | 504.753 | 106 | 3040 | 4611.9232 | 760 | 190 | 0.17945
1814 | 412.0433 | 402.8 | 1000 | 4000 | 0 | 100% | 94.6005 | 136.2855 | 136.7057 | 136.7057 | 1 | 136.2855 | 97.0053 | 244.4773 | 232.2192 | 232.2192 | 232.2192 | 12.2581 | 244.4773 | 74.8919 | 67.5388 | 67.5388 | 67.5388 | 7.3531 | 74.8919 | 0 | 0 | 0 | 0 | 0 | 0 | 0 | 0 | 0 | 272.3138 | 220.8345 | 220.8345 | 220.8345 | 51.4792 | 272.3138 | 2440.7465 | 2440.7465 | 682.9978 | 682.9978 | 809.3045 | 809.3045 | 0 | 0 | 948.4442 | 948.4442 | 279625449.3107 | 1127973797.817 | 291934157.6751 | 0 | 1699.5334 | 24.0056 | 0 | 0 | 0 | 576.8606 | 106 | 3040 | 4611.9232 | 760 | 190 | 0.18189
1815 | 463.5487 | 402.8 | 1000 | 4000 | 0 | 100% | 95.6963 | 140.2261 | 140.6326 | 140.6326 | 1 | 140.2261 | 97.6259 | 266.4689 | 253.106 | 253.106 | 253.106 | 13.363 | 266.4689 | 74.8777 | 67.5248 | 67.5248 | 67.5248 | 7.3529 | 74.8777 | 0 | 0 | 0 | 0 | 0 | 0 | 0 | 0 | 0 | 269.4821 | 218.4192 | 218.4192 | 218.4192 | 51.0629 | 269.4821 | 2525.6863 | 2525.6863 | 768.2402 | 768.2402 | 809.1652 | 809.1652 | 0 | 0 | 948.2809 | 948.2809 | 288322057.4881 | 1128012083.7435 | 294071598.2289 | 0 | 1710.4057 | 26.7622 | 0 | 0 | 0 | 648.9682 | 106 | 3040 | 4611.9232 | 760 | 190 | 0.18321
1816 | 515.0541 | 402.8 | 1000 | 4000 | 0 | 100% | 96.5411 | 144.3067 | 144.6766 | 144.6766 | 1 | 144.3067 | 98.1039 | 288.3975 | 273.9327 | 273.9327 | 273.9327 | 14.4648 | 288.3975 | 74.8647 | 67.512 | 67.512 | 67.512 | 7.3527 | 74.8647 | 0 | 0 | 0 | 0 | 0 | 0 | 0 | 0 | 0 | 267.5444 | 216.7411 | 216.7411 | 216.7411 | 50.8033 | 267.5444 | 2610.6293 | 2610.6293 | 853.4639 | 853.4639 | 809.0359 | 809.0359 | 0 | 0 | 948.1295 | 948.1295 | 295808973.5777 | 1128044649.975 | 294926700.7406 | 0 | 1718.7803 | 29.4043 | 0 | 0 | 0 | 721.0758 | 106 | 3040 | 4611.9232 | 760 | 190 | 0.18375
1817 | 566.5595 | 402.8 | 1000 | 4000 | 0 | 100% | 97.2374 | 148.4891 | 148.8383 | 148.8383 | 1 | 148.4891 | 98.5049 | 310.2168 | 294.6554 | 294.6554 | 294.6554 | 15.5614 | 310.2168 | 74.8529 | 67.5004 | 67.5004 | 67.5004 | 7.3525 | 74.8529 | 0 | 0 | 0 | 0 | 0 | 0 | 0 | 0 | 0 | 266.2084 | 215.5662 | 215.5662 | 215.5662 | 50.6422 | 266.2084 | 2695.5752 | 2695.5752 | 938.6709 | 938.6709 | 808.9158 | 808.9158 | 0 | 0 | 947.9886 | 947.9886 | 302312718.7097 | 1128070094.3983 | 295423742.53 | 0 | 1725.8066 | 31.8987 | 0 | 0 | 0 | 793.1834 | 106 | 3040 | 4611.9232 | 760 | 190 | 0.18406
1818 | 618.065 | 402.8 | 1000 | 4000 | 0 | 100% | 97.7397 | 152.8151 | 153.1198 | 153.1198 | 1 | 152.8151 | 98.799 | 331.8362 | 315.1881 | 315.1881 | 315.1881 | 16.6481 | 331.8362 | 74.8419 | 67.4896 | 67.4896 | 67.4896 | 7.3523 | 74.8419 | 0 | 0 | 0 | 0 | 0 | 0 | 0 | 0 | 0 | 265.8762 | 215.2625 | 215.2625 | 215.2625 | 50.6137 | 265.8762 | 2780.5237 | 2780.5237 | 1023.8627 | 1023.8627 | 808.8037 | 808.8037 | 0 | 0 | 947.8573 | 947.8573 | 308190724.5324 | 1128094857.2887 | 294672182.5245 | 0 | 1730.9578 | 34.2818 | 0 | 0 | 0 | 865.2909 | 106 | 3040 | 4611.9232 | 760 | 190 | 0.18359
1819 | 669.5704 | 402.8 | 1000 | 4000 | 0 | 100% | 98.1621 | 157.2345 | 157.5105 | 157.5105 | 1 | 157.2345 | 99.004 | 353.3009 | 335.5738 | 335.5738 | 335.5738 | 17.7271 | 353.3009 | 74.8319 | 67.4797 | 67.4797 | 67.4797 | 7.3522 | 74.8319 | 0 | 0 | 0 | 0 | 0 | 0 | 0 | 0 | 0 | 266.3873 | 215.6023 | 215.6023 | 215.6023 | 50.785 | 266.3873 | 2865.4745 | 2865.4745 | 1109.041 | 1109.041 | 808.699 | 808.699 | 0 | 0 | 947.7345 | 947.7345 | 313455951.1069 | 1128111297.9719 | 292982738.1908 | 0 | 1734.55 | 36.5512 | 0 | 0 | 0 | 937.3985 | 106 | 3040 | 4611.9232 | 760 | 190 | 0.18255
1820 | 721.0758 | 402.8 | 1000 | 4000 | 0 | 100% | 98.5046 | 161.7163 | 161.9998 | 161.9998 | 1 | 161.7163 | 99.1928 | 374.5934 | 355.7957 | 355.7957 | 355.7957 | 18.7977 | 374.5934 | 74.8228 | 67.4707 | 67.4707 | 67.4707 | 7.3521 | 74.8228 | 0 | 0 | 0 | 0 | 0 | 0 | 0 | 0 | 0 | 267.2758 | 216.2554 | 216.2554 | 216.2554 | 51.0204 | 267.2758 | 2950.4274 | 2950.4274 | 1194.207 | 1194.207 | 808.6009 | 808.6009 | 0 | 0 | 947.6196 | 947.6196 | 318271994.963 | 1128124180.6899 | 291461969.4118 | 0 | 1737.8581 | 38.6712 | 0 | 0 | 0 | 1009.5061 | 106 | 3040 | 4611.9232 | 760 | 190 | 0.18162
1821 | 772.5812 | 402.8 | 1000 | 4000 | 0 | 100% | 98.7557 | 166.2383 | 166.5005 | 166.5005 | 1 | 166.2383 | 99.3279 | 395.8157 | 375.9509 | 375.9509 | 375.9509 | 19.8648 | 395.8157 | 74.8144 | 67.4623 | 67.4623 | 67.4623 | 7.352 | 74.8144 | 0 | 0 | 0 | 0 | 0 | 0 | 0 | 0 | 0 | 268.2848 | 217.0115 | 217.0115 | 217.0115 | 51.2733 | 268.2848 | 3035.3822 | 3035.3822 | 1279.3618 | 1279.3618 | 808.5088 | 808.5088 | 0 | 0 | 947.5117 | 947.5117 | 322535206.1756 | 1128135261.5945 | 289554913.7385 | 0 | 1740.2254 | 40.6808 | 0 | 0 | 0 | 1081.6137 | 106 | 3040 | 4611.9232 | 760 | 190 | 0.18044
1822 | 824.0866 | 402.8 | 1000 | 4000 | 0 | 100% | 98.8813 | 170.8367 | 171.0673 | 171.0673 | 1 | 170.8367 | 99.4008 | 417.0926 | 396.1579 | 396.1579 | 396.1579 | 20.9347 | 417.0926 | 74.8065 | 67.4545 | 67.4545 | 67.4545 | 7.352 | 74.8065 | 0 | 0 | 0 | 0 | 0 | 0 | 0 | 0 | 0 | 269.7053 | 218.1047 | 218.1047 | 218.1047 | 51.6005 | 269.7053 | 3120.3387 | 3120.3387 | 1364.5064 | 1364.5064 | 808.4222 | 808.4222 | 0 | 0 | 947.4102 | 947.4102 | 326322928.7672 | 1128144930.3204 | 287034722.1105 | 0 | 1741.5026 | 42.5964 | 0 | 0 | 0 | 1153.7213 | 106 | 3040 | 4611.9232 | 760 | 190 | 0.17889
1823 | 875.592 | 402.8 | 1000 | 4000 | 0 | 100% | 98.9726 | 175.5001 | 175.7314 | 175.7314 | 1 | 175.5001 | 99.4642 | 438.4127 | 416.4058 | 416.4058 | 416.4058 | 22.0069 | 438.4127 | 74.7991 | 67.4472 | 67.4472 | 67.4472 | 7.3519 | 74.7991 | 0 | 0 | 0 | 0 | 0 | 0 | 0 | 0 | 0 | 271.4506 | 219.4659 | 219.4659 | 219.4659 | 51.9848 | 271.4506 | 3205.2968 | 3205.2968 | 1449.6417 | 1449.6417 | 808.3406 | 808.3406 | 0 | 0 | 947.3145 | 947.3145 | 329725530.8821 | 1128153279.703 | 284733273.7356 | 0 | 1742.6121 | 44.3943 | 0 | 0 | 0 | 1225.8288 | 106 | 3040 | 4611.9232 | 760 | 190 | 0.17747
1824 | 927.0974 | 402.8 | 1000 | 4000 | 0 | 100% | 99.0753 | 180.1804 | 180.4263 | 180.4263 | 1 | 180.1804 | 99.5274 | 459.6968 | 436.6194 | 436.6194 | 436.6194 | 23.0774 | 459.6968 | 74.7922 | 67.4403 | 67.4403 | 67.4403 | 7.3519 | 74.7922 | 0 | 0 | 0 | 0 | 0 | 0 | 0 | 0 | 0 | 273.1601 | 220.7979 | 220.7979 | 220.7979 | 52.3623 | 273.1601 | 3290.2564 | 3290.2564 | 1534.7685 | 1534.7685 | 808.2636 | 808.2636 | 0 | 0 | 947.2243 | 947.2243 | 332851234.4766 | 1128160036.7185 | 282709403.6954 | 0 | 1743.7207 | 46.0812 | 0 | 0 | 0 | 1297.9364 | 106 | 3040 | 4611.9232 | 760 | 190 | 0.17622
1825 | 978.6028 | 402.8 | 1000 | 4000 | 0 | 100% | 99.1667 | 184.8643 | 185.1276 | 185.1276 | 1 | 184.8643 | 99.5905 | 480.9146 | 456.7699 | 456.7699 | 456.7699 | 24.1447 | 480.9146 | 74.7857 | 67.4338 | 67.4338 | 67.4338 | 7.3518 | 74.7857 | 0 | 0 | 0 | 0 | 0 | 0 | 0 | 0 | 0 | 274.7403 | 222.0294 | 222.0294 | 222.0294 | 52.7109 | 274.7403 | 3375.2173 | 3375.2173 | 1619.8875 | 1619.8875 | 808.1908 | 808.1908 | 0 | 0 | 947.139 | 947.139 | 335752157.6678 | 1128166162.4366 | 280906915.9762 | 0 | 1744.8252 | 47.6668 | 0 | 0 | 0 | 1370.044 | 106 | 3040 | 4611.9232 | 760 | 190 | 0.17511
1826 | 1030.1083 | 402.8 | 1000 | 4000 | 0 | 100% | 99.2922 | 189.5486 | 189.8213 | 189.8213 | 1 | 189.5486 | 99.6534 | 502.1301 | 476.9183 | 476.9183 | 476.9183 | 25.2118 | 502.1301 | 74.7795 | 67.4277 | 67.4277 | 67.4277 | 7.3518 | 74.7795 | 0 | 0 | 0 | 0 | 0 | 0 | 0 | 0 | 0 | 276.138 | 223.1196 | 223.1196 | 223.1196 | 53.0184 | 276.138 | 3460.1794 | 3460.1794 | 1704.9993 | 1704.9993 | 808.1219 | 808.1219 | 0 | 0 | 947.0582 | 947.0582 | 338349211.6237 | 1128172015.7851 | 279406350.1693 | 0 | 1745.9276 | 49.1597 | 0 | 0 | 0 | 1442.1516 | 106 | 3040 | 4611.9232 | 760 | 190 | 0.17419
1827 | 20.6022 | 452.2 | 1000 | 4000 | 0 | 100% | 76.3014 | 119.9766 | 120.2858 | 120.2858 | 1 | 119.9766 | 84.7684 | 131.5119 | 124.9275 | 124.9275 | 124.9275 | 6.5844 | 131.5119 | 81.0941 | 73.143 | 73.143 | 73.143 | 7.9511 | 81.0941 | 0 | 0 | 0 | 0 | 0 | 0 | 0 | 0 | 0 | 278.9035 | 226.6576 | 226.6576 | 226.6576 | 52.2459 | 278.9035 | 1894.0626 | 1894.0626 | 34.2024 | 34.2024 | 909.9567 | 909.9567 | 0 | 0 | 949.9034 | 949.9034 | 26594938.0114 | 1171076957.1295 | 287471281.2198 | 0 | 1485.1432 | 10.8131 | 0 | 0 | 0 | 28.843 | 119 | 3040 | 4611.9232 | 760 | 190 | 0.1781
1828 | 51.5054 | 452.2 | 1000 | 4000 | 0 | 100% | 78.4589 | 120.7411 | 120.9868 | 120.9868 | 1 | 120.7411 | 86.6155 | 135.8937 | 129.0888 | 129.0888 | 129.0888 | 6.805 | 135.8937 | 81.0667 | 73.117 | 73.117 | 73.117 | 7.9497 | 81.0667 | 0 | 0 | 0 | 0 | 0 | 0 | 0 | 0 | 0 | 283.4364 | 230.2898 | 230.2898 | 230.2898 | 53.1466 | 283.4364 | 1945.0054 | 1945.0054 | 85.4902 | 85.4902 | 909.7879 | 909.7879 | 0 | 0 | 949.7272 | 949.7272 | 64292533.3793 | 1171281222.5314 | 281929018.6141 | 0 | 1517.5028 | 12.0325 | 0 | 0 | 0 | 72.1076 | 119 | 3040 | 4611.9232 | 760 | 190 | 0.17484
1829 | 154.5162 | 452.2 | 1000 | 4000 | 0 | 100% | 85.3653 | 124.7133 | 124.9249 | 124.9249 | 1 | 124.7133 | 91.548 | 153.5655 | 145.8717 | 145.8717 | 145.8717 | 7.6939 | 153.5655 | 80.996 | 73.0493 | 73.0493 | 73.0493 | 7.9467 | 80.996 | 0 | 0 | 0 | 0 | 0 | 0 | 0 | 0 | 0 | 302.584 | 245.6398 | 245.6398 | 245.6398 | 56.9442 | 302.584 | 2114.8336 | 2114.8336 | 256.331 | 256.331 | 909.2925 | 909.2925 | 0 | 0 | 949.2101 | 949.2101 | 169835363.4875 | 1171735200.5183 | 262349873.6337 | 0 | 1603.9204 | 16.6753 | 0 | 0 | 0 | 216.3227 | 119 | 3040 | 4611.9232 | 760 | 190 | 0.16327
1830 | 206.0217 | 452.2 | 1000 | 4000 | 0 | 100% | 88.8128 | 127.1579 | 127.5156 | 127.5156 | 1 | 127.1579 | 93.5472 | 168.6982 | 160.2442 | 160.2442 | 160.2442 | 8.454 | 168.6982 | 80.9689 | 73.0232 | 73.0232 | 73.0232 | 7.9457 | 80.9689 | 0 | 0 | 0 | 0 | 0 | 0 | 0 | 0 | 0 | 303.2107 | 246.0327 | 246.0327 | 246.0327 | 57.178 | 303.2107 | 2199.7569 | 2199.7569 | 341.6938 | 341.6938 | 909.0775 | 909.0775 | 0 | 0 | 948.9856 | 948.9856 | 204554095.6652 | 1171876234.1461 | 262516995.6649 | 0 | 1638.9473 | 19.0132 | 0 | 0 | 0 | 288.4303 | 119 | 3040 | 4611.9232 | 760 | 190 | 0.16358
1831 | 257.5271 | 452.2 | 1000 | 4000 | 0 | 100% | 91.4954 | 129.9463 | 130.3885 | 130.3885 | 1 | 129.9463 | 95.2128 | 190.2374 | 180.7021 | 180.7021 | 180.7021 | 9.5353 | 190.2374 | 80.9461 | 73.0011 | 73.0011 | 73.0011 | 7.945 | 80.9461 | 0 | 0 | 0 | 0 | 0 | 0 | 0 | 0 | 0 | 294.714 | 239.044 | 239.044 | 239.044 | 55.67 | 294.714 | 2284.6853 | 2284.6853 | 427.0248 | 427.0248 | 908.8805 | 908.8805 | 0 | 0 | 948.78 | 948.78 | 225744499.1198 | 1171976399.1329 | 270407027.8666 | 0 | 1668.1279 | 21.3846 | 0 | 0 | 0 | 360.5379 | 119 | 3040 | 4611.9232 | 760 | 190 | 0.16856
1832 | 309.0325 | 452.2 | 1000 | 4000 | 0 | 100% | 93.7443 | 133.208 | 133.6421 | 133.6421 | 1 | 133.208 | 96.4122 | 212.863 | 202.1916 | 202.1916 | 202.1916 | 10.6714 | 212.863 | 80.9264 | 72.9818 | 72.9818 | 72.9818 | 7.9445 | 80.9264 | 0 | 0 | 0 | 0 | 0 | 0 | 0 | 0 | 0 | 288.4244 | 233.8256 | 233.8256 | 233.8256 | 54.5988 | 288.4244 | 2369.6183 | 2369.6183 | 512.3277 | 512.3277 | 908.6995 | 908.6995 | 0 | 0 | 948.5911 | 948.5911 | 241544149.9971 | 1172049470.492 | 275548537.6548 | 0 | 1689.1422 | 23.9232 | 0 | 0 | 0 | 432.6455 | 119 | 3040 | 4611.9232 | 760 | 190 | 0.17182
1833 | 360.5379 | 452.2 | 1000 | 4000 | 0 | 100% | 95.0342 | 136.8859 | 137.2509 | 137.2509 | 1 | 136.8859 | 97.2115 | 236.1074 | 224.2687 | 224.2687 | 224.2687 | 11.8388 | 236.1074 | 80.9091 | 72.965 | 72.965 | 72.965 | 7.9441 | 80.9091 | 0 | 0 | 0 | 0 | 0 | 0 | 0 | 0 | 0 | 284.9154 | 230.8565 | 230.8565 | 230.8565 | 54.0589 | 284.9154 | 2454.5551 | 2454.5551 | 597.6058 | 597.6058 | 908.5326 | 908.5326 | 0 | 0 | 948.4168 | 948.4168 | 253590594.1235 | 1172104811.6424 | 277449260.1226 | 0 | 1703.1447 | 26.5678 | 0 | 0 | 0 | 504.753 | 119 | 3040 | 4611.9232 | 760 | 190 | 0.173
1834 | 412.0433 | 452.2 | 1000 | 4000 | 0 | 100% | 96.0731 | 140.8523 | 141.2245 | 141.2245 | 1 | 140.8523 | 97.8105 | 259.4711 | 246.4588 | 246.4588 | 246.4588 | 13.0124 | 259.4711 | 80.8937 | 72.9498 | 72.9498 | 72.9498 | 7.9438 | 80.8937 | 0 | 0 | 0 | 0 | 0 | 0 | 0 | 0 | 0 | 283.519 | 229.5919 | 229.5919 | 229.5919 | 53.9271 | 283.519 | 2539.4955 | 2539.4955 | 682.8619 | 682.8619 | 908.3781 | 908.3781 | 0 | 0 | 948.2555 | 948.2555 | 263429034.2636 | 1172146532.8258 | 278063989.1258 | 0 | 1713.6396 | 29.1457 | 0 | 0 | 0 | 576.8606 | 119 | 3040 | 4611.9232 | 760 | 190 | 0.17339
1835 | 463.5487 | 452.2 | 1000 | 4000 | 0 | 100% | 96.9292 | 144.937 | 145.2687 | 145.2687 | 1 | 144.937 | 98.2742 | 282.79 | 268.6061 | 268.6061 | 268.6061 | 14.1839 | 282.79 | 80.8798 | 72.9362 | 72.9362 | 72.9362 | 7.9436 | 80.8798 | 0 | 0 | 0 | 0 | 0 | 0 | 0 | 0 | 0 | 282.4157 | 228.5842 | 228.5842 | 228.5842 | 53.8315 | 282.4157 | 2624.439 | 2624.439 | 768.0984 | 768.0984 | 908.2347 | 908.2347 | 0 | 0 | 948.1059 | 948.1059 | 271633622.5816 | 1172180097.053 | 277949609.5913 | 0 | 1721.7633 | 31.6201 | 0 | 0 | 0 | 648.9682 | 119 | 3040 | 4611.9232 | 760 | 190 | 0.17332
1836 | 515.0541 | 452.2 | 1000 | 4000 | 0 | 100% | 97.5571 | 149.147 | 149.447 | 149.447 | 1 | 149.147 | 98.6382 | 306.0509 | 290.6981 | 290.6981 | 290.6981 | 15.3528 | 306.0509 | 80.8672 | 72.9238 | 72.9238 | 72.9238 | 7.9434 | 80.8672 | 0 | 0 | 0 | 0 | 0 | 0 | 0 | 0 | 0 | 281.9844 | 228.1315 | 228.1315 | 228.1315 | 53.8529 | 281.9844 | 2709.3854 | 2709.3854 | 853.3174 | 853.3174 | 908.1014 | 908.1014 | 0 | 0 | 947.9666 | 947.9666 | 278707086.3569 | 1172206271.7255 | 277228423.3275 | 0 | 1728.1418 | 33.978 | 0 | 0 | 0 | 721.0758 | 119 | 3040 | 4611.9232 | 760 | 190 | 0.17289
1837 | 566.5595 | 452.2 | 1000 | 4000 | 0 | 100% | 97.968 | 153.5031 | 153.7607 | 153.7607 | 1 | 153.5031 | 98.8809 | 329.2172 | 312.7001 | 312.7001 | 312.7001 | 16.517 | 329.2172 | 80.8557 | 72.9124 | 72.9124 | 72.9124 | 7.9433 | 80.8557 | 0 | 0 | 0 | 0 | 0 | 0 | 0 | 0 | 0 | 282.643 | 228.5691 | 228.5691 | 228.5691 | 54.0739 | 282.643 | 2794.3342 | 2794.3342 | 938.5205 | 938.5205 | 907.977 | 907.977 | 0 | 0 | 947.8368 | 947.8368 | 284828085.9814 | 1172226580.9428 | 275338625.6683 | 0 | 1732.3933 | 36.2464 | 0 | 0 | 0 | 793.1834 | 119 | 3040 | 4611.9232 | 760 | 190 | 0.17172
1838 | 618.065 | 452.2 | 1000 | 4000 | 0 | 100% | 98.3105 | 157.967 | 158.2159 | 158.2159 | 1 | 157.967 | 99.0743 | 352.1735 | 334.5026 | 334.5026 | 334.5026 | 17.6709 | 352.1735 | 80.8452 | 72.902 | 72.902 | 72.902 | 7.9432 | 80.8452 | 0 | 0 | 0 | 0 | 0 | 0 | 0 | 0 | 0 | 284.0705 | 229.647 | 229.647 | 229.647 | 54.4235 | 284.0705 | 2879.2854 | 2879.2854 | 1023.7094 | 1023.7094 | 907.8606 | 907.8606 | 0 | 0 | 947.7153 | 947.7153 | 290342879.3384 | 1172242160.906 | 273196299.378 | 0 | 1735.7813 | 38.3886 | 0 | 0 | 0 | 865.2909 | 119 | 3040 | 4611.9232 | 760 | 190 | 0.1704
1839 | 669.5704 | 452.2 | 1000 | 4000 | 0 | 100% | 98.6187 | 162.4707 | 162.7305 | 162.7305 | 1 | 162.4707 | 99.2488 | 374.9679 | 356.1511 | 356.1511 | 356.1511 | 18.8168 | 374.9679 | 80.8356 | 72.8925 | 72.8925 | 72.8925 | 7.9431 | 80.8356 | 0 | 0 | 0 | 0 | 0 | 0 | 0 | 0 | 0 | 285.5843 | 230.7974 | 230.7974 | 230.7974 | 54.7869 | 285.5843 | 2964.2386 | 2964.2386 | 1108.8854 | 1108.8854 | 907.7516 | 907.7516 | 0 | 0 | 947.6016 | 947.6016 | 295295186.1644 | 1172253894.0033 | 271289129.9405 | 0 | 1738.8382 | 40.395 | 0 | 0 | 0 | 937.3985 | 119 | 3040 | 4611.9232 | 760 | 190 | 0.16923
1840 | 721.0758 | 452.2 | 1000 | 4000 | 0 | 100% | 98.8242 | 167.0189 | 167.2478 | 167.2478 | 1 | 167.0189 | 99.3569 | 397.5755 | 377.6221 | 377.6221 | 377.6221 | 19.9534 | 397.5755 | 80.8266 | 72.8836 | 72.8836 | 72.8836 | 7.943 | 80.8266 | 0 | 0 | 0 | 0 | 0 | 0 | 0 | 0 | 0 | 287.2936 | 232.1148 | 232.1148 | 232.1148 | 55.1787 | 287.2936 | 3049.1937 | 3049.1937 | 1194.0496 | 1194.0496 | 907.6493 | 907.6493 | 0 | 0 | 947.4947 | 947.4947 | 299831643.901 | 1172263551.0594 | 268637300.842 | 0 | 1740.7325 | 42.31 | 0 | 0 | 0 | 1009.5061 | 119 | 3040 | 4611.9232 | 760 | 190 | 0.16759
1841 | 772.5812 | 452.2 | 1000 | 4000 | 0 | 100% | 98.9384 | 171.6508 | 171.8577 | 171.8577 | 1 | 171.6508 | 99.4223 | 420.1046 | 399.0183 | 399.0183 | 399.0183 | 21.0862 | 420.1046 | 80.8183 | 72.8754 | 72.8754 | 72.8754 | 7.9429 | 80.8183 | 0 | 0 | 0 | 0 | 0 | 0 | 0 | 0 | 0 | 289.601 | 233.9215 | 233.9215 | 233.9215 | 55.6795 | 289.601 | 3134.1505 | 3134.1505 | 1279.2032 | 1279.2032 | 907.553 | 907.553 | 0 | 0 | 947.3942 | 947.3942 | 303864987.7 | 1172271806.6425 | 265742681.1012 | 0 | 1741.8795 | 44.1265 | 0 | 0 | 0 | 1081.6137 | 119 | 3040 | 4611.9232 | 760 | 190 | 0.16581
1842 | 824.0866 | 452.2 | 1000 | 4000 | 0 | 100% | 99.0068 | 176.3229 | 176.54 | 176.54 | 1 | 176.3229 | 99.4858 | 442.6563 | 420.436 | 420.436 | 420.436 | 22.2203 | 442.6563 | 80.8105 | 72.8676 | 72.8676 | 72.8676 | 7.9429 | 80.8105 | 0 | 0 | 0 | 0 | 0 | 0 | 0 | 0 | 0 | 292.0227 | 235.8147 | 235.8147 | 235.8147 | 56.208 | 292.0227 | 3219.1088 | 3219.1088 | 1364.347 | 1364.347 | 907.4623 | 907.4623 | 0 | 0 | 947.2995 | 947.2995 | 307461778.8192 | 1172278166.3594 | 263250858.2133 | 0 | 1742.9908 | 45.8295 | 0 | 0 | 0 | 1153.7213 | 119 | 3040 | 4611.9232 | 760 | 190 | 0.16427
1843 | 875.592 | 452.2 | 1000 | 4000 | 0 | 100% | 99.0868 | 181.0012 | 181.2326 | 181.2326 | 1 | 181.0012 | 99.5491 | 465.2516 | 441.895 | 441.895 | 441.895 | 23.3566 | 465.2516 | 80.8033 | 72.8604 | 72.8604 | 72.8604 | 7.9429 | 80.8033 | 0 | 0 | 0 | 0 | 0 | 0 | 0 | 0 | 0 | 294.1795 | 237.4964 | 237.4964 | 237.4964 | 56.6831 | 294.1795 | 3304.0686 | 3304.0686 | 1449.4819 | 1449.4819 | 907.3767 | 907.3767 | 0 | 0 | 947.2101 | 947.2101 | 310667951.0448 | 1172283554.7868 | 261149013.7949 | 0 | 1744.1005 | 47.4302 | 0 | 0 | 0 | 1225.8288 | 119 | 3040 | 4611.9232 | 760 | 190 | 0.16298
1844 | 927.0974 | 452.2 | 1000 | 4000 | 0 | 100% | 99.2237 | 185.6834 | 185.9332 | 185.9332 | 1 | 185.6834 | 99.6123 | 487.8395 | 463.3468 | 463.3468 | 463.3468 | 24.4927 | 487.8395 | 80.7964 | 72.8536 | 72.8536 | 72.8536 | 7.9428 | 80.7964 | 0 | 0 | 0 | 0 | 0 | 0 | 0 | 0 | 0 | 296.1023 | 238.9984 | 238.9984 | 238.9984 | 57.1039 | 296.1023 | 3389.0297 | 3389.0297 | 1534.6085 | 1534.6085 | 907.2957 | 907.2957 | 0 | 0 | 947.1256 | 947.1256 | 313619860.7317 | 1172288591.9729 | 259299537.4546 | 0 | 1745.208 | 48.9374 | 0 | 0 | 0 | 1297.9364 | 119 | 3040 | 4611.9232 | 760 | 190 | 0.16184
1845 | 978.6028 | 452.2 | 1000 | 4000 | 0 | 100% | 99.3265 | 190.365 | 190.6329 | 190.6329 | 1 | 190.365 | 99.6753 | 510.3565 | 484.7313 | 484.7313 | 484.7313 | 25.6252 | 510.3565 | 80.7899 | 72.8471 | 72.8471 | 72.8471 | 7.9428 | 80.7899 | 0 | 0 | 0 | 0 | 0 | 0 | 0 | 0 | 0 | 297.8342 | 240.3523 | 240.3523 | 240.3523 | 57.4819 | 297.8342 | 3473.992 | 3473.992 | 1619.7276 | 1619.7276 | 907.219 | 907.219 | 0 | 0 | 947.0455 | 947.0455 | 316355360.1096 | 1172292897.2954 | 257663620.4965 | 0 | 1746.3119 | 50.359 | 0 | 0 | 0 | 1370.044 | 119 | 3040 | 4611.9232 | 760 | 190 | 0.16083
1846 | 1030.1083 | 452.2 | 1000 | 4000 | 0 | 100% | 99.5662 | 195.0439 | 195.3158 | 195.3158 | 1 | 195.0439 | 99.7288 | 532.8546 | 506.0977 | 506.0977 | 506.0977 | 26.7569 | 532.8546 | 80.7838 | 72.8411 | 72.8411 | 72.8411 | 7.9428 | 80.7838 | 0 | 0 | 0 | 0 | 0 | 0 | 0 | 0 | 0 | 299.3635 | 241.5401 | 241.5401 | 241.5401 | 57.8233 | 299.3635 | 3558.9555 | 3558.9555 | 1704.8397 | 1704.8397 | 907.1462 | 907.1462 | 0 | 0 | 946.9696 | 946.9696 | 318826013.6792 | 1172296539.1953 | 256126185.702 | 0 | 1747.2487 | 51.7053 | 0 | 0 | 0 | 1442.1516 | 119 | 3040 | 4611.9232 | 760 | 190 | 0.15988
1847 | 20.6022 | 501.6 | 1000 | 4000 | 0 | 100% | 81.4954 | 122.2581 | 122.4848 | 122.4848 | 1 | 122.2581 | 87.8506 | 139.8021 | 132.8003 | 132.8003 | 132.8003 | 7.0018 | 139.8021 | 87.1829 | 78.6322 | 78.6322 | 78.6322 | 8.5507 | 87.1829 | 0 | 0 | 0 | 0 | 0 | 0 | 0 | 0 | 0 | 260.3189 | 211.3673 | 211.3673 | 211.3673 | 48.9517 | 260.3189 | 1992.773 | 1992.773 | 34.1905 | 34.1905 | 1009.011 | 1009.011 | 0 | 0 | 949.5715 | 949.5715 | 25014277.2707 | 1207904756.6922 | 306224341.5331 | 0 | 1539.1434 | 16.4761 | 0 | 0 | 0 | 28.843 | 132 | 3040 | 4611.9232 | 760 | 190 | 0.19019
1848 | 51.5054 | 501.6 | 1000 | 4000 | 0 | 100% | 83.1507 | 123.3841 | 123.5735 | 123.5735 | 1 | 123.3841 | 89.3813 | 143.8375 | 136.6325 | 136.6325 | 136.6325 | 7.205 | 143.8375 | 87.1575 | 78.608 | 78.608 | 78.608 | 8.5495 | 87.1575 | 0 | 0 | 0 | 0 | 0 | 0 | 0 | 0 | 0 | 267.4842 | 217.133 | 217.133 | 217.133 | 50.3512 | 267.4842 | 2043.721 | 2043.721 | 85.4621 | 85.4621 | 1008.8443 | 1008.8443 | 0 | 0 | 949.4146 | 949.4146 | 60730064.1216 | 1208081633.7874 | 297148203.1822 | 0 | 1565.9599 | 17.7201 | 0 | 0 | 0 | 72.1076 | 132 | 3040 | 4611.9232 | 760 | 190 | 0.18468
1849 | 154.5162 | 501.6 | 1000 | 4000 | 0 | 100% | 89.0411 | 128.0928 | 128.2647 | 128.2647 | 1 | 128.0928 | 93.5619 | 162.1856 | 154.0577 | 154.0577 | 154.0577 | 8.1279 | 162.1856 | 87.0908 | 78.5441 | 78.5441 | 78.5441 | 8.5467 | 87.0908 | 0 | 0 | 0 | 0 | 0 | 0 | 0 | 0 | 0 | 292.3711 | 237.1129 | 237.1129 | 237.1129 | 55.2582 | 292.3711 | 2213.5636 | 2213.5636 | 256.261 | 256.261 | 1008.3517 | 1008.3517 | 0 | 0 | 948.951 | 948.951 | 160746636.4569 | 1208479644.9113 | 269977424.182 | 0 | 1639.2037 | 22.1073 | 0 | 0 | 0 | 216.3227 | 132 | 3040 | 4611.9232 | 760 | 190 | 0.16819
1850 | 206.0217 | 501.6 | 1000 | 4000 | 0 | 100% | 91.6096 | 130.9419 | 131.2604 | 131.2604 | 1 | 130.9419 | 95.175 | 178.1833 | 169.2519 | 169.2519 | 169.2519 | 8.9314 | 178.1833 | 87.0657 | 78.5198 | 78.5198 | 78.5198 | 8.5459 | 87.0657 | 0 | 0 | 0 | 0 | 0 | 0 | 0 | 0 | 0 | 298.3669 | 241.8475 | 241.8475 | 241.8475 | 56.5194 | 298.3669 | 2298.4928 | 2298.4928 | 341.6084 | 341.6084 | 1008.1362 | 1008.1362 | 0 | 0 | 948.7482 | 948.7482 | 193594887.721 | 1208594259.1291 | 265276828.6767 | 0 | 1667.466 | 24.3436 | 0 | 0 | 0 | 288.4303 | 132 | 3040 | 4611.9232 | 760 | 190 | 0.16541
1851 | 257.5271 | 501.6 | 1000 | 4000 | 0 | 100% | 93.79 | 134.0917 | 134.473 | 134.473 | 1 | 134.0917 | 96.4666 | 200.8822 | 190.8111 | 190.8111 | 190.8111 | 10.0711 | 200.8822 | 87.0443 | 78.4989 | 78.4989 | 78.4989 | 8.5453 | 87.0443 | 0 | 0 | 0 | 0 | 0 | 0 | 0 | 0 | 0 | 295.5982 | 239.478 | 239.478 | 239.478 | 56.1202 | 295.5982 | 2383.4264 | 2383.4264 | 426.9265 | 426.9265 | 1007.9381 | 1007.9381 | 0 | 0 | 948.5618 | 948.5618 | 213715854.6046 | 1208678302.2352 | 267700858.6166 | 0 | 1690.095 | 26.606 | 0 | 0 | 0 | 360.5379 | 132 | 3040 | 4611.9232 | 760 | 190 | 0.16702
1852 | 309.0325 | 501.6 | 1000 | 4000 | 0 | 100% | 95.5251 | 137.6567 | 137.9971 | 137.9971 | 1 | 137.6567 | 97.345 | 224.8469 | 213.5724 | 213.5724 | 213.5724 | 11.2745 | 224.8469 | 87.0252 | 78.4803 | 78.4803 | 78.4803 | 8.5449 | 87.0252 | 0 | 0 | 0 | 0 | 0 | 0 | 0 | 0 | 0 | 293.7352 | 237.8268 | 237.8268 | 237.8268 | 55.9084 | 293.7352 | 2468.3639 | 2468.3639 | 512.2189 | 512.2189 | 1007.7553 | 1007.7553 | 0 | 0 | 948.3897 | 948.3897 | 228621155.0105 | 1208744510.5965 | 268118891.2933 | 0 | 1705.4846 | 28.9928 | 0 | 0 | 0 | 432.6455 | 132 | 3040 | 4611.9232 | 760 | 190 | 0.16729
1853 | 360.5379 | 501.6 | 1000 | 4000 | 0 | 100% | 96.2785 | 141.6116 | 141.9396 | 141.9396 | 1 | 141.6116 | 97.9206 | 249.3682 | 236.8622 | 236.8622 | 236.8622 | 12.506 | 249.3682 | 87.0083 | 78.4638 | 78.4638 | 78.4638 | 8.5445 | 87.0083 | 0 | 0 | 0 | 0 | 0 | 0 | 0 | 0 | 0 | 294.2065 | 238.0595 | 238.0595 | 238.0595 | 56.147 | 294.2065 | 2553.3048 | 2553.3048 | 597.4884 | 597.4884 | 1007.586 | 1007.586 | 0 | 0 | 948.2304 | 948.2304 | 240075111.6574 | 1208792970.1147 | 266700291.7223 | 0 | 1715.5684 | 31.4133 | 0 | 0 | 0 | 504.753 | 132 | 3040 | 4611.9232 | 760 | 190 | 0.16642
1854 | 412.0433 | 501.6 | 1000 | 4000 | 0 | 100% | 97.2603 | 145.6713 | 145.9728 | 145.9728 | 1 | 145.6713 | 98.3958 | 273.9851 | 260.2425 | 260.2425 | 260.2425 | 13.7426 | 273.9851 | 86.9933 | 78.4491 | 78.4491 | 78.4491 | 8.5442 | 86.9933 | 0 | 0 | 0 | 0 | 0 | 0 | 0 | 0 | 0 | 294.171 | 237.8979 | 237.8979 | 237.8979 | 56.273 | 294.171 | 2638.2488 | 2638.2488 | 682.7374 | 682.7374 | 1007.4289 | 1007.4289 | 0 | 0 | 948.0825 | 948.0825 | 249443619.4585 | 1208831563.3658 | 265619737.1375 | 0 | 1723.8949 | 33.7159 | 0 | 0 | 0 | 576.8606 | 132 | 3040 | 4611.9232 | 760 | 190 | 0.16576
1855 | 463.5487 | 501.6 | 1000 | 4000 | 0 | 100% | 97.6941 | 149.9561 | 150.1923 | 150.1923 | 1 | 149.9561 | 98.6765 | 298.6136 | 283.6336 | 283.6336 | 283.6336 | 14.98 | 298.6136 | 86.9797 | 78.4357 | 78.4357 | 78.4357 | 8.544 | 86.9797 | 0 | 0 | 0 | 0 | 0 | 0 | 0 | 0 | 0 | 295.7335 | 239.0425 | 239.0425 | 239.0425 | 56.691 | 295.7335 | 2723.1956 | 2723.1956 | 767.968 | 767.968 | 1007.2826 | 1007.2826 | 0 | 0 | 947.9449 | 947.9449 | 257200589.5588 | 1208860218.5853 | 262750917.5897 | 0 | 1728.8117 | 35.9817 | 0 | 0 | 0 | 648.9682 | 132 | 3040 | 4611.9232 | 760 | 190 | 0.16401
1856 | 515.0541 | 501.6 | 1000 | 4000 | 0 | 100% | 98.1621 | 154.3522 | 154.6073 | 154.6073 | 1 | 154.3522 | 98.9342 | 323.1755 | 306.9613 | 306.9613 | 306.9613 | 16.2142 | 323.1755 | 86.9674 | 78.4235 | 78.4235 | 78.4235 | 8.5438 | 86.9674 | 0 | 0 | 0 | 0 | 0 | 0 | 0 | 0 | 0 | 297.7071 | 240.537 | 240.537 | 240.537 | 57.1701 | 297.7071 | 2808.1448 | 2808.1448 | 853.1822 | 853.1822 | 1007.1462 | 1007.1462 | 0 | 0 | 947.8165 | 947.8165 | 263890712.5325 | 1208882942.3093 | 260553935.3599 | 0 | 1733.3276 | 38.104 | 0 | 0 | 0 | 721.0758 | 132 | 3040 | 4611.9232 | 760 | 190 | 0.16266
1857 | 566.5595 | 501.6 | 1000 | 4000 | 0 | 100% | 98.4247 | 158.8063 | 159.0187 | 159.0187 | 1 | 158.8063 | 99.1091 | 347.6222 | 330.1793 | 330.1793 | 330.1793 | 17.4429 | 347.6222 | 86.9561 | 78.4124 | 78.4124 | 78.4124 | 8.5437 | 86.9561 | 0 | 0 | 0 | 0 | 0 | 0 | 0 | 0 | 0 | 299.6347 | 242.0139 | 242.0139 | 242.0139 | 57.6208 | 299.6347 | 2893.0963 | 2893.0963 | 938.3815 | 938.3815 | 1007.0185 | 1007.0185 | 0 | 0 | 947.6963 | 947.6963 | 269717339.4572 | 1208901310.5915 | 257772172.1048 | 0 | 1736.3908 | 40.1344 | 0 | 0 | 0 | 793.1834 | 132 | 3040 | 4611.9232 | 760 | 190 | 0.16094
1858 | 618.065 | 501.6 | 1000 | 4000 | 0 | 100% | 98.71 | 163.3405 | 163.539 | 163.539 | 1 | 163.3405 | 99.2469 | 371.8545 | 353.1936 | 353.1936 | 353.1936 | 18.6609 | 371.8545 | 86.9456 | 78.402 | 78.402 | 78.402 | 8.5436 | 86.9456 | 0 | 0 | 0 | 0 | 0 | 0 | 0 | 0 | 0 | 302.0791 | 243.9154 | 243.9154 | 243.9154 | 58.1637 | 302.0791 | 2978.0499 | 2978.0499 | 1023.5673 | 1023.5673 | 1006.8989 | 1006.8989 | 0 | 0 | 947.5837 | 947.5837 | 274941428.3505 | 1208916342.288 | 254947791.1233 | 0 | 1738.8056 | 42.0506 | 0 | 0 | 0 | 865.2909 | 132 | 3040 | 4611.9232 | 760 | 190 | 0.1592
1859 | 669.5704 | 501.6 | 1000 | 4000 | 0 | 100% | 98.9155 | 167.9322 | 168.1421 | 168.1421 | 1 | 167.9322 | 99.3617 | 395.9111 | 376.0408 | 376.0408 | 376.0408 | 19.8702 | 395.9111 | 86.936 | 78.3925 | 78.3925 | 78.3925 | 8.5435 | 86.936 | 0 | 0 | 0 | 0 | 0 | 0 | 0 | 0 | 0 | 304.8239 | 246.0622 | 246.0622 | 246.0622 | 58.7617 | 304.8239 | 3063.0052 | 3063.0052 | 1108.7408 | 1108.7408 | 1006.7865 | 1006.7865 | 0 | 0 | 947.478 | 947.478 | 279653522.4733 | 1208928145.3244 | 252235771.5412 | 0 | 1740.8174 | 43.8561 | 0 | 0 | 0 | 937.3985 | 132 | 3040 | 4611.9232 | 760 | 190 | 0.15753
1860 | 721.0758 | 501.6 | 1000 | 4000 | 0 | 100% | 99.0183 | 172.555 | 172.7555 | 172.7555 | 1 | 172.555 | 99.4357 | 419.7995 | 398.7283 | 398.7283 | 398.7283 | 21.0713 | 419.7995 | 86.927 | 78.3836 | 78.3836 | 78.3836 | 8.5434 | 86.927 | 0 | 0 | 0 | 0 | 0 | 0 | 0 | 0 | 0 | 307.6399 | 248.26 | 248.26 | 248.26 | 59.3799 | 307.6399 | 3147.9623 | 3147.9623 | 1193.9031 | 1193.9031 | 1006.6807 | 1006.6807 | 0 | 0 | 947.3785 | 947.3785 | 283916303.1907 | 1208937103.8718 | 249260449.7272 | 0 | 1742.1139 | 45.572 | 0 | 0 | 0 | 1009.5061 | 132 | 3040 | 4611.9232 | 760 | 190 | 0.1557
1861 | 772.5812 | 501.6 | 1000 | 4000 | 0 | 100% | 99.0868 | 177.2143 | 177.4196 | 177.4196 | 1 | 177.2143 | 99.4992 | 443.6038 | 421.3356 | 421.3356 | 421.3356 | 22.2682 | 443.6038 | 86.9187 | 78.3753 | 78.3753 | 78.3753 | 8.5434 | 86.9187 | 0 | 0 | 0 | 0 | 0 | 0 | 0 | 0 | 0 | 310.5384 | 250.5282 | 250.5282 | 250.5282 | 60.0102 | 310.5384 | 3232.9209 | 3232.9209 | 1279.0552 | 1279.0552 | 1006.581 | 1006.581 | 0 | 0 | 947.2846 | 947.2846 | 287734237.2179 | 1208943972.8889 | 246547691.3116 | 0 | 1743.2259 | 47.1887 | 0 | 0 | 0 | 1081.6137 | 132 | 3040 | 4611.9232 | 760 | 190 | 0.15402
1862 | 824.0866 | 501.6 | 1000 | 4000 | 0 | 100% | 99.1781 | 181.8858 | 182.1032 | 182.1032 | 1 | 181.8858 | 99.5626 | 467.4302 | 443.9639 | 443.9639 | 443.9639 | 23.4663 | 467.4302 | 86.9109 | 78.3676 | 78.3676 | 78.3676 | 8.5433 | 86.9109 | 0 | 0 | 0 | 0 | 0 | 0 | 0 | 0 | 0 | 313.1802 | 252.5944 | 252.5944 | 252.5944 | 60.5858 | 313.1802 | 3317.8809 | 3317.8809 | 1364.198 | 1364.198 | 1006.4869 | 1006.4869 | 0 | 0 | 947.196 | 947.196 | 291122871.9914 | 1208949960.5106 | 244264238.1979 | 0 | 1744.3371 | 48.7108 | 0 | 0 | 0 | 1153.7213 | 132 | 3040 | 4611.9232 | 760 | 190 | 0.15262
1863 | 875.592 | 501.6 | 1000 | 4000 | 0 | 100% | 99.3151 | 186.565 | 186.7991 | 186.7991 | 1 | 186.565 | 99.626 | 491.3194 | 466.6517 | 466.6517 | 466.6517 | 24.6677 | 491.3194 | 86.9036 | 78.3603 | 78.3603 | 78.3603 | 8.5433 | 86.9036 | 0 | 0 | 0 | 0 | 0 | 0 | 0 | 0 | 0 | 315.5157 | 254.423 | 254.423 | 254.423 | 61.0927 | 315.5157 | 3402.8422 | 3402.8422 | 1449.3321 | 1449.3321 | 1006.3978 | 1006.3978 | 0 | 0 | 947.1122 | 947.1122 | 294154442.6136 | 1208954277.8668 | 242338297.548 | 0 | 1745.447 | 50.1452 | 0 | 0 | 0 | 1225.8288 | 132 | 3040 | 4611.9232 | 760 | 190 | 0.15143
1864 | 927.0974 | 501.6 | 1000 | 4000 | 0 | 100% | 99.4635 | 191.243 | 191.4979 | 191.4979 | 1 | 191.243 | 99.689 | 515.1587 | 489.2921 | 489.2921 | 489.2921 | 25.8667 | 515.1587 | 86.8968 | 78.3535 | 78.3535 | 78.3535 | 8.5433 | 86.8968 | 0 | 0 | 0 | 0 | 0 | 0 | 0 | 0 | 0 | 317.5834 | 256.0398 | 256.0398 | 256.0398 | 61.5436 | 317.5834 | 3487.8047 | 3487.8047 | 1534.4583 | 1534.4583 | 1006.3135 | 1006.3135 | 0 | 0 | 947.0329 | 947.0329 | 296977341.4856 | 1208957625.4742 | 240617109.2937 | 0 | 1746.5521 | 51.5003 | 0 | 0 | 0 | 1297.9364 | 132 | 3040 | 4611.9232 | 760 | 190 | 0.15037
1865 | 978.6028 | 501.6 | 1000 | 4000 | 0 | 100% | 99.589 | 195.9235 | 196.189 | 196.189 | 1 | 195.9235 | 99.7437 | 538.8952 | 511.8347 | 511.8347 | 511.8347 | 27.0605 | 538.8952 | 86.8903 | 78.3471 | 78.3471 | 78.3471 | 8.5433 | 86.8903 | 0 | 0 | 0 | 0 | 0 | 0 | 0 | 0 | 0 | 319.4982 | 257.539 | 257.539 | 257.539 | 61.9592 | 319.4982 | 3572.7683 | 3572.7683 | 1619.5772 | 1619.5772 | 1006.2335 | 1006.2335 | 0 | 0 | 946.9576 | 946.9576 | 299592284.0216 | 1208960646.4354 | 238957263.1542 | 0 | 1747.5102 | 52.7861 | 0 | 0 | 0 | 1370.044 | 132 | 3040 | 4611.9232 | 760 | 190 | 0.14935
1866 | 1030.1083 | 501.6 | 1000 | 4000 | 0 | 100% | 99.6347 | 200.6194 | 200.8852 | 200.8852 | 1 | 200.6194 | 99.7821 | 562.6186 | 534.3648 | 534.3648 | 534.3648 | 28.2538 | 562.6186 | 86.8842 | 78.341 | 78.341 | 78.341 | 8.5432 | 86.8842 | 0 | 0 | 0 | 0 | 0 | 0 | 0 | 0 | 0 | 321.4202 | 259.0348 | 259.0348 | 259.0348 | 62.3854 | 321.4202 | 3657.7329 | 3657.7329 | 1704.6894 | 1704.6894 | 1006.1575 | 1006.1575 | 0 | 0 | 946.8861 | 946.8861 | 301943796.5057 | 1208963667.3966 | 237274774.4425 | 0 | 1748.1822 | 54.011 | 0 | 0 | 0 | 1442.1516 | 132 | 3040 | 4611.9232 | 760 | 190 | 0.14831
1867 | 20.6022 | 551 | 1000 | 4000 | 0 | 100% | 85.468 | 125.4242 | 125.625 | 125.625 | 1 | 125.4242 | 90.2295 | 146.4389 | 139.1025 | 139.1025 | 139.1025 | 7.3363 | 146.4389 | 93.3968 | 84.234 | 84.234 | 84.234 | 9.1628 | 93.3968 | 0 | 0 | 0 | 0 | 0 | 0 | 0 | 0 | 0 | 249.2774 | 202.2569 | 202.2569 | 202.2569 | 47.0205 | 249.2774 | 2091.493 | 2091.493 | 34.1798 | 34.1798 | 1108.0378 | 1108.0378 | 0 | 0 | 949.2754 | 949.2754 | 23873411.0125 | 1238237333.1913 | 318709948.5729 | 0 | 1580.8207 | 21.8265 | 0 | 0 | 0 | 28.843 | 145 | 3040 | 4611.9232 | 760 | 190 | 0.19802
1868 | 51.5054 | 551 | 1000 | 4000 | 0 | 100% | 86.7694 | 126.7953 | 126.9771 | 126.9771 | 1 | 126.7953 | 91.5247 | 150.3413 | 142.8084 | 142.8084 | 142.8084 | 7.5329 | 150.3413 | 93.3742 | 84.2125 | 84.2125 | 84.2125 | 9.1618 | 93.3742 | 0 | 0 | 0 | 0 | 0 | 0 | 0 | 0 | 0 | 258.082 | 209.3469 | 209.3469 | 209.3469 | 48.7351 | 258.082 | 2142.4454 | 2142.4454 | 85.4369 | 85.4369 | 1107.8737 | 1107.8737 | 0 | 0 | 949.1349 | 949.1349 | 58087827.0843 | 1238374515.4469 | 307049597.1872 | 0 | 1603.5119 | 23.0165 | 0 | 0 | 0 | 72.1076 | 145 | 3040 | 4611.9232 | 760 | 190 | 0.19091
1869 | 154.5162 | 551 | 1000 | 4000 | 0 | 100% | 91.3584 | 132.1741 | 132.3643 | 132.3643 | 1 | 132.1741 | 95.006 | 169.8463 | 161.3325 | 161.3325 | 161.3325 | 8.5138 | 169.8463 | 93.3144 | 84.1549 | 84.1549 | 84.1549 | 9.1595 | 93.3144 | 0 | 0 | 0 | 0 | 0 | 0 | 0 | 0 | 0 | 288.8125 | 234.0066 | 234.0066 | 234.0066 | 54.8059 | 288.8125 | 2312.3004 | 2312.3004 | 256.1978 | 256.1978 | 1107.3858 | 1107.3858 | 0 | 0 | 948.7169 | 948.7169 | 153399084.2499 | 1238679300.5025 | 272425956.4989 | 0 | 1664.5043 | 27.1547 | 0 | 0 | 0 | 216.3227 | 145 | 3040 | 4611.9232 | 760 | 190 | 0.16983
1870 | 206.0217 | 551 | 1000 | 4000 | 0 | 100% | 93.8699 | 135.1484 | 135.4343 | 135.4343 | 1 | 135.1484 | 96.428 | 186.8477 | 177.48 | 177.48 | 177.48 | 9.3677 | 186.8477 | 93.2919 | 84.1329 | 84.1329 | 84.1329 | 9.1589 | 93.2919 | 0 | 0 | 0 | 0 | 0 | 0 | 0 | 0 | 0 | 295.9735 | 239.6789 | 239.6789 | 239.6789 | 56.2947 | 295.9735 | 2397.2347 | 2397.2347 | 341.5308 | 341.5308 | 1107.171 | 1107.171 | 0 | 0 | 948.5329 | 948.5329 | 184590777.5524 | 1238761205.7199 | 266065958.6193 | 0 | 1689.4179 | 29.1594 | 0 | 0 | 0 | 288.4303 | 145 | 3040 | 4611.9232 | 760 | 190 | 0.16603
1871 | 257.5271 | 551 | 1000 | 4000 | 0 | 100% | 95.5822 | 138.6155 | 138.9199 | 138.9199 | 1 | 138.6155 | 97.3806 | 210.6959 | 200.1307 | 200.1307 | 200.1307 | 10.5652 | 210.6959 | 93.2723 | 84.1138 | 84.1138 | 84.1138 | 9.1585 | 93.2723 | 0 | 0 | 0 | 0 | 0 | 0 | 0 | 0 | 0 | 297.9886 | 241.153 | 241.153 | 241.153 | 56.8356 | 297.9886 | 2482.1727 | 2482.1727 | 426.8371 | 426.8371 | 1106.9727 | 1106.9727 | 0 | 0 | 948.363 | 948.363 | 203697051.7297 | 1238821332.8243 | 263589122.1369 | 0 | 1706.1075 | 31.3215 | 0 | 0 | 0 | 360.5379 | 145 | 3040 | 4611.9232 | 760 | 190 | 0.16453
1872 | 309.0325 | 551 | 1000 | 4000 | 0 | 100% | 96.5411 | 142.4885 | 142.7582 | 142.7582 | 1 | 142.4885 | 97.9847 | 235.8521 | 224.0237 | 224.0237 | 224.0237 | 11.8285 | 235.8521 | 93.2548 | 84.0966 | 84.0966 | 84.0966 | 9.1581 | 93.2548 | 0 | 0 | 0 | 0 | 0 | 0 | 0 | 0 | 0 | 300.6614 | 243.1539 | 243.1539 | 243.1539 | 57.5074 | 300.6614 | 2567.1142 | 2567.1142 | 512.1195 | 512.1195 | 1106.789 | 1106.789 | 0 | 0 | 948.2056 | 948.2056 | 217898414.4005 | 1238867778.5798 | 259926148.4294 | 0 | 1716.6923 | 33.5597 | 0 | 0 | 0 | 432.6455 | 145 | 3040 | 4611.9232 | 760 | 190 | 0.16229
1873 | 360.5379 | 551 | 1000 | 4000 | 0 | 100% | 97.1804 | 146.5991 | 146.8194 | 146.8194 | 1 | 146.5991 | 98.3981 | 261.5293 | 248.4112 | 248.4112 | 248.4112 | 13.1182 | 261.5293 | 93.239 | 84.0811 | 84.0811 | 84.0811 | 9.1579 | 93.239 | 0 | 0 | 0 | 0 | 0 | 0 | 0 | 0 | 0 | 303.4696 | 245.2804 | 245.2804 | 245.2804 | 58.1892 | 303.4696 | 2652.0587 | 2652.0587 | 597.3807 | 597.3807 | 1106.6185 | 1106.6185 | 0 | 0 | 948.0595 | 948.0595 | 228873836.3476 | 1238905254.4847 | 256156360.4596 | 0 | 1723.9355 | 35.76 | 0 | 0 | 0 | 504.753 | 145 | 3040 | 4611.9232 | 760 | 190 | 0.15997
1874 | 412.0433 | 551 | 1000 | 4000 | 0 | 100% | 97.7169 | 150.9062 | 151.1141 | 151.1141 | 1 | 150.9062 | 98.6885 | 287.3774 | 272.9608 | 272.9608 | 272.9608 | 14.4166 | 287.3774 | 93.2246 | 84.067 | 84.067 | 84.067 | 9.1576 | 93.2246 | 0 | 0 | 0 | 0 | 0 | 0 | 0 | 0 | 0 | 306.9564 | 247.9622 | 247.9622 | 247.9622 | 58.9942 | 306.9564 | 2737.0059 | 2737.0059 | 682.6228 | 682.6228 | 1106.4596 | 1106.4596 | 0 | 0 | 947.9234 | 947.9234 | 237759680.9863 | 1238934604.3217 | 252328025.3545 | 0 | 1729.0223 | 37.8817 | 0 | 0 | 0 | 576.8606 | 145 | 3040 | 4611.9232 | 760 | 190 | 0.15762
1875 | 463.5487 | 551 | 1000 | 4000 | 0 | 100% | 98.105 | 155.2984 | 155.5128 | 155.5128 | 1 | 155.2984 | 98.9364 | 313.2198 | 297.5047 | 297.5047 | 297.5047 | 15.7151 | 313.2198 | 93.2115 | 84.054 | 84.054 | 84.054 | 9.1575 | 93.2115 | 0 | 0 | 0 | 0 | 0 | 0 | 0 | 0 | 0 | 310.0792 | 250.3787 | 250.3787 | 250.3787 | 59.7005 | 310.0792 | 2821.9555 | 2821.9555 | 767.8477 | 767.8477 | 1106.3114 | 1106.3114 | 0 | 0 | 947.7964 | 947.7964 | 245170666.0831 | 1238958556.5472 | 249236857.9392 | 0 | 1733.3661 | 39.8853 | 0 | 0 | 0 | 648.9682 | 145 | 3040 | 4611.9232 | 760 | 190 | 0.15573
1876 | 515.0541 | 551 | 1000 | 4000 | 0 | 100% | 98.4132 | 159.7526 | 159.9165 | 159.9165 | 1 | 159.7526 | 99.1052 | 338.9783 | 321.9688 | 321.9688 | 321.9688 | 17.0095 | 338.9783 | 93.1995 | 84.0422 | 84.0422 | 84.0422 | 9.1573 | 93.1995 | 0 | 0 | 0 | 0 | 0 | 0 | 0 | 0 | 0 | 312.9618 | 252.6196 | 252.6196 | 252.6196 | 60.3423 | 312.9618 | 2906.9073 | 2906.9073 | 853.0572 | 853.0572 | 1106.1726 | 1106.1726 | 0 | 0 | 947.6775 | 947.6775 | 251557531.805 | 1238977593.2988 | 245787309.9002 | 0 | 1736.3224 | 41.8032 | 0 | 0 | 0 | 721.0758 | 145 | 3040 | 4611.9232 | 760 | 190 | 0.1536
1877 | 566.5595 | 551 | 1000 | 4000 | 0 | 100% | 98.6644 | 164.3115 | 164.4806 | 164.4806 | 1 | 164.3115 | 99.2373 | 364.6502 | 346.3505 | 346.3505 | 346.3505 | 18.2997 | 364.6502 | 93.1884 | 84.0312 | 84.0312 | 84.0312 | 9.1572 | 93.1884 | 0 | 0 | 0 | 0 | 0 | 0 | 0 | 0 | 0 | 316.4877 | 255.3809 | 255.3809 | 255.3809 | 61.1068 | 316.4877 | 2991.8612 | 2991.8612 | 938.2525 | 938.2525 | 1106.0425 | 1106.0425 | 0 | 0 | 947.5661 | 947.5661 | 257065540.7277 | 1238992612.9927 | 242579292.0602 | 0 | 1738.6374 | 43.618 | 0 | 0 | 0 | 793.1834 | 145 | 3040 | 4611.9232 | 760 | 190 | 0.15162
1878 | 618.065 | 551 | 1000 | 4000 | 0 | 100% | 98.8584 | 168.903 | 169.098 | 169.098 | 1 | 168.903 | 99.3582 | 390.1209 | 370.541 | 370.541 | 370.541 | 19.58 | 390.1209 | 93.1781 | 84.021 | 84.021 | 84.021 | 9.1571 | 93.1781 | 0 | 0 | 0 | 0 | 0 | 0 | 0 | 0 | 0 | 319.8996 | 258.0538 | 258.0538 | 258.0538 | 61.8457 | 319.8996 | 3076.8168 | 3076.8168 | 1023.4351 | 1023.4351 | 1105.9203 | 1105.9203 | 0 | 0 | 947.4614 | 947.4614 | 262034256.3495 | 1239005325.4218 | 239715585.5621 | 0 | 1740.7552 | 45.3237 | 0 | 0 | 0 | 865.2909 | 145 | 3040 | 4611.9232 | 760 | 190 | 0.14986
1879 | 669.5704 | 551 | 1000 | 4000 | 0 | 100% | 98.9726 | 173.5085 | 173.6907 | 173.6907 | 1 | 173.5085 | 99.4374 | 415.4015 | 394.5506 | 394.5506 | 394.5506 | 20.8508 | 415.4015 | 93.1686 | 84.0115 | 84.0115 | 84.0115 | 9.157 | 93.1686 | 0 | 0 | 0 | 0 | 0 | 0 | 0 | 0 | 0 | 323.1007 | 260.5473 | 260.5473 | 260.5473 | 62.5534 | 323.1007 | 3161.7741 | 3161.7741 | 1108.606 | 1108.606 | 1105.8053 | 1105.8053 | 0 | 0 | 947.3628 | 947.3628 | 266475743.9015 | 1239015747.21 | 236651764.7179 | 0 | 1742.1433 | 46.9468 | 0 | 0 | 0 | 937.3985 | 145 | 3040 | 4611.9232 | 760 | 190 | 0.14797
1880 | 721.0758 | 551 | 1000 | 4000 | 0 | 100% | 99.0982 | 178.1559 | 178.3524 | 178.3524 | 1 | 178.1559 | 99.5077 | 440.5016 | 418.3888 | 418.3888 | 418.3888 | 22.1128 | 440.5016 | 93.1596 | 84.0027 | 84.0027 | 84.0027 | 9.1569 | 93.1596 | 0 | 0 | 0 | 0 | 0 | 0 | 0 | 0 | 0 | 326.4765 | 263.1867 | 263.1867 | 263.1867 | 63.2897 | 326.4765 | 3246.733 | 3246.733 | 1193.7663 | 1193.7663 | 1105.6968 | 1105.6968 | 0 | 0 | 947.2699 | 947.2699 | 270548660.0743 | 1239024151.6643 | 233802850.7419 | 0 | 1743.3757 | 48.4805 | 0 | 0 | 0 | 1009.5061 | 145 | 3040 | 4611.9232 | 760 | 190 | 0.14621
1881 | 772.5812 | 551 | 1000 | 4000 | 0 | 100% | 99.1781 | 182.825 | 183.0299 | 183.0299 | 1 | 182.825 | 99.5711 | 465.4903 | 442.121 | 442.121 | 442.121 | 23.3693 | 465.4903 | 93.1513 | 83.9944 | 83.9944 | 83.9944 | 9.1569 | 93.1513 | 0 | 0 | 0 | 0 | 0 | 0 | 0 | 0 | 0 | 329.6867 | 265.7147 | 265.7147 | 265.7147 | 63.972 | 329.6867 | 3331.6932 | 3331.6932 | 1278.9168 | 1278.9168 | 1105.5943 | 1105.5943 | 0 | 0 | 947.1821 | 947.1821 | 274173971.8667 | 1239030211.9768 | 231281873.4985 | 0 | 1744.4861 | 49.9298 | 0 | 0 | 0 | 1081.6137 | 145 | 3040 | 4611.9232 | 760 | 190 | 0.14466
1882 | 824.0866 | 551 | 1000 | 4000 | 0 | 100% | 99.3037 | 187.5027 | 187.7234 | 187.7234 | 1 | 187.5027 | 99.6346 | 490.4933 | 465.8668 | 465.8668 | 465.8668 | 24.6265 | 490.4933 | 93.1436 | 83.9867 | 83.9867 | 83.9867 | 9.1569 | 93.1436 | 0 | 0 | 0 | 0 | 0 | 0 | 0 | 0 | 0 | 332.5838 | 267.9954 | 267.9954 | 267.9954 | 64.5884 | 332.5838 | 3416.6547 | 3416.6547 | 1364.0583 | 1364.0583 | 1105.4974 | 1105.4974 | 0 | 0 | 947.099 | 947.099 | 277416601.1433 | 1239034917.3795 | 229146885.5984 | 0 | 1745.5984 | 51.2976 | 0 | 0 | 0 | 1153.7213 | 145 | 3040 | 4611.9232 | 760 | 190 | 0.14334
1883 | 875.592 | 551 | 1000 | 4000 | 0 | 100% | 99.4749 | 192.1763 | 192.4146 | 192.4146 | 1 | 192.1763 | 99.6979 | 515.5366 | 489.6506 | 489.6506 | 489.6506 | 25.886 | 515.5366 | 93.1363 | 83.9795 | 83.9795 | 83.9795 | 9.1568 | 93.1363 | 0 | 0 | 0 | 0 | 0 | 0 | 0 | 0 | 0 | 335.0667 | 269.9382 | 269.9382 | 269.9382 | 65.1285 | 335.0667 | 3501.6174 | 3501.6174 | 1449.1915 | 1449.1915 | 1105.4055 | 1105.4055 | 0 | 0 | 947.0204 | 947.0204 | 280322522.2506 | 1239038678.1291 | 227345227.988 | 0 | 1746.7064 | 52.5901 | 0 | 0 | 0 | 1225.8288 | 145 | 3040 | 4611.9232 | 760 | 190 | 0.14223
1884 | 927.0974 | 551 | 1000 | 4000 | 0 | 100% | 99.589 | 196.8489 | 197.1051 | 197.1051 | 1 | 196.8489 | 99.7579 | 540.5103 | 513.3683 | 513.3683 | 513.3683 | 27.142 | 540.5103 | 93.1294 | 83.9726 | 83.9726 | 83.9726 | 9.1568 | 93.1294 | 0 | 0 | 0 | 0 | 0 | 0 | 0 | 0 | 0 | 337.2764 | 271.6654 | 271.6654 | 271.6654 | 65.611 | 337.2764 | 3586.5812 | 3586.5812 | 1534.3171 | 1534.3171 | 1105.3184 | 1105.3184 | 0 | 0 | 946.9457 | 946.9457 | 283037175.0177 | 1239041752.8073 | 225679629.8789 | 0 | 1747.7586 | 53.8164 | 0 | 0 | 0 | 1297.9364 | 145 | 3040 | 4611.9232 | 760 | 190 | 0.14121
1885 | 978.6028 | 551 | 1000 | 4000 | 0 | 100% | 99.6575 | 201.5466 | 201.8033 | 201.8033 | 1 | 201.5466 | 99.7964 | 565.4082 | 537.014 | 537.014 | 537.014 | 28.3942 | 565.4082 | 93.1229 | 83.9662 | 83.9662 | 83.9662 | 9.1568 | 93.1229 | 0 | 0 | 0 | 0 | 0 | 0 | 0 | 0 | 0 | 339.5839 | 273.4791 | 273.4791 | 273.4791 | 66.1049 | 339.5839 | 3671.5459 | 3671.5459 | 1619.4356 | 1619.4356 | 1105.2356 | 1105.2356 | 0 | 0 | 946.8748 | 946.8748 | 285512733.4496 | 1239043509.9882 | 223876363.2069 | 0 | 1748.4326 | 54.9895 | 0 | 0 | 0 | 1370.044 | 145 | 3040 | 4611.9232 | 760 | 190 | 0.1401
1886 | 1030.1083 | 551 | 1000 | 4000 | 0 | 100% | 99.6918 | 206.2622 | 206.5155 | 206.5155 | 1 | 206.2622 | 99.825 | 590.3161 | 560.669 | 560.669 | 560.669 | 29.6471 | 590.3161 | 93.1168 | 83.9601 | 83.9601 | 83.9601 | 9.1568 | 93.1168 | 0 | 0 | 0 | 0 | 0 | 0 | 0 | 0 | 0 | 341.8733 | 275.2799 | 275.2799 | 275.2799 | 66.5934 | 341.8733 | 3756.5117 | 3756.5117 | 1704.5476 | 1704.5476 | 1105.1568 | 1105.1568 | 0 | 0 | 946.8073 | 946.8073 | 287746564.8889 | 1239044828.9824 | 222143080.7385 | 0 | 1748.9345 | 56.1082 | 0 | 0 | 0 | 1442.1516 | 145 | 3040 | 4611.9232 | 760 | 190 | 0.13903
1887 | 20.6022 | 600.4 | 1000 | 4000 | 0 | 100% | 88.0708 | 129.3003 | 129.508 | 129.508 | 1 | 129.3003 | 91.9866 | 152.5421 | 144.8979 | 144.8979 | 144.8979 | 7.6441 | 152.5421 | 99.6481 | 89.8696 | 89.8696 | 89.8696 | 9.7785 | 99.6481 | 0 | 0 | 0 | 0 | 0 | 0 | 0 | 0 | 0 | 244.2528 | 198.0163 | 198.0163 | 198.0163 | 46.2364 | 244.2528 | 2190.2213 | 2190.2213 | 34.1703 | 34.1703 | 1207.0412 | 1207.0412 | 0 | 0 | 949.0098 | 949.0098 | 22913422.1089 | 1264287290.1919 | 324404397.4258 | 0 | 1611.6051 | 26.829 | 0 | 0 | 0 | 28.843 | 158 | 3040 | 4611.9232 | 760 | 190 | 0.20166
1888 | 51.5054 | 600.4 | 1000 | 4000 | 0 | 100% | 89.1438 | 130.8129 | 131.0124 | 131.0124 | 1 | 130.8129 | 93.1091 | 156.0742 | 148.252 | 148.252 | 148.252 | 7.8221 | 156.0742 | 99.6272 | 89.8495 | 89.8495 | 89.8495 | 9.7776 | 99.6272 | 0 | 0 | 0 | 0 | 0 | 0 | 0 | 0 | 0 | 254.1272 | 205.9457 | 205.9457 | 205.9457 | 48.1815 | 254.1272 | 2241.1775 | 2241.1775 | 85.4142 | 85.4142 | 1206.8801 | 1206.8801 | 0 | 0 | 948.8831 | 948.8831 | 55921568.8203 | 1264404106.8875 | 310945826.9033 | 0 | 1631.2715 | 27.9275 | 0 | 0 | 0 | 72.1076 | 158 | 3040 | 4611.9232 | 760 | 190 | 0.19345
1889 | 154.5162 | 600.4 | 1000 | 4000 | 0 | 100% | 93.6644 | 136.4544 | 136.6484 | 136.6484 | 1 | 136.4544 | 96.237 | 177.4248 | 168.5292 | 168.5292 | 168.5292 | 8.8956 | 177.4248 | 99.5713 | 89.7957 | 89.7957 | 89.7957 | 9.7757 | 99.5713 | 0 | 0 | 0 | 0 | 0 | 0 | 0 | 0 | 0 | 285.5815 | 231.2029 | 231.2029 | 231.2029 | 54.3787 | 285.5815 | 2411.043 | 2411.043 | 256.1404 | 256.1404 | 1206.3983 | 1206.3983 | 0 | 0 | 948.5043 | 948.5043 | 146752672.164 | 1264660681.519 | 274658716.9809 | 0 | 1686.0721 | 31.6216 | 0 | 0 | 0 | 216.3227 | 158 | 3040 | 4611.9232 | 760 | 190 | 0.17134
1890 | 206.0217 | 600.4 | 1000 | 4000 | 0 | 100% | 95.4566 | 139.7828 | 140.0164 | 140.0164 | 1 | 139.7828 | 97.3018 | 195.324 | 185.5294 | 185.5294 | 185.5294 | 9.7946 | 195.324 | 99.5496 | 89.7745 | 89.7745 | 89.7745 | 9.7751 | 99.5496 | 0 | 0 | 0 | 0 | 0 | 0 | 0 | 0 | 0 | 297.2188 | 240.4767 | 240.4767 | 240.4767 | 56.7421 | 297.2188 | 2495.9817 | 2495.9817 | 341.4602 | 341.4602 | 1206.1849 | 1206.1849 | 0 | 0 | 948.3366 | 948.3366 | 176536324.2964 | 1264734752.4604 | 263456135.9628 | 0 | 1704.7272 | 33.5739 | 0 | 0 | 0 | 288.4303 | 158 | 3040 | 4611.9232 | 760 | 190 | 0.16449
1891 | 257.5271 | 600.4 | 1000 | 4000 | 0 | 100% | 96.6553 | 143.5012 | 143.6812 | 143.6812 | 1 | 143.5012 | 97.9804 | 220.2025 | 209.1586 | 209.1586 | 209.1586 | 11.0439 | 220.2025 | 99.5308 | 89.7561 | 89.7561 | 89.7561 | 9.7747 | 99.5308 | 0 | 0 | 0 | 0 | 0 | 0 | 0 | 0 | 0 | 302.9666 | 244.9586 | 244.9586 | 244.9586 | 58.0081 | 302.9666 | 2580.9236 | 2580.9236 | 426.7552 | 426.7552 | 1205.9873 | 1205.9873 | 0 | 0 | 948.1811 | 948.1811 | 194883300.697 | 1264785737.371 | 256947415.3653 | 0 | 1716.6165 | 35.617 | 0 | 0 | 0 | 360.5379 | 158 | 3040 | 4611.9232 | 760 | 190 | 0.16049
1892 | 309.0325 | 600.4 | 1000 | 4000 | 0 | 100% | 97.1233 | 147.6645 | 147.8221 | 147.8221 | 1 | 147.6645 | 98.3525 | 246.5189 | 234.1534 | 234.1534 | 234.1534 | 12.3655 | 246.5189 | 99.5139 | 89.7395 | 89.7395 | 89.7395 | 9.7744 | 99.5139 | 0 | 0 | 0 | 0 | 0 | 0 | 0 | 0 | 0 | 310.0236 | 250.4854 | 250.4854 | 250.4854 | 59.5382 | 310.0236 | 2665.8686 | 2665.8686 | 512.0283 | 512.0283 | 1205.8036 | 1205.8036 | 0 | 0 | 948.0367 | 948.0367 | 208441497.4865 | 1264827004.9355 | 249867889.8844 | 0 | 1723.1364 | 37.7082 | 0 | 0 | 0 | 432.6455 | 158 | 3040 | 4611.9232 | 760 | 190 | 0.15613
1893 | 360.5379 | 600.4 | 1000 | 4000 | 0 | 100% | 97.637 | 151.9504 | 152.1251 | 152.1251 | 1 | 151.9504 | 98.6608 | 273.3694 | 259.6552 | 259.6552 | 259.6552 | 13.7142 | 273.3694 | 99.4986 | 89.7245 | 89.7245 | 89.7245 | 9.7741 | 99.4986 | 0 | 0 | 0 | 0 | 0 | 0 | 0 | 0 | 0 | 315.6408 | 254.8641 | 254.8641 | 254.8641 | 60.7767 | 315.6408 | 2750.8162 | 2750.8162 | 597.2816 | 597.2816 | 1205.6324 | 1205.6324 | 0 | 0 | 947.9022 | 947.9022 | 218912666.9978 | 1264858084.3725 | 244766351.1229 | 0 | 1728.5371 | 39.6932 | 0 | 0 | 0 | 504.753 | 158 | 3040 | 4611.9232 | 760 | 190 | 0.153
1894 | 412.0433 | 600.4 | 1000 | 4000 | 0 | 100% | 98.1507 | 156.3138 | 156.4964 | 156.4964 | 1 | 156.3138 | 98.9217 | 300.3987 | 285.3266 | 285.3266 | 285.3266 | 15.0721 | 300.3987 | 99.4847 | 89.7108 | 89.7108 | 89.7108 | 9.7739 | 99.4847 | 0 | 0 | 0 | 0 | 0 | 0 | 0 | 0 | 0 | 320.0612 | 258.3161 | 258.3161 | 258.3161 | 61.745 | 320.0612 | 2835.7662 | 2835.7662 | 682.517 | 682.517 | 1205.4726 | 1205.4726 | 0 | 0 | 947.7765 | 947.7765 | 227440507.4983 | 1264883444.0601 | 240784414.8231 | 0 | 1733.1084 | 41.5718 | 0 | 0 | 0 | 576.8606 | 158 | 3040 | 4611.9232 | 760 | 190 | 0.15056
1895 | 463.5487 | 600.4 | 1000 | 4000 | 0 | 100% | 98.4018 | 160.7628 | 160.9011 | 160.9011 | 1 | 160.7628 | 99.0924 | 327.3893 | 310.961 | 310.961 | 310.961 | 16.4282 | 327.3893 | 99.472 | 89.6982 | 89.6982 | 89.6982 | 9.7738 | 99.472 | 0 | 0 | 0 | 0 | 0 | 0 | 0 | 0 | 0 | 324.2352 | 261.5829 | 261.5829 | 261.5829 | 62.6523 | 324.2352 | 2920.7184 | 2920.7184 | 767.7364 | 767.7364 | 1205.3231 | 1205.3231 | 0 | 0 | 947.6589 | 947.6589 | 234519785.9645 | 1264903469.1419 | 236675821.5457 | 0 | 1736.0991 | 43.3825 | 0 | 0 | 0 | 648.9682 | 158 | 3040 | 4611.9232 | 760 | 190 | 0.14803
1896 | 515.0541 | 600.4 | 1000 | 4000 | 0 | 100% | 98.653 | 165.3123 | 165.457 | 165.457 | 1 | 165.3123 | 99.2263 | 354.345 | 336.5622 | 336.5622 | 336.5622 | 17.7828 | 354.345 | 99.4602 | 89.6866 | 89.6866 | 89.6866 | 9.7737 | 99.4602 | 0 | 0 | 0 | 0 | 0 | 0 | 0 | 0 | 0 | 328.7459 | 265.1253 | 265.1253 | 265.1253 | 63.6206 | 328.7459 | 3005.6725 | 3005.6725 | 852.9411 | 852.9411 | 1205.1828 | 1205.1828 | 0 | 0 | 947.5486 | 947.5486 | 240603559.1204 | 1264919243.0238 | 232921114.6748 | 0 | 1738.4439 | 45.0988 | 0 | 0 | 0 | 721.0758 | 158 | 3040 | 4611.9232 | 760 | 190 | 0.14571
1897 | 566.5595 | 600.4 | 1000 | 4000 | 0 | 100% | 98.8128 | 169.8934 | 170.0653 | 170.0653 | 1 | 169.8934 | 99.3486 | 381.2119 | 362.0787 | 362.0787 | 362.0787 | 19.1331 | 381.2119 | 99.4494 | 89.6758 | 89.6758 | 89.6758 | 9.7736 | 99.4494 | 0 | 0 | 0 | 0 | 0 | 0 | 0 | 0 | 0 | 332.8687 | 268.3546 | 268.3546 | 268.3546 | 64.5141 | 332.8687 | 3090.6285 | 3090.6285 | 938.1326 | 938.1326 | 1205.0509 | 1205.0509 | 0 | 0 | 947.445 | 947.445 | 245869618.0505 | 1264931947.5931 | 229785606.1217 | 0 | 1740.5872 | 46.7155 | 0 | 0 | 0 | 793.1834 | 158 | 3040 | 4611.9232 | 760 | 190 | 0.14378
1898 | 618.065 | 600.4 | 1000 | 4000 | 0 | 100% | 98.9726 | 174.495 | 174.6589 | 174.6589 | 1 | 174.495 | 99.4372 | 407.852 | 387.3798 | 387.3798 | 387.3798 | 20.4722 | 407.852 | 99.4393 | 89.6658 | 89.6658 | 89.6658 | 9.7735 | 99.4393 | 0 | 0 | 0 | 0 | 0 | 0 | 0 | 0 | 0 | 336.6656 | 271.3336 | 271.3336 | 271.3336 | 65.3321 | 336.6656 | 3175.586 | 3175.586 | 1023.3119 | 1023.3119 | 1204.9268 | 1204.9268 | 0 | 0 | 947.3474 | 947.3474 | 250600433.5232 | 1264942788.2142 | 226597137.352 | 0 | 1742.1404 | 48.254 | 0 | 0 | 0 | 865.2909 | 158 | 3040 | 4611.9232 | 760 | 190 | 0.14182
1899 | 669.5704 | 600.4 | 1000 | 4000 | 0 | 100% | 99.121 | 179.1427 | 179.3241 | 179.3241 | 1 | 179.1427 | 99.513 | 434.326 | 412.5229 | 412.5229 | 412.5229 | 21.8031 | 434.326 | 99.4298 | 89.6564 | 89.6564 | 89.6564 | 9.7734 | 99.4298 | 0 | 0 | 0 | 0 | 0 | 0 | 0 | 0 | 0 | 340.6176 | 274.4411 | 274.4411 | 274.4411 | 66.1765 | 340.6176 | 3260.5451 | 3260.5451 | 1108.4802 | 1108.4802 | 1204.8097 | 1204.8097 | 0 | 0 | 947.2553 | 947.2553 | 254844274.6879 | 1264951670.6408 | 223671043.4278 | 0 | 1743.467 | 49.7102 | 0 | 0 | 0 | 937.3985 | 158 | 3040 | 4611.9232 | 760 | 190 | 0.14001
1900 | 721.0758 | 600.4 | 1000 | 4000 | 0 | 100% | 99.2123 | 183.8059 | 184.0012 | 184.0012 | 1 | 183.8059 | 99.5797 | 460.5374 | 437.4165 | 437.4165 | 437.4165 | 23.1209 | 460.5374 | 99.421 | 89.6476 | 89.6476 | 89.6476 | 9.7733 | 99.421 | 0 | 0 | 0 | 0 | 0 | 0 | 0 | 0 | 0 | 344.4016 | 277.4269 | 277.4269 | 277.4269 | 66.9747 | 344.4016 | 3345.5055 | 3345.5055 | 1193.6383 | 1193.6383 | 1204.699 | 1204.699 | 0 | 0 | 947.1683 | 947.1683 | 258751036.7754 | 1264959225.5648 | 220925250.7507 | 0 | 1744.6355 | 51.0904 | 0 | 0 | 0 | 1009.5061 | 158 | 3040 | 4611.9232 | 760 | 190 | 0.13832
1901 | 772.5812 | 600.4 | 1000 | 4000 | 0 | 100% | 99.3151 | 188.4685 | 188.6755 | 188.6755 | 1 | 188.4685 | 99.6431 | 486.6518 | 462.2178 | 462.2178 | 462.2178 | 24.434 | 486.6518 | 99.4126 | 89.6394 | 89.6394 | 89.6394 | 9.7733 | 99.4126 | 0 | 0 | 0 | 0 | 0 | 0 | 0 | 0 | 0 | 347.7938 | 280.092 | 280.092 | 280.092 | 67.7018 | 347.7938 | 3430.4673 | 3430.4673 | 1278.787 | 1278.787 | 1204.5943 | 1204.5943 | 0 | 0 | 947.086 | 947.086 | 262234566.7621 | 1264965818.8802 | 218546656.6532 | 0 | 1745.747 | 52.3947 | 0 | 0 | 0 | 1081.6137 | 158 | 3040 | 4611.9232 | 760 | 190 | 0.13685
1902 | 824.0866 | 600.4 | 1000 | 4000 | 0 | 100% | 99.4749 | 193.1378 | 193.3626 | 193.3626 | 1 | 193.1378 | 99.7065 | 512.755 | 487.0084 | 487.0084 | 487.0084 | 25.7466 | 512.755 | 99.4048 | 89.6316 | 89.6316 | 89.6316 | 9.7732 | 99.4048 | 0 | 0 | 0 | 0 | 0 | 0 | 0 | 0 | 0 | 350.8511 | 282.4912 | 282.4912 | 282.4912 | 68.36 | 350.8511 | 3515.4301 | 3515.4301 | 1363.9271 | 1363.9271 | 1204.4951 | 1204.4951 | 0 | 0 | 947.008 | 947.008 | 265356550.7254 | 1264970914.1128 | 216529793.6347 | 0 | 1746.8573 | 53.6308 | 0 | 0 | 0 | 1153.7213 | 158 | 3040 | 4611.9232 | 760 | 190 | 0.13561
1903 | 875.592 | 600.4 | 1000 | 4000 | 0 | 100% | 99.6005 | 197.8073 | 198.0502 | 198.0502 | 1 | 197.8073 | 99.7696 | 538.9059 | 511.8442 | 511.8442 | 511.8442 | 27.0617 | 538.9059 | 99.3975 | 89.6242 | 89.6242 | 89.6242 | 9.7732 | 99.3975 | 0 | 0 | 0 | 0 | 0 | 0 | 0 | 0 | 0 | 353.4812 | 284.5512 | 284.5512 | 284.5512 | 68.93 | 353.4812 | 3600.3941 | 3600.3941 | 1449.0592 | 1449.0592 | 1204.4009 | 1204.4009 | 0 | 0 | 946.9339 | 946.9339 | 268150771.2726 | 1264974758.1954 | 214837818.6488 | 0 | 1747.9633 | 54.8016 | 0 | 0 | 0 | 1225.8288 | 158 | 3040 | 4611.9232 | 760 | 190 | 0.13457
1904 | 927.0974 | 600.4 | 1000 | 4000 | 0 | 100% | 99.6918 | 202.4972 | 202.7407 | 202.7407 | 1 | 202.4972 | 99.8104 | 565.0042 | 536.6299 | 536.6299 | 536.6299 | 28.3743 | 565.0042 | 99.3905 | 89.6173 | 89.6173 | 89.6173 | 9.7732 | 99.3905 | 0 | 0 | 0 | 0 | 0 | 0 | 0 | 0 | 0 | 356.0894 | 286.6029 | 286.6029 | 286.6029 | 69.4865 | 356.0894 | 3685.359 | 3685.359 | 1534.184 | 1534.184 | 1204.3114 | 1204.3114 | 0 | 0 | 946.8636 | 946.8636 | 270736500.7877 | 1264977813.3754 | 212963836.4928 | 0 | 1748.6782 | 55.9246 | 0 | 0 | 0 | 1297.9364 | 158 | 3040 | 4611.9232 | 760 | 190 | 0.13341
1905 | 978.6028 | 600.4 | 1000 | 4000 | 0 | 100% | 99.7146 | 207.2166 | 207.4447 | 207.4447 | 1 | 207.2166 | 99.8268 | 591.0563 | 561.3717 | 561.3717 | 561.3717 | 29.6846 | 591.0563 | 99.384 | 89.6108 | 89.6108 | 89.6108 | 9.7732 | 99.384 | 0 | 0 | 0 | 0 | 0 | 0 | 0 | 0 | 0 | 358.8698 | 288.7937 | 288.7937 | 288.7937 | 70.0761 | 358.8698 | 3770.3248 | 3770.3248 | 1619.302 | 1619.302 | 1204.2263 | 1204.2263 | 0 | 0 | 946.7966 | 946.7966 | 273088287.4356 | 1264980513.918 | 210896039.4349 | 0 | 1748.9648 | 57.0031 | 0 | 0 | 0 | 1370.044 | 158 | 3040 | 4611.9232 | 760 | 190 | 0.13214
1906 | 1030.1083 | 600.4 | 1000 | 4000 | 0 | 100% | 99.7374 | 211.966 | 212.1938 | 212.1938 | 1 | 211.966 | 99.8378 | 617.1358 | 586.1394 | 586.1394 | 586.1394 | 30.9964 | 617.1358 | 99.3778 | 89.6046 | 89.6046 | 89.6046 | 9.7731 | 99.3778 | 0 | 0 | 0 | 0 | 0 | 0 | 0 | 0 | 0 | 361.8213 | 291.1149 | 291.1149 | 291.1149 | 70.7064 | 361.8213 | 3855.2916 | 3855.2916 | 1704.4136 | 1704.4136 | 1204.1452 | 1204.1452 | 0 | 0 | 946.7328 | 946.7328 | 275207158.2305 | 1264982123.1303 | 208968429.7324 | 0 | 1749.1577 | 58.0311 | 0 | 0 | 0 | 1442.1516 | 158 | 3040 | 4611.9232 | 760 | 190 | 0.13095
1907 | 20.6022 | 653.6 | 1000 | 4000 | 0 | 100% | 89.9543 | 133.9134 | 134.0991 | 134.0991 | 1 | 133.9134 | 93.4689 | 157.5695 | 149.6714 | 149.6714 | 149.6714 | 7.8981 | 157.5695 | 106.3844 | 95.9423 | 95.9423 | 95.9423 | 10.4421 | 106.3844 | 0 | 0 | 0 | 0 | 0 | 0 | 0 | 0 | 0 | 241.8907 | 195.9757 | 195.9757 | 195.9757 | 45.915 | 241.8907 | 2296.5519 | 2296.5519 | 34.161 | 34.161 | 1313.6382 | 1313.6382 | 0 | 0 | 948.7527 | 948.7527 | 22172430.1907 | 1288849162.8216 | 326553364.8733 | 0 | 1637.575 | 31.6902 | 0 | 0 | 0 | 28.843 | 172 | 3040 | 4611.9232 | 760 | 190 | 0.20313
1908 | 51.5054 | 653.6 | 1000 | 4000 | 0 | 100% | 91.153 | 135.4794 | 135.6489 | 135.6489 | 1 | 135.4794 | 94.4894 | 162.468 | 154.3235 | 154.3235 | 154.3235 | 8.1446 | 162.468 | 106.3646 | 95.9233 | 95.9233 | 95.9233 | 10.4413 | 106.3646 | 0 | 0 | 0 | 0 | 0 | 0 | 0 | 0 | 0 | 251.7142 | 203.8604 | 203.8604 | 203.8604 | 47.8538 | 251.7142 | 2347.5115 | 2347.5115 | 85.3922 | 85.3922 | 1313.4805 | 1313.4805 | 0 | 0 | 948.6388 | 948.6388 | 53694376.3878 | 1288952525.0898 | 312806755.5392 | 0 | 1655.4537 | 32.657 | 0 | 0 | 0 | 72.1076 | 172 | 3040 | 4611.9232 | 760 | 190 | 0.19474
1909 | 154.5162 | 653.6 | 1000 | 4000 | 0 | 100% | 95.3539 | 141.4805 | 141.6061 | 141.6061 | 1 | 141.4805 | 97.159 | 185.4329 | 176.1339 | 176.1339 | 176.1339 | 9.299 | 185.4329 | 106.3114 | 95.8719 | 95.8719 | 95.8719 | 10.4395 | 106.3114 | 0 | 0 | 0 | 0 | 0 | 0 | 0 | 0 | 0 | 285.9083 | 231.2892 | 231.2892 | 231.2892 | 54.619 | 285.9083 | 2517.3869 | 2517.3869 | 256.0842 | 256.0842 | 1313.0063 | 1313.0063 | 0 | 0 | 948.2963 | 948.2963 | 140353243.6084 | 1289180233.921 | 272691907.4753 | 0 | 1702.2254 | 36.0379 | 0 | 0 | 0 | 216.3227 | 172 | 3040 | 4611.9232 | 760 | 190 | 0.17022
1910 | 206.0217 | 653.6 | 1000 | 4000 | 0 | 100% | 96.3813 | 145.1991 | 145.3324 | 145.3324 | 1 | 145.1991 | 97.8653 | 204.1293 | 193.8912 | 193.8912 | 193.8912 | 10.2381 | 204.1293 | 106.2905 | 95.8516 | 95.8516 | 95.8516 | 10.4389 | 106.2905 | 0 | 0 | 0 | 0 | 0 | 0 | 0 | 0 | 0 | 302.887 | 244.8353 | 244.8353 | 244.8353 | 58.0516 | 302.887 | 2602.3296 | 2602.3296 | 341.3907 | 341.3907 | 1312.7951 | 1312.7951 | 0 | 0 | 948.1438 | 948.1438 | 168914543.0314 | 1289247640.8762 | 256437926.6258 | 0 | 1714.6001 | 37.9326 | 0 | 0 | 0 | 288.4303 | 172 | 3040 | 4611.9232 | 760 | 190 | 0.16021
1911 | 257.5271 | 653.6 | 1000 | 4000 | 0 | 100% | 97.0776 | 149.2283 | 149.3504 | 149.3504 | 1 | 149.2283 | 98.3118 | 230.0751 | 218.534 | 218.534 | 218.534 | 11.5411 | 230.0751 | 106.2722 | 95.8337 | 95.8337 | 95.8337 | 10.4385 | 106.2722 | 0 | 0 | 0 | 0 | 0 | 0 | 0 | 0 | 0 | 313.4911 | 253.2112 | 253.2112 | 253.2112 | 60.2799 | 313.4911 | 2687.2753 | 2687.2753 | 426.6746 | 426.6746 | 1312.5987 | 1312.5987 | 0 | 0 | 948.0019 | 948.0019 | 186460247.4599 | 1289293297.9375 | 246669189.6401 | 0 | 1722.4227 | 39.8321 | 0 | 0 | 0 | 360.5379 | 172 | 3040 | 4611.9232 | 760 | 190 | 0.1542
1912 | 309.0325 | 653.6 | 1000 | 4000 | 0 | 100% | 97.637 | 153.4685 | 153.603 | 153.603 | 1 | 153.4685 | 98.638 | 257.721 | 244.7914 | 244.7914 | 244.7914 | 12.9296 | 257.721 | 106.256 | 95.8177 | 95.8177 | 95.8177 | 10.4383 | 106.256 | 0 | 0 | 0 | 0 | 0 | 0 | 0 | 0 | 0 | 321.8551 | 259.7933 | 259.7933 | 259.7933 | 62.0618 | 321.8551 | 2772.2235 | 2772.2235 | 511.9381 | 511.9381 | 1312.4157 | 1312.4157 | 0 | 0 | 947.8697 | 947.8697 | 199346556.158 | 1289327971.6741 | 239463281.4879 | 0 | 1728.1378 | 41.6725 | 0 | 0 | 0 | 432.6455 | 172 | 3040 | 4611.9232 | 760 | 190 | 0.14977
1913 | 360.5379 | 653.6 | 1000 | 4000 | 0 | 100% | 97.968 | 157.8274 | 157.9649 | 157.9649 | 1 | 157.8274 | 98.886 | 285.7657 | 271.4273 | 271.4273 | 271.4273 | 14.3383 | 285.7657 | 106.2411 | 95.8031 | 95.8031 | 95.8031 | 10.438 | 106.2411 | 0 | 0 | 0 | 0 | 0 | 0 | 0 | 0 | 0 | 328.7976 | 265.2595 | 265.2595 | 265.2595 | 63.538 | 328.7976 | 2857.1741 | 2857.1741 | 597.1833 | 597.1833 | 1312.2446 | 1312.2446 | 0 | 0 | 947.7462 | 947.7462 | 209388658.4558 | 1289355902.8955 | 233738977.5834 | 0 | 1732.4835 | 43.4384 | 0 | 0 | 0 | 504.753 | 172 | 3040 | 4611.9232 | 760 | 190 | 0.14626
1914 | 412.0433 | 653.6 | 1000 | 4000 | 0 | 100% | 98.4018 | 162.2588 | 162.3912 | 162.3912 | 1 | 162.2588 | 99.0835 | 313.9183 | 298.1656 | 298.1656 | 298.1656 | 15.7527 | 313.9183 | 106.2276 | 95.7898 | 95.7898 | 95.7898 | 10.4379 | 106.2276 | 0 | 0 | 0 | 0 | 0 | 0 | 0 | 0 | 0 | 334.6619 | 269.8718 | 269.8718 | 269.8718 | 64.7901 | 334.6619 | 2942.1268 | 2942.1268 | 682.4118 | 682.4118 | 1312.0844 | 1312.0844 | 0 | 0 | 947.6305 | 947.6305 | 217618272.1949 | 1289377690.7832 | 228947331.7093 | 0 | 1735.9433 | 45.1201 | 0 | 0 | 0 | 576.8606 | 172 | 3040 | 4611.9232 | 760 | 190 | 0.14331
1915 | 463.5487 | 653.6 | 1000 | 4000 | 0 | 100% | 98.6301 | 166.7773 | 166.8965 | 166.8965 | 1 | 166.7773 | 99.2212 | 342.1674 | 324.9952 | 324.9952 | 324.9952 | 17.1722 | 342.1674 | 106.2152 | 95.7774 | 95.7774 | 95.7774 | 10.4377 | 106.2152 | 0 | 0 | 0 | 0 | 0 | 0 | 0 | 0 | 0 | 340.1753 | 274.2132 | 274.2132 | 274.2132 | 65.9621 | 340.1753 | 3027.0814 | 3027.0814 | 767.6254 | 767.6254 | 1311.9341 | 1311.9341 | 0 | 0 | 947.5219 | 947.5219 | 224354956.2833 | 1289395196.5581 | 224605253.6693 | 0 | 1738.3554 | 46.7306 | 0 | 0 | 0 | 648.9682 | 172 | 3040 | 4611.9232 | 760 | 190 | 0.14063
1916 | 515.0541 | 653.6 | 1000 | 4000 | 0 | 100% | 98.8014 | 171.3513 | 171.4975 | 171.4975 | 1 | 171.3513 | 99.3435 | 370.3883 | 351.798 | 351.798 | 351.798 | 18.5904 | 370.3883 | 106.2036 | 95.766 | 95.766 | 95.766 | 10.4376 | 106.2036 | 0 | 0 | 0 | 0 | 0 | 0 | 0 | 0 | 0 | 345.3738 | 278.299 | 278.299 | 278.299 | 67.0748 | 345.3738 | 3112.0377 | 3112.0377 | 852.8252 | 852.8252 | 1311.7928 | 1311.7928 | 0 | 0 | 947.4198 | 947.4198 | 230141175.6996 | 1289409857.7476 | 220947532.9412 | 0 | 1740.4986 | 48.252 | 0 | 0 | 0 | 721.0758 | 172 | 3040 | 4611.9232 | 760 | 190 | 0.13838
1917 | 566.5595 | 653.6 | 1000 | 4000 | 0 | 100% | 98.9726 | 175.9377 | 176.0808 | 176.0808 | 1 | 175.9377 | 99.4395 | 398.4988 | 378.4956 | 378.4956 | 378.4956 | 20.0032 | 398.4988 | 106.1929 | 95.7554 | 95.7554 | 95.7554 | 10.4375 | 106.1929 | 0 | 0 | 0 | 0 | 0 | 0 | 0 | 0 | 0 | 349.843 | 281.8039 | 281.8039 | 281.8039 | 68.0391 | 349.843 | 3196.9957 | 3196.9957 | 938.0125 | 938.0125 | 1311.6596 | 1311.6596 | 0 | 0 | 947.3236 | 947.3236 | 235176908.4984 | 1289421685.8988 | 217581332.0826 | 0 | 1742.1799 | 49.6994 | 0 | 0 | 0 | 793.1834 | 172 | 3040 | 4611.9232 | 760 | 190 | 0.13631
1918 | 618.065 | 653.6 | 1000 | 4000 | 0 | 100% | 99.0868 | 180.5744 | 180.7318 | 180.7318 | 1 | 180.5744 | 99.5154 | 426.3589 | 404.9553 | 404.9553 | 404.9553 | 21.4036 | 426.3589 | 106.1829 | 95.7454 | 95.7454 | 95.7454 | 10.4374 | 106.1829 | 0 | 0 | 0 | 0 | 0 | 0 | 0 | 0 | 0 | 354.4891 | 285.4563 | 285.4563 | 285.4563 | 69.0328 | 354.4891 | 3281.9551 | 3281.9551 | 1023.1883 | 1023.1883 | 1311.5339 | 1311.5339 | 0 | 0 | 947.2329 | 947.2329 | 239689903.8247 | 1289431521.4891 | 214388079.8392 | 0 | 1743.5095 | 51.0755 | 0 | 0 | 0 | 865.2909 | 172 | 3040 | 4611.9232 | 760 | 190 | 0.13434
1919 | 669.5704 | 653.6 | 1000 | 4000 | 0 | 100% | 99.2237 | 185.2277 | 185.4116 | 185.4116 | 1 | 185.2277 | 99.5903 | 454.0207 | 431.2264 | 431.2264 | 431.2264 | 22.7942 | 454.0207 | 106.1735 | 95.7361 | 95.7361 | 95.7361 | 10.4373 | 106.1735 | 0 | 0 | 0 | 0 | 0 | 0 | 0 | 0 | 0 | 358.8147 | 288.8632 | 288.8632 | 288.8632 | 69.9515 | 358.8147 | 3366.9159 | 3366.9159 | 1108.3536 | 1108.3536 | 1311.4152 | 1311.4152 | 0 | 0 | 947.1471 | 947.1471 | 243766627.9317 | 1289440011.7453 | 211615976.4489 | 0 | 1744.8226 | 52.3767 | 0 | 0 | 0 | 937.3985 | 172 | 3040 | 4611.9232 | 760 | 190 | 0.13263
1920 | 721.0758 | 653.6 | 1000 | 4000 | 0 | 100% | 99.3607 | 189.8843 | 190.0772 | 190.0772 | 1 | 189.8843 | 99.6537 | 481.4328 | 457.2603 | 457.2603 | 457.2603 | 24.1724 | 481.4328 | 106.1646 | 95.7274 | 95.7274 | 95.7274 | 10.4373 | 106.1646 | 0 | 0 | 0 | 0 | 0 | 0 | 0 | 0 | 0 | 362.7755 | 291.9841 | 291.9841 | 291.9841 | 70.7913 | 362.7755 | 3451.8779 | 3451.8779 | 1193.5092 | 1193.5092 | 1311.3027 | 1311.3027 | 0 | 0 | 947.0659 | 947.0659 | 247491242.8159 | 1289447027.9443 | 208993946.2537 | 0 | 1745.9322 | 53.615 | 0 | 0 | 0 | 1009.5061 | 172 | 3040 | 4611.9232 | 760 | 190 | 0.13101
1921 | 772.5812 | 653.6 | 1000 | 4000 | 0 | 100% | 99.4749 | 194.5473 | 194.7553 | 194.7553 | 1 | 194.5473 | 99.7171 | 508.7457 | 483.1999 | 483.1999 | 483.1999 | 25.5458 | 508.7457 | 106.1563 | 95.7191 | 95.7191 | 95.7191 | 10.4372 | 106.1563 | 0 | 0 | 0 | 0 | 0 | 0 | 0 | 0 | 0 | 366.3926 | 294.8304 | 294.8304 | 294.8304 | 71.5622 | 366.3926 | 3536.8411 | 3536.8411 | 1278.656 | 1278.656 | 1311.1962 | 1311.1962 | 0 | 0 | 946.9889 | 946.9889 | 250819185.2124 | 1289454425.2544 | 206770308.4582 | 0 | 1747.0439 | 54.7881 | 0 | 0 | 0 | 1081.6137 | 172 | 3040 | 4611.9232 | 760 | 190 | 0.12964
1922 | 824.0866 | 653.6 | 1000 | 4000 | 0 | 100% | 99.6119 | 199.2172 | 199.4449 | 199.4449 | 1 | 199.2172 | 99.7803 | 536.0324 | 509.1145 | 509.1145 | 509.1145 | 26.9179 | 536.0324 | 106.1484 | 95.7112 | 95.7112 | 95.7112 | 10.4372 | 106.1484 | 0 | 0 | 0 | 0 | 0 | 0 | 0 | 0 | 0 | 369.6518 | 297.3968 | 297.3968 | 297.3968 | 72.2549 | 369.6518 | 3621.8052 | 3621.8052 | 1363.7944 | 1363.7944 | 1311.095 | 1311.095 | 0 | 0 | 946.9159 | 946.9159 | 253815589.0039 | 1289460304.3886 | 204874700.0939 | 0 | 1748.1506 | 55.9021 | 0 | 0 | 0 | 1153.7213 | 172 | 3040 | 4611.9232 | 760 | 190 | 0.12848
1923 | 875.592 | 653.6 | 1000 | 4000 | 0 | 100% | 99.7032 | 203.9 | 204.1153 | 204.1153 | 1 | 203.9 | 99.8171 | 563.3683 | 535.0757 | 535.0757 | 535.0757 | 28.2926 | 563.3683 | 106.1409 | 95.7038 | 95.7038 | 95.7038 | 10.4371 | 106.1409 | 0 | 0 | 0 | 0 | 0 | 0 | 0 | 0 | 0 | 372.675 | 299.774 | 299.774 | 299.774 | 72.901 | 372.675 | 3706.7704 | 3706.7704 | 1448.9253 | 1448.9253 | 1310.9988 | 1310.9988 | 0 | 0 | 946.8464 | 946.8464 | 256484992.883 | 1289465065.3773 | 202845524.6421 | 0 | 1748.7956 | 56.973 | 0 | 0 | 0 | 1225.8288 | 172 | 3040 | 4611.9232 | 760 | 190 | 0.12722
1924 | 927.0974 | 653.6 | 1000 | 4000 | 0 | 100% | 99.7374 | 208.631 | 208.8341 | 208.8341 | 1 | 208.631 | 99.8281 | 590.6758 | 561.0098 | 561.0098 | 561.0098 | 29.666 | 590.6758 | 106.1339 | 95.6968 | 95.6968 | 95.6968 | 10.4371 | 106.1339 | 0 | 0 | 0 | 0 | 0 | 0 | 0 | 0 | 0 | 376.1249 | 302.4947 | 302.4947 | 302.4947 | 73.6301 | 376.1249 | 3791.7365 | 3791.7365 | 1534.049 | 1534.049 | 1310.9072 | 1310.9072 | 0 | 0 | 946.7803 | 946.7803 | 258937397.2912 | 1289468745.2369 | 200582632.4648 | 0 | 1748.9888 | 58.003 | 0 | 0 | 0 | 1297.9364 | 172 | 3040 | 4611.9232 | 760 | 190 | 0.12583
1925 | 978.6028 | 653.6 | 1000 | 4000 | 0 | 100% | 99.7374 | 213.3883 | 213.6014 | 213.6014 | 1 | 213.3883 | 99.8391 | 617.9574 | 586.9193 | 586.9193 | 586.9193 | 31.0381 | 617.9574 | 106.1273 | 95.6902 | 95.6902 | 95.6902 | 10.4371 | 106.1273 | 0 | 0 | 0 | 0 | 0 | 0 | 0 | 0 | 0 | 379.7072 | 305.3174 | 305.3174 | 305.3174 | 74.3898 | 379.7072 | 3876.7034 | 3876.7034 | 1619.1662 | 1619.1662 | 1310.82 | 1310.82 | 0 | 0 | 946.7172 | 946.7172 | 261172278.7746 | 1289471386.3131 | 198537536.6106 | 0 | 1749.1812 | 58.9846 | 0 | 0 | 0 | 1370.044 | 172 | 3040 | 4611.9232 | 760 | 190 | 0.12457
1926 | 1030.1083 | 653.6 | 1000 | 4000 | 0 | 100% | 99.8059 | 218.1511 | 218.3712 | 218.3712 | 1 | 218.1511 | 99.85 | 645.2791 | 612.8667 | 612.8667 | 612.8667 | 32.4123 | 645.2791 | 106.121 | 95.6839 | 95.6839 | 95.6839 | 10.437 | 106.121 | 0 | 0 | 0 | 0 | 0 | 0 | 0 | 0 | 0 | 383.052 | 307.9505 | 307.9505 | 307.9505 | 75.1015 | 383.052 | 3961.6711 | 3961.6711 | 1704.2773 | 1704.2773 | 1310.7367 | 1310.7367 | 0 | 0 | 946.6571 | 946.6571 | 263158326.3841 | 1289473576.7729 | 196740358.0137 | 0 | 1749.3723 | 59.9214 | 0 | 0 | 0 | 1442.1516 | 172 | 3040 | 4611.9232 | 760 | 190 | 0.12346
1927 | 20.6022 | 703 | 1000 | 4000 | 0 | 100% | 91.8836 | 138.2724 | 138.4371 | 138.4371 | 1 | 138.2724 | 94.7002 | 163.5912 | 155.3895 | 155.3895 | 155.3895 | 8.2017 | 163.5912 | 112.6374 | 101.5793 | 101.5793 | 101.5793 | 11.0581 | 112.6374 | 0 | 0 | 0 | 0 | 0 | 0 | 0 | 0 | 0 | 239.5308 | 193.9452 | 193.9452 | 193.9452 | 45.5856 | 239.5308 | 2395.2936 | 2395.2936 | 34.1532 | 34.1532 | 1412.6035 | 1412.6035 | 0 | 0 | 948.5369 | 948.5369 | 21350782.1995 | 1309035390.6562 | 328760619.9936 | 0 | 1659.1468 | 35.6506 | 0 | 0 | 0 | 28.843 | 185 | 3040 | 4611.9232 | 760 | 190 | 0.20463
1928 | 51.5054 | 703 | 1000 | 4000 | 0 | 100% | 93.1393 | 139.8989 | 140.0516 | 140.0516 | 1 | 139.8989 | 95.646 | 168.9531 | 160.4817 | 160.4817 | 160.4817 | 8.4714 | 168.9531 | 112.6187 | 101.5613 | 101.5613 | 101.5613 | 11.0574 | 112.6187 | 0 | 0 | 0 | 0 | 0 | 0 | 0 | 0 | 0 | 249.3335 | 201.8286 | 201.8286 | 201.8286 | 47.5049 | 249.3335 | 2446.256 | 2446.256 | 85.3737 | 85.3737 | 1412.449 | 1412.449 | 0 | 0 | 948.4332 | 948.4332 | 51613761.0354 | 1309126541.7049 | 314977645.4383 | 0 | 1675.7179 | 36.5103 | 0 | 0 | 0 | 72.1076 | 185 | 3040 | 4611.9232 | 760 | 190 | 0.19621
1929 | 154.5162 | 703 | 1000 | 4000 | 0 | 100% | 95.9475 | 146.6828 | 146.7723 | 146.7723 | 1 | 146.6828 | 97.6019 | 192.7678 | 183.0993 | 183.0993 | 183.0993 | 9.6685 | 192.7678 | 112.5678 | 101.5121 | 101.5121 | 101.5121 | 11.0557 | 112.5678 | 0 | 0 | 0 | 0 | 0 | 0 | 0 | 0 | 0 | 291.9827 | 236.0058 | 236.0058 | 236.0058 | 55.977 | 291.9827 | 2616.1393 | 2616.1393 | 256.0366 | 256.0366 | 1411.9826 | 1411.9826 | 0 | 0 | 948.12 | 948.12 | 134998703.1787 | 1309331572.6475 | 265654414.4407 | 0 | 1709.9847 | 39.8624 | 0 | 0 | 0 | 216.3227 | 185 | 3040 | 4611.9232 | 760 | 190 | 0.16593
1930 | 206.0217 | 703 | 1000 | 4000 | 0 | 100% | 96.8836 | 150.5338 | 150.6637 | 150.6637 | 1 | 150.5338 | 98.2121 | 212.1337 | 201.4923 | 201.4923 | 201.4923 | 10.6413 | 212.1337 | 112.5478 | 101.4926 | 101.4926 | 101.4926 | 11.0552 | 112.5478 | 0 | 0 | 0 | 0 | 0 | 0 | 0 | 0 | 0 | 311.1388 | 251.3025 | 251.3025 | 251.3025 | 59.8364 | 311.1388 | 2701.0854 | 2701.0854 | 341.3317 | 341.3317 | 1411.7738 | 1411.7738 | 0 | 0 | 947.9798 | 947.9798 | 162543475.7337 | 1309389137.4286 | 248742846.4953 | 0 | 1720.6755 | 41.5684 | 0 | 0 | 0 | 288.4303 | 185 | 3040 | 4611.9232 | 760 | 190 | 0.15552
1931 | 257.5271 | 703 | 1000 | 4000 | 0 | 100% | 97.5913 | 154.6382 | 154.7193 | 154.7193 | 1 | 154.6382 | 98.5644 | 239.2082 | 227.2071 | 227.2071 | 227.2071 | 12.0011 | 239.2082 | 112.5301 | 101.4753 | 101.4753 | 101.4753 | 11.0548 | 112.5301 | 0 | 0 | 0 | 0 | 0 | 0 | 0 | 0 | 0 | 323.1005 | 260.7658 | 260.7658 | 260.7658 | 62.3347 | 323.1005 | 2786.034 | 2786.034 | 426.6058 | 426.6058 | 1411.5791 | 1411.5791 | 0 | 0 | 947.8491 | 947.8491 | 179293737.1114 | 1309430949.9527 | 238122842.7663 | 0 | 1726.8475 | 43.2915 | 0 | 0 | 0 | 360.5379 | 185 | 3040 | 4611.9232 | 760 | 190 | 0.14899
1932 | 309.0325 | 703 | 1000 | 4000 | 0 | 100% | 97.9224 | 158.9822 | 159.0755 | 159.0755 | 1 | 158.9822 | 98.8147 | 267.992 | 254.5452 | 254.5452 | 254.5452 | 13.4468 | 267.992 | 112.5144 | 101.4598 | 101.4598 | 101.4598 | 11.0546 | 112.5144 | 0 | 0 | 0 | 0 | 0 | 0 | 0 | 0 | 0 | 333.3287 | 268.8537 | 268.8537 | 268.8537 | 64.475 | 333.3287 | 2870.9849 | 2870.9849 | 511.8609 | 511.8609 | 1411.3971 | 1411.3971 | 0 | 0 | 947.7269 | 947.7269 | 191700067.5313 | 1309461363.5291 | 230071849.1729 | 0 | 1731.2333 | 44.9607 | 0 | 0 | 0 | 432.6455 | 185 | 3040 | 4611.9232 | 760 | 190 | 0.14403
1933 | 360.5379 | 703 | 1000 | 4000 | 0 | 100% | 98.2763 | 163.3892 | 163.5056 | 163.5056 | 1 | 163.3892 | 99.035 | 297.0468 | 282.1404 | 282.1404 | 282.1404 | 14.9064 | 297.0468 | 112.4999 | 101.4456 | 101.4456 | 101.4456 | 11.0544 | 112.4999 | 0 | 0 | 0 | 0 | 0 | 0 | 0 | 0 | 0 | 341.4543 | 275.2733 | 275.2733 | 275.2733 | 66.181 | 341.4543 | 2955.9379 | 2955.9379 | 597.0989 | 597.0989 | 1411.2266 | 1411.2266 | 0 | 0 | 947.6124 | 947.6124 | 201427403.7851 | 1309486823.9802 | 224179181.3367 | 0 | 1735.0934 | 46.542 | 0 | 0 | 0 | 504.753 | 185 | 3040 | 4611.9232 | 760 | 190 | 0.14041
1934 | 412.0433 | 703 | 1000 | 4000 | 0 | 100% | 98.5845 | 167.846 | 167.9471 | 167.9471 | 1 | 167.846 | 99.2035 | 326.2978 | 309.9218 | 309.9218 | 309.9218 | 16.376 | 326.2978 | 112.4868 | 101.4326 | 101.4326 | 101.4326 | 11.0542 | 112.4868 | 0 | 0 | 0 | 0 | 0 | 0 | 0 | 0 | 0 | 348.0387 | 280.4642 | 280.4642 | 280.4642 | 67.5745 | 348.0387 | 3040.8928 | 3040.8928 | 682.3214 | 682.3214 | 1411.0666 | 1411.0666 | 0 | 0 | 947.5049 | 947.5049 | 209315961.4087 | 1309505166.4924 | 219223542.2056 | 0 | 1738.0447 | 48.0549 | 0 | 0 | 0 | 576.8606 | 185 | 3040 | 4611.9232 | 760 | 190 | 0.13736
1935 | 463.5487 | 703 | 1000 | 4000 | 0 | 100% | 98.7557 | 172.4034 | 172.5216 | 172.5216 | 1 | 172.4034 | 99.3266 | 355.7365 | 337.8813 | 337.8813 | 337.8813 | 17.8553 | 355.7365 | 112.4745 | 101.4205 | 101.4205 | 101.4205 | 11.0541 | 112.4745 | 0 | 0 | 0 | 0 | 0 | 0 | 0 | 0 | 0 | 354.4606 | 285.5272 | 285.5272 | 285.5272 | 68.9334 | 354.4606 | 3125.8495 | 3125.8495 | 767.5297 | 767.5297 | 1410.916 | 1410.916 | 0 | 0 | 947.4038 | 947.4038 | 215764621.2687 | 1309521563.8826 | 214916191.4924 | 0 | 1740.2024 | 49.5017 | 0 | 0 | 0 | 648.9682 | 185 | 3040 | 4611.9232 | 760 | 190 | 0.13471
1936 | 515.0541 | 703 | 1000 | 4000 | 0 | 100% | 98.9612 | 176.9769 | 177.104 | 177.104 | 1 | 176.9769 | 99.433 | 385.0898 | 365.7594 | 365.7594 | 365.7594 | 19.3304 | 385.0898 | 112.4632 | 101.4093 | 101.4093 | 101.4093 | 11.0539 | 112.4632 | 0 | 0 | 0 | 0 | 0 | 0 | 0 | 0 | 0 | 359.9407 | 289.8337 | 289.8337 | 289.8337 | 70.107 | 359.9407 | 3210.8077 | 3210.8077 | 852.725 | 852.725 | 1410.7742 | 1410.7742 | 0 | 0 | 947.3085 | 947.3085 | 221338054.0841 | 1309533191.4406 | 211194122.7626 | 0 | 1742.0654 | 50.8754 | 0 | 0 | 0 | 721.0758 | 185 | 3040 | 4611.9232 | 760 | 190 | 0.13241
1937 | 566.5595 | 703 | 1000 | 4000 | 0 | 100% | 99.0639 | 181.6042 | 181.7369 | 181.7369 | 1 | 181.6042 | 99.509 | 414.2919 | 393.4938 | 393.4938 | 393.4938 | 20.7982 | 414.2919 | 112.4528 | 101.3989 | 101.3989 | 101.3989 | 11.0539 | 112.4528 | 0 | 0 | 0 | 0 | 0 | 0 | 0 | 0 | 0 | 365.346 | 294.0935 | 294.0935 | 294.0935 | 71.2525 | 365.346 | 3295.7673 | 3295.7673 | 937.9085 | 937.9085 | 1410.6403 | 1410.6403 | 0 | 0 | 947.2186 | 947.2186 | 226186156.6744 | 1309542910.1578 | 207668619.935 | 0 | 1743.3977 | 52.1889 | 0 | 0 | 0 | 793.1834 | 185 | 3040 | 4611.9232 | 760 | 190 | 0.13024
1938 | 618.065 | 703 | 1000 | 4000 | 0 | 100% | 99.2352 | 186.2507 | 186.411 | 186.411 | 1 | 186.2507 | 99.5848 | 443.2923 | 421.0364 | 421.0364 | 421.0364 | 22.2559 | 443.2923 | 112.443 | 101.3892 | 101.3892 | 101.3892 | 11.0538 | 112.443 | 0 | 0 | 0 | 0 | 0 | 0 | 0 | 0 | 0 | 370.379 | 298.0563 | 298.0563 | 298.0563 | 72.3226 | 370.379 | 3380.7283 | 3380.7283 | 1023.081 | 1023.081 | 1410.5137 | 1410.5137 | 0 | 0 | 947.1336 | 947.1336 | 230501039.2646 | 1309550554.6829 | 204673851.2503 | 0 | 1744.7254 | 53.431 | 0 | 0 | 0 | 865.2909 | 185 | 3040 | 4611.9232 | 760 | 190 | 0.12839
1939 | 669.5704 | 703 | 1000 | 4000 | 0 | 100% | 99.3721 | 190.8982 | 191.0796 | 191.0796 | 1 | 190.8982 | 99.656 | 472.093 | 448.3892 | 448.3892 | 448.3892 | 23.7038 | 472.093 | 112.4338 | 101.3801 | 101.3801 | 101.3801 | 11.0537 | 112.4338 | 0 | 0 | 0 | 0 | 0 | 0 | 0 | 0 | 0 | 374.8306 | 301.56 | 301.56 | 301.56 | 73.2706 | 374.8306 | 3465.6905 | 3465.6905 | 1108.2436 | 1108.2436 | 1410.3938 | 1410.3938 | 0 | 0 | 947.0531 | 947.0531 | 234409907.9508 | 1309556732.8772 | 202006035.6415 | 0 | 1745.9727 | 54.6111 | 0 | 0 | 0 | 937.3985 | 185 | 3040 | 4611.9232 | 760 | 190 | 0.12675
1940 | 721.0758 | 703 | 1000 | 4000 | 0 | 100% | 99.4749 | 195.5531 | 195.7457 | 195.7457 | 1 | 195.5531 | 99.7193 | 500.6044 | 475.4671 | 475.4671 | 475.4671 | 25.1373 | 500.6044 | 112.4252 | 101.3715 | 101.3715 | 101.3715 | 11.0537 | 112.4252 | 0 | 0 | 0 | 0 | 0 | 0 | 0 | 0 | 0 | 378.9738 | 304.8273 | 304.8273 | 304.8273 | 74.1465 | 378.9738 | 3550.6538 | 3550.6538 | 1193.3969 | 1193.3969 | 1410.2801 | 1410.2801 | 0 | 0 | 946.9768 | 946.9768 | 237993237.7179 | 1309561676.8491 | 199527304.3499 | 0 | 1747.0822 | 55.735 | 0 | 0 | 0 | 1009.5061 | 185 | 3040 | 4611.9232 | 760 | 190 | 0.12522
1941 | 772.5812 | 703 | 1000 | 4000 | 0 | 100% | 99.589 | 200.2179 | 200.4294 | 200.4294 | 1 | 200.2179 | 99.7825 | 528.9806 | 502.4165 | 502.4165 | 502.4165 | 26.5641 | 528.9806 | 112.417 | 101.3634 | 101.3634 | 101.3634 | 11.0537 | 112.417 | 0 | 0 | 0 | 0 | 0 | 0 | 0 | 0 | 0 | 382.8238 | 307.8647 | 307.8647 | 307.8647 | 74.9591 | 382.8238 | 3635.6182 | 3635.6182 | 1278.5417 | 1278.5417 | 1410.1722 | 1410.1722 | 0 | 0 | 946.9043 | 946.9043 | 241215791.4417 | 1309565757.469 | 197408667.1789 | 0 | 1748.1902 | 56.8029 | 0 | 0 | 0 | 1081.6137 | 185 | 3040 | 4611.9232 | 760 | 190 | 0.12392
1942 | 824.0866 | 703 | 1000 | 4000 | 0 | 100% | 99.6804 | 204.8987 | 205.0903 | 205.0903 | 1 | 204.8987 | 99.817 | 557.3206 | 529.3314 | 529.3314 | 529.3314 | 27.9892 | 557.3206 | 112.4093 | 101.3557 | 101.3557 | 101.3557 | 11.0536 | 112.4093 | 0 | 0 | 0 | 0 | 0 | 0 | 0 | 0 | 0 | 386.4747 | 310.7462 | 310.7462 | 310.7462 | 75.7285 | 386.4747 | 3720.5835 | 3720.5835 | 1363.6786 | 1363.6786 | 1410.0696 | 1410.0696 | 0 | 0 | 946.8354 | 946.8354 | 244100206.943 | 1309569143.6512 | 195125261.1001 | 0 | 1748.7946 | 57.8317 | 0 | 0 | 0 | 1153.7213 | 185 | 3040 | 4611.9232 | 760 | 190 | 0.12251
1943 | 875.592 | 703 | 1000 | 4000 | 0 | 100% | 99.7374 | 209.6353 | 209.8168 | 209.8168 | 1 | 209.6353 | 99.8281 | 585.758 | 556.3387 | 556.3387 | 556.3387 | 29.4193 | 585.758 | 112.4021 | 101.3485 | 101.3485 | 101.3485 | 11.0536 | 112.4021 | 0 | 0 | 0 | 0 | 0 | 0 | 0 | 0 | 0 | 390.5834 | 313.9899 | 313.9899 | 313.9899 | 76.5935 | 390.5834 | 3805.5497 | 3805.5497 | 1448.8081 | 1448.8081 | 1409.9719 | 1409.9719 | 0 | 0 | 946.7698 | 946.7698 | 246649987.9586 | 1309572114.3115 | 192766706.1327 | 0 | 1748.9888 | 58.8218 | 0 | 0 | 0 | 1225.8288 | 185 | 3040 | 4611.9232 | 760 | 190 | 0.12106
1944 | 927.0974 | 703 | 1000 | 4000 | 0 | 100% | 99.7489 | 214.3964 | 214.5913 | 214.5913 | 1 | 214.3964 | 99.8391 | 614.2031 | 583.3533 | 583.3533 | 583.3533 | 30.8499 | 614.2031 | 112.3951 | 101.3416 | 101.3416 | 101.3416 | 11.0536 | 112.3951 | 0 | 0 | 0 | 0 | 0 | 0 | 0 | 0 | 0 | 394.7223 | 317.2576 | 317.2576 | 317.2576 | 77.4646 | 394.7223 | 3890.5168 | 3890.5168 | 1533.9308 | 1533.9308 | 1409.8787 | 1409.8787 | 0 | 0 | 946.7073 | 946.7073 | 248981414.7985 | 1309574401.7411 | 190625577.0969 | 0 | 1749.1814 | 59.766 | 0 | 0 | 0 | 1297.9364 | 185 | 3040 | 4611.9232 | 760 | 190 | 0.11974
1945 | 978.6028 | 703 | 1000 | 4000 | 0 | 100% | 99.7945 | 219.1631 | 219.3712 | 219.3712 | 1 | 219.1631 | 99.8501 | 642.6415 | 610.3613 | 610.3613 | 610.3613 | 32.2802 | 642.6415 | 112.3886 | 101.335 | 101.335 | 101.335 | 11.0536 | 112.3886 | 0 | 0 | 0 | 0 | 0 | 0 | 0 | 0 | 0 | 398.5951 | 320.3187 | 320.3187 | 320.3187 | 78.2763 | 398.5951 | 3975.4846 | 3975.4846 | 1619.0471 | 1619.0471 | 1409.7899 | 1409.7899 | 0 | 0 | 946.6476 | 946.6476 | 251098788.5433 | 1309576290.1414 | 188698025.0703 | 0 | 1749.3731 | 60.668 | 0 | 0 | 0 | 1370.044 | 185 | 3040 | 4611.9232 | 760 | 190 | 0.11855
1946 | 1030.1083 | 703 | 1000 | 4000 | 0 | 100% | 99.8174 | 223.9292 | 224.1434 | 224.1434 | 1 | 223.9292 | 99.8601 | 671.1602 | 637.4455 | 637.4455 | 637.4455 | 33.7146 | 671.1602 | 112.3823 | 101.3288 | 101.3288 | 101.3288 | 11.0535 | 112.3823 | 0 | 0 | 0 | 0 | 0 | 0 | 0 | 0 | 0 | 402.0993 | 323.0821 | 323.0821 | 323.0821 | 79.0172 | 402.0993 | 4060.4532 | 4060.4532 | 1704.1575 | 1704.1575 | 1409.705 | 1409.705 | 0 | 0 | 946.5906 | 946.5906 | 252970236.8862 | 1309577582.4489 | 187000596.0375 | 0 | 1749.5484 | 61.5302 | 0 | 0 | 0 | 1442.1516 | 185 | 3040 | 4611.9232 | 760 | 190 | 0.1175
1947 | 20.6022 | 752.4 | 1000 | 4000 | 0 | 100% | 93.5731 | 143.2845 | 143.4316 | 143.4316 | 1 | 143.2845 | 95.691 | 169.1939 | 160.7096 | 160.7096 | 160.7096 | 8.4843 | 169.1939 | 118.8893 | 107.2152 | 107.2152 | 107.2152 | 11.6741 | 118.8893 | 0 | 0 | 0 | 0 | 0 | 0 | 0 | 0 | 0 | 240.8803 | 195.3207 | 195.3207 | 195.3207 | 45.5596 | 240.8803 | 2494.0405 | 2494.0405 | 34.1461 | 34.1461 | 1511.5541 | 1511.5541 | 0 | 0 | 948.3403 | 948.3403 | 20636044.1017 | 1327097518.1079 | 328771988.9925 | 0 | 1676.5056 | 39.2516 | 0 | 0 | 0 | 28.843 | 198 | 3040 | 4611.9232 | 760 | 190 | 0.20476
1948 | 51.5054 | 752.4 | 1000 | 4000 | 0 | 100% | 94.4406 | 144.7603 | 144.8664 | 144.8664 | 1 | 144.7603 | 96.3968 | 175.1027 | 166.3213 | 166.3213 | 166.3213 | 8.7814 | 175.1027 | 118.8714 | 107.198 | 107.198 | 107.198 | 11.6734 | 118.8714 | 0 | 0 | 0 | 0 | 0 | 0 | 0 | 0 | 0 | 250.6526 | 202.7781 | 202.7781 | 202.7781 | 47.8745 | 250.6526 | 2545.0053 | 2545.0053 | 85.3568 | 85.3568 | 1511.403 | 1511.403 | 0 | 0 | 948.2455 | 948.2455 | 49790740.6626 | 1327181829.8215 | 311899169.4354 | 0 | 1688.8717 | 40.1359 | 0 | 0 | 0 | 72.1076 | 198 | 3040 | 4611.9232 | 760 | 190 | 0.19443
1949 | 154.5162 | 752.4 | 1000 | 4000 | 0 | 100% | 96.6096 | 151.996 | 152.0724 | 152.0724 | 1 | 151.996 | 97.9751 | 199.8583 | 189.8325 | 189.8325 | 189.8325 | 10.0258 | 199.8583 | 118.8229 | 107.1511 | 107.1511 | 107.1511 | 11.6718 | 118.8229 | 0 | 0 | 0 | 0 | 0 | 0 | 0 | 0 | 0 | 298.4709 | 241.0831 | 241.0831 | 241.0831 | 57.3878 | 298.4709 | 2714.8955 | 2714.8955 | 255.9929 | 255.9929 | 1510.9447 | 1510.9447 | 0 | 0 | 947.9579 | 947.9579 | 130189850.1734 | 1327363196.3719 | 258970507.1959 | 0 | 1716.5236 | 43.2691 | 0 | 0 | 0 | 216.3227 | 198 | 3040 | 4611.9232 | 760 | 190 | 0.16186
1950 | 206.0217 | 752.4 | 1000 | 4000 | 0 | 100% | 97.3744 | 155.9477 | 156.0217 | 156.0217 | 1 | 155.9477 | 98.4671 | 219.9041 | 208.8713 | 208.8713 | 208.8713 | 11.0328 | 219.9041 | 118.8035 | 107.1322 | 107.1322 | 107.1322 | 11.6714 | 118.8035 | 0 | 0 | 0 | 0 | 0 | 0 | 0 | 0 | 0 | 319.4911 | 257.8702 | 257.8702 | 257.8702 | 61.6208 | 319.4911 | 2799.8445 | 2799.8445 | 341.2773 | 341.2773 | 1510.7386 | 1510.7386 | 0 | 0 | 947.8286 | 947.8286 | 156768799.2365 | 1327415810.6261 | 240958166.765 | 0 | 1725.1428 | 44.8351 | 0 | 0 | 0 | 288.4303 | 198 | 3040 | 4611.9232 | 760 | 190 | 0.15077
1951 | 257.5271 | 752.4 | 1000 | 4000 | 0 | 100% | 97.8881 | 160.1757 | 160.2238 | 160.2238 | 1 | 160.1757 | 98.7355 | 248.1504 | 235.699 | 235.699 | 235.699 | 12.4515 | 248.1504 | 118.7864 | 107.1154 | 107.1154 | 107.1154 | 11.671 | 118.7864 | 0 | 0 | 0 | 0 | 0 | 0 | 0 | 0 | 0 | 333.6294 | 269.0711 | 269.0711 | 269.0711 | 64.5583 | 333.6294 | 2884.7958 | 2884.7958 | 426.5422 | 426.5422 | 1510.5459 | 1510.5459 | 0 | 0 | 947.7077 | 947.7077 | 172798815.5492 | 1327454191.1183 | 229592901.7883 | 0 | 1729.8459 | 46.4063 | 0 | 0 | 0 | 360.5379 | 198 | 3040 | 4611.9232 | 760 | 190 | 0.14377
1952 | 309.0325 | 752.4 | 1000 | 4000 | 0 | 100% | 98.2534 | 164.5684 | 164.6512 | 164.6512 | 1 | 164.5684 | 98.9655 | 277.961 | 264.0121 | 264.0121 | 264.0121 | 13.9489 | 277.961 | 118.7709 | 107.1001 | 107.1001 | 107.1001 | 11.6707 | 118.7709 | 0 | 0 | 0 | 0 | 0 | 0 | 0 | 0 | 0 | 345.0143 | 278.1019 | 278.1019 | 278.1019 | 66.9125 | 345.0143 | 2969.7492 | 2969.7492 | 511.7894 | 511.7894 | 1510.3653 | 1510.3653 | 0 | 0 | 947.5944 | 947.5944 | 184817936.3504 | 1327483645.1526 | 221574040.0586 | 0 | 1733.8756 | 47.9025 | 0 | 0 | 0 | 432.6455 | 198 | 3040 | 4611.9232 | 760 | 190 | 0.13884
1953 | 360.5379 | 752.4 | 1000 | 4000 | 0 | 100% | 98.5502 | 168.9795 | 169.0821 | 169.0821 | 1 | 168.9795 | 99.1721 | 308.0699 | 292.6085 | 292.6085 | 292.6085 | 15.4615 | 308.0699 | 118.7571 | 107.0865 | 107.0865 | 107.0865 | 11.6706 | 118.7571 | 0 | 0 | 0 | 0 | 0 | 0 | 0 | 0 | 0 | 353.5864 | 284.8781 | 284.8781 | 284.8781 | 68.7083 | 353.5864 | 3054.7044 | 3054.7044 | 597.0206 | 597.0206 | 1510.1957 | 1510.1957 | 0 | 0 | 947.488 | 947.488 | 194187200.5704 | 1327503065.9002 | 215804895.4065 | 0 | 1737.4952 | 49.3202 | 0 | 0 | 0 | 504.753 | 198 | 3040 | 4611.9232 | 760 | 190 | 0.1353
1954 | 412.0433 | 752.4 | 1000 | 4000 | 0 | 100% | 98.8242 | 173.4783 | 173.5672 | 173.5672 | 1 | 173.4783 | 99.3081 | 338.4714 | 321.4825 | 321.4825 | 321.4825 | 16.989 | 338.4714 | 118.7443 | 107.0739 | 107.0739 | 107.0739 | 11.6704 | 118.7443 | 0 | 0 | 0 | 0 | 0 | 0 | 0 | 0 | 0 | 361.1626 | 290.8589 | 290.8589 | 290.8589 | 70.3037 | 361.1626 | 3139.6613 | 3139.6613 | 682.2372 | 682.2372 | 1510.0362 | 1510.0362 | 0 | 0 | 947.3879 | 947.3879 | 201762517.4958 | 1327518248.1126 | 210596637.4537 | 0 | 1739.8774 | 50.6928 | 0 | 0 | 0 | 576.8606 | 198 | 3040 | 4611.9232 | 760 | 190 | 0.13209
1955 | 463.5487 | 752.4 | 1000 | 4000 | 0 | 100% | 99.0068 | 178.0392 | 178.1536 | 178.1536 | 1 | 178.0392 | 99.4253 | 369.014 | 350.4902 | 350.4902 | 350.4902 | 18.5237 | 369.014 | 118.7326 | 107.0623 | 107.0623 | 107.0623 | 11.6703 | 118.7326 | 0 | 0 | 0 | 0 | 0 | 0 | 0 | 0 | 0 | 367.9978 | 296.2423 | 296.2423 | 296.2423 | 71.7554 | 367.9978 | 3224.6197 | 3224.6197 | 767.4404 | 767.4404 | 1509.8858 | 1509.8858 | 0 | 0 | 947.2936 | 947.2936 | 207971052.0475 | 1327529805.7059 | 206430991.8331 | 0 | 1741.9318 | 51.9965 | 0 | 0 | 0 | 648.9682 | 198 | 3040 | 4611.9232 | 760 | 190 | 0.12952
1956 | 515.0541 | 752.4 | 1000 | 4000 | 0 | 100% | 99.1324 | 182.6497 | 182.7574 | 182.7574 | 1 | 182.6497 | 99.5018 | 399.4801 | 379.4252 | 379.4252 | 379.4252 | 20.0549 | 399.4801 | 118.7216 | 107.0514 | 107.0514 | 107.0514 | 11.6702 | 118.7216 | 0 | 0 | 0 | 0 | 0 | 0 | 0 | 0 | 0 | 374.3368 | 301.2452 | 301.2452 | 301.2452 | 73.0915 | 374.3368 | 3309.5796 | 3309.5796 | 852.6313 | 852.6313 | 1509.7438 | 1509.7438 | 0 | 0 | 947.2045 | 947.2045 | 213346227.7805 | 1327539702.0071 | 202385964.9143 | 0 | 1743.2719 | 53.2513 | 0 | 0 | 0 | 721.0758 | 198 | 3040 | 4611.9232 | 760 | 190 | 0.12703
1957 | 566.5595 | 752.4 | 1000 | 4000 | 0 | 100% | 99.2237 | 187.295 | 187.4302 | 187.4302 | 1 | 187.295 | 99.5777 | 429.8323 | 408.2518 | 408.2518 | 408.2518 | 21.5804 | 429.8323 | 118.7114 | 107.0412 | 107.0412 | 107.0412 | 11.6702 | 118.7114 | 0 | 0 | 0 | 0 | 0 | 0 | 0 | 0 | 0 | 380.271 | 305.93 | 305.93 | 305.93 | 74.341 | 380.271 | 3394.5408 | 3394.5408 | 937.811 | 937.811 | 1509.6095 | 1509.6095 | 0 | 0 | 947.1202 | 947.1202 | 217966697.4222 | 1327547772.231 | 199086247.9594 | 0 | 1744.6007 | 54.44 | 0 | 0 | 0 | 793.1834 | 198 | 3040 | 4611.9232 | 760 | 190 | 0.12499
1958 | 618.065 | 752.4 | 1000 | 4000 | 0 | 100% | 99.3493 | 191.9413 | 192.1055 | 192.1055 | 1 | 191.9413 | 99.6533 | 459.9908 | 436.8943 | 436.8943 | 436.8943 | 23.0964 | 459.9908 | 118.7017 | 107.0316 | 107.0316 | 107.0316 | 11.6701 | 118.7017 | 0 | 0 | 0 | 0 | 0 | 0 | 0 | 0 | 0 | 385.4538 | 310.019 | 310.019 | 310.019 | 75.4348 | 385.4538 | 3479.5032 | 3479.5032 | 1022.9804 | 1022.9804 | 1509.4823 | 1509.4823 | 0 | 0 | 947.0404 | 947.0404 | 222118432.8763 | 1327554647.359 | 196253191.5249 | 0 | 1745.9263 | 55.5672 | 0 | 0 | 0 | 865.2909 | 198 | 3040 | 4611.9232 | 760 | 190 | 0.12325
1959 | 669.5704 | 752.4 | 1000 | 4000 | 0 | 100% | 99.4863 | 196.5878 | 196.7669 | 196.7669 | 1 | 196.5878 | 99.7208 | 489.855 | 465.2572 | 465.2572 | 465.2572 | 24.5978 | 489.855 | 118.6926 | 107.0226 | 107.0226 | 107.0226 | 11.6701 | 118.6926 | 0 | 0 | 0 | 0 | 0 | 0 | 0 | 0 | 0 | 390.1068 | 313.6887 | 313.6887 | 313.6887 | 76.4181 | 390.1068 | 3564.4667 | 3564.4667 | 1108.1402 | 1108.1402 | 1509.3617 | 1509.3617 | 0 | 0 | 946.9648 | 946.9648 | 225895822.4333 | 1327560071.0232 | 193652847.2865 | 0 | 1747.1087 | 56.6423 | 0 | 0 | 0 | 937.3985 | 198 | 3040 | 4611.9232 | 760 | 190 | 0.12164
1960 | 721.0758 | 752.4 | 1000 | 4000 | 0 | 100% | 99.589 | 201.2399 | 201.4338 | 201.4338 | 1 | 201.2399 | 99.7841 | 519.42 | 493.3357 | 493.3357 | 493.3357 | 26.0843 | 519.42 | 118.6841 | 107.0141 | 107.0141 | 107.0141 | 11.67 | 118.6841 | 0 | 0 | 0 | 0 | 0 | 0 | 0 | 0 | 0 | 394.4449 | 317.1091 | 317.1091 | 317.1091 | 77.3358 | 394.4449 | 3649.4312 | 3649.4312 | 1193.2912 | 1193.2912 | 1509.2471 | 1509.2471 | 0 | 0 | 946.8929 | 946.8929 | 229363278.5114 | 1327564362.1152 | 191290507.6481 | 0 | 1748.2181 | 57.667 | 0 | 0 | 0 | 1009.5061 | 198 | 3040 | 4611.9232 | 760 | 190 | 0.12019
1961 | 772.5812 | 752.4 | 1000 | 4000 | 0 | 100% | 99.6804 | 205.9157 | 206.0877 | 206.0877 | 1 | 205.9157 | 99.817 | 548.8367 | 521.2733 | 521.2733 | 521.2733 | 27.5634 | 548.8367 | 118.676 | 107.0061 | 107.0061 | 107.0061 | 11.67 | 118.676 | 0 | 0 | 0 | 0 | 0 | 0 | 0 | 0 | 0 | 398.7446 | 320.5009 | 320.5009 | 320.5009 | 78.2437 | 398.7446 | 3734.3967 | 3734.3967 | 1278.434 | 1278.434 | 1509.1382 | 1509.1382 | 0 | 0 | 946.8245 | 946.8245 | 232475593.1948 | 1327567610.963 | 188750548.4627 | 0 | 1748.7938 | 58.6561 | 0 | 0 | 0 | 1081.6137 | 198 | 3040 | 4611.9232 | 760 | 190 | 0.11862
1962 | 824.0866 | 752.4 | 1000 | 4000 | 0 | 100% | 99.7032 | 210.6547 | 210.819 | 210.819 | 1 | 210.6547 | 99.8281 | 578.2642 | 549.221 | 549.221 | 549.221 | 29.0432 | 578.2642 | 118.6684 | 106.9985 | 106.9985 | 106.9985 | 11.67 | 118.6684 | 0 | 0 | 0 | 0 | 0 | 0 | 0 | 0 | 0 | 403.6528 | 324.3816 | 324.3816 | 324.3816 | 79.2713 | 403.6528 | 3819.363 | 3819.363 | 1363.5692 | 1363.5692 | 1509.0344 | 1509.0344 | 0 | 0 | 946.7594 | 946.7594 | 235223703.2779 | 1327570088.8433 | 186194144.1319 | 0 | 1748.9879 | 59.6083 | 0 | 0 | 0 | 1153.7213 | 198 | 3040 | 4611.9232 | 760 | 190 | 0.11705
1963 | 875.592 | 752.4 | 1000 | 4000 | 0 | 100% | 99.7489 | 215.4172 | 215.5945 | 215.5945 | 1 | 215.4172 | 99.8391 | 607.8387 | 577.3083 | 577.3083 | 577.3083 | 30.5305 | 607.8387 | 118.6612 | 106.9913 | 106.9913 | 106.9913 | 11.6699 | 118.6612 | 0 | 0 | 0 | 0 | 0 | 0 | 0 | 0 | 0 | 408.3911 | 328.129 | 328.129 | 328.129 | 80.2622 | 408.3911 | 3904.3302 | 3904.3302 | 1448.6973 | 1448.6973 | 1508.9355 | 1508.9355 | 0 | 0 | 946.6974 | 946.6974 | 237661197.9286 | 1327572004.5526 | 183948109.6472 | 0 | 1749.1813 | 60.5177 | 0 | 0 | 0 | 1225.8288 | 198 | 3040 | 4611.9232 | 760 | 190 | 0.11566
1964 | 927.0974 | 752.4 | 1000 | 4000 | 0 | 100% | 99.8059 | 220.1812 | 220.3732 | 220.3732 | 1 | 220.1812 | 99.8501 | 637.4198 | 605.4016 | 605.4016 | 605.4016 | 32.0182 | 637.4198 | 118.6544 | 106.9845 | 106.9845 | 106.9845 | 11.6699 | 118.6544 | 0 | 0 | 0 | 0 | 0 | 0 | 0 | 0 | 0 | 412.7521 | 331.5745 | 331.5745 | 331.5745 | 81.1776 | 412.7521 | 3989.2981 | 3989.2981 | 1533.8188 | 1533.8188 | 1508.8411 | 1508.8411 | 0 | 0 | 946.6382 | 946.6382 | 239882157.2444 | 1327573677.5265 | 181917570.2118 | 0 | 1749.3734 | 61.3861 | 0 | 0 | 0 | 1297.9364 | 198 | 3040 | 4611.9232 | 760 | 190 | 0.11441
1965 | 978.6028 | 752.4 | 1000 | 4000 | 0 | 100% | 99.8174 | 224.9473 | 225.1505 | 225.1505 | 1 | 224.9473 | 99.8599 | 667.0155 | 633.5088 | 633.5088 | 633.5088 | 33.5067 | 667.0155 | 118.6479 | 106.978 | 106.978 | 106.978 | 11.6699 | 118.6479 | 0 | 0 | 0 | 0 | 0 | 0 | 0 | 0 | 0 | 416.7759 | 334.752 | 334.752 | 334.752 | 82.0239 | 416.7759 | 4074.2668 | 4074.2668 | 1618.9342 | 1618.9342 | 1508.751 | 1508.751 | 0 | 0 | 946.5816 | 946.5816 | 241888189.0652 | 1327575031.3291 | 180082615.9291 | 0 | 1749.5458 | 62.2176 | 0 | 0 | 0 | 1370.044 | 198 | 3040 | 4611.9232 | 760 | 190 | 0.11328
1966 | 1030.1083 | 752.4 | 1000 | 4000 | 0 | 100% | 99.8288 | 229.7175 | 229.9315 | 229.9315 | 1 | 229.7175 | 99.8696 | 696.6438 | 661.6469 | 661.6469 | 661.6469 | 34.9969 | 696.6438 | 118.6416 | 106.9717 | 106.9717 | 106.9717 | 11.6699 | 118.6416 | 0 | 0 | 0 | 0 | 0 | 0 | 0 | 0 | 0 | 420.5043 | 337.6982 | 337.6982 | 337.6982 | 82.806 | 420.5043 | 4159.2361 | 4159.2361 | 1704.0439 | 1704.0439 | 1508.6647 | 1508.6647 | 0 | 0 | 946.5275 | 946.5275 | 243708124.5487 | 1327576154.6249 | 178431429.5646 | 0 | 1749.7157 | 63.0141 | 0 | 0 | 0 | 1442.1516 | 198 | 3040 | 4611.9232 | 760 | 190 | 0.11226
1967 | 20.6022 | 801.8 | 1000 | 4000 | 0 | 100% | 94.5434 | 148.3172 | 148.4479 | 148.4479 | 1 | 148.3172 | 96.338 | 175.6749 | 166.8641 | 166.8641 | 166.8641 | 8.8109 | 175.6749 | 125.1453 | 112.8548 | 112.8548 | 112.8548 | 12.2905 | 125.1453 | 0 | 0 | 0 | 0 | 0 | 0 | 0 | 0 | 0 | 243.1957 | 197.0857 | 197.0857 | 197.0857 | 46.11 | 243.1957 | 2592.7919 | 2592.7919 | 34.1397 | 34.1397 | 1610.4919 | 1610.4919 | 0 | 0 | 948.1603 | 948.1603 | 19870765.8898 | 1343304971.3142 | 324666449.5469 | 0 | 1687.8422 | 42.6253 | 0 | 0 | 0 | 28.843 | 211 | 3040 | 4611.9232 | 760 | 190 | 0.20233
1968 | 51.5054 | 801.8 | 1000 | 4000 | 0 | 100% | 95.1142 | 150.01 | 150.113 | 150.113 | 1 | 150.01 | 96.8786 | 181.4589 | 172.3571 | 172.3571 | 172.3571 | 9.1017 | 181.4589 | 125.1286 | 112.8387 | 112.8387 | 112.8387 | 12.2899 | 125.1286 | 0 | 0 | 0 | 0 | 0 | 0 | 0 | 0 | 0 | 254.9127 | 206.0994 | 206.0994 | 206.0994 | 48.8133 | 254.9127 | 2643.7588 | 2643.7588 | 85.3413 | 85.3413 | 1610.3441 | 1610.3441 | 0 | 0 | 948.0733 | 948.0733 | 48046694.8505 | 1343374954.2118 | 305891109.6695 | 0 | 1697.3128 | 43.4883 | 0 | 0 | 0 | 72.1076 | 211 | 3040 | 4611.9232 | 760 | 190 | 0.19077
1969 | 154.5162 | 801.8 | 1000 | 4000 | 0 | 100% | 97.0548 | 157.4374 | 157.4935 | 157.4935 | 1 | 157.4374 | 98.2465 | 206.8733 | 196.494 | 196.494 | 196.494 | 10.3792 | 206.8733 | 125.0825 | 112.7941 | 112.7941 | 112.7941 | 12.2884 | 125.0825 | 0 | 0 | 0 | 0 | 0 | 0 | 0 | 0 | 0 | 305.6592 | 246.7348 | 246.7348 | 246.7348 | 58.9244 | 305.6592 | 2813.6551 | 2813.6551 | 255.9525 | 255.9525 | 1609.8942 | 1609.8942 | 0 | 0 | 947.8084 | 947.8084 | 125761588.5666 | 1343534257.3444 | 251982877.0941 | 0 | 1721.2787 | 46.3477 | 0 | 0 | 0 | 216.3227 | 211 | 3040 | 4611.9232 | 760 | 190 | 0.1576
1970 | 206.0217 | 801.8 | 1000 | 4000 | 0 | 100% | 97.7854 | 161.4527 | 161.4652 | 161.4652 | 1 | 161.4527 | 98.6496 | 227.6773 | 216.2529 | 216.2529 | 216.2529 | 11.4244 | 227.6773 | 125.0636 | 112.7756 | 112.7756 | 112.7756 | 12.288 | 125.0636 | 0 | 0 | 0 | 0 | 0 | 0 | 0 | 0 | 0 | 328.0874 | 264.637 | 264.637 | 264.637 | 63.4504 | 328.0874 | 2898.6068 | 2898.6068 | 341.2269 | 341.2269 | 1609.691 | 1609.691 | 0 | 0 | 947.6888 | 947.6888 | 151384472.5555 | 1343584025.9578 | 233372884.6219 | 0 | 1728.3414 | 47.7801 | 0 | 0 | 0 | 288.4303 | 211 | 3040 | 4611.9232 | 760 | 190 | 0.14614
1971 | 257.5271 | 801.8 | 1000 | 4000 | 0 | 100% | 98.1507 | 165.7847 | 165.8244 | 165.8244 | 1 | 165.7847 | 98.8825 | 257.1413 | 244.237 | 244.237 | 244.237 | 12.9043 | 257.1413 | 125.0468 | 112.7592 | 112.7592 | 112.7592 | 12.2876 | 125.0468 | 0 | 0 | 0 | 0 | 0 | 0 | 0 | 0 | 0 | 343.9885 | 277.2677 | 277.2677 | 277.2677 | 66.7208 | 343.9885 | 2983.5604 | 2983.5604 | 426.4832 | 426.4832 | 1609.5006 | 1609.5006 | 0 | 0 | 947.5767 | 947.5767 | 166738734.4705 | 1343620123.8183 | 222061989.7691 | 0 | 1732.4208 | 49.2024 | 0 | 0 | 0 | 360.5379 | 211 | 3040 | 4611.9232 | 760 | 190 | 0.13918
1972 | 309.0325 | 801.8 | 1000 | 4000 | 0 | 100% | 98.4817 | 170.1785 | 170.2679 | 170.2679 | 1 | 170.1785 | 99.1112 | 287.9415 | 273.49 | 273.49 | 273.49 | 14.4515 | 287.9415 | 125.032 | 112.7445 | 112.7445 | 112.7445 | 12.2874 | 125.032 | 0 | 0 | 0 | 0 | 0 | 0 | 0 | 0 | 0 | 355.8601 | 286.6874 | 286.6874 | 286.6874 | 69.1727 | 355.8601 | 3068.5159 | 3068.5159 | 511.7229 | 511.7229 | 1609.3217 | 1609.3217 | 0 | 0 | 947.4713 | 947.4713 | 178396705.3197 | 1343644288.6605 | 214386648.2285 | 0 | 1736.4276 | 50.5408 | 0 | 0 | 0 | 432.6455 | 211 | 3040 | 4611.9232 | 760 | 190 | 0.13446
1973 | 360.5379 | 801.8 | 1000 | 4000 | 0 | 100% | 98.7671 | 174.5993 | 174.6725 | 174.6725 | 1 | 174.5993 | 99.2807 | 319.1509 | 303.1315 | 303.1315 | 303.1315 | 16.0194 | 319.1509 | 125.0185 | 112.7312 | 112.7312 | 112.7312 | 12.2873 | 125.0185 | 0 | 0 | 0 | 0 | 0 | 0 | 0 | 0 | 0 | 364.9605 | 293.8749 | 293.8749 | 293.8749 | 71.0856 | 364.9605 | 3153.4731 | 3153.4731 | 596.9476 | 596.9476 | 1609.1533 | 1609.1533 | 0 | 0 | 947.3722 | 947.3722 | 187419885.1572 | 1343661613.498 | 208315912.3898 | 0 | 1739.3974 | 51.8317 | 0 | 0 | 0 | 504.753 | 211 | 3040 | 4611.9232 | 760 | 190 | 0.13072
1974 | 412.0433 | 801.8 | 1000 | 4000 | 0 | 100% | 98.9612 | 179.1274 | 179.2207 | 179.2207 | 1 | 179.1274 | 99.4111 | 350.597 | 332.9975 | 332.9975 | 332.9975 | 17.5995 | 350.597 | 125.006 | 112.7189 | 112.7189 | 112.7189 | 12.2871 | 125.006 | 0 | 0 | 0 | 0 | 0 | 0 | 0 | 0 | 0 | 373.4171 | 300.5581 | 300.5581 | 300.5581 | 72.859 | 373.4171 | 3238.4318 | 3238.4318 | 682.1585 | 682.1585 | 1608.9945 | 1608.9945 | 0 | 0 | 947.2787 | 947.2787 | 194761354.374 | 1343675909.7247 | 203244761.5663 | 0 | 1741.682 | 53.0709 | 0 | 0 | 0 | 576.8606 | 211 | 3040 | 4611.9232 | 760 | 190 | 0.1276
1975 | 463.5487 | 801.8 | 1000 | 4000 | 0 | 100% | 99.0639 | 183.7126 | 183.7947 | 183.7947 | 1 | 183.7126 | 99.4934 | 382.3049 | 363.112 | 363.112 | 363.112 | 19.1929 | 382.3049 | 124.9945 | 112.7075 | 112.7075 | 112.7075 | 12.287 | 124.9945 | 0 | 0 | 0 | 0 | 0 | 0 | 0 | 0 | 0 | 380.8776 | 306.4462 | 306.4462 | 306.4462 | 74.4314 | 380.8776 | 3323.3919 | 3323.3919 | 767.3568 | 767.3568 | 1608.8446 | 1608.8446 | 0 | 0 | 947.1905 | 947.1905 | 200711146.2003 | 1343685866.8697 | 198727681.4667 | 0 | 1743.1247 | 54.2673 | 0 | 0 | 0 | 648.9682 | 211 | 3040 | 4611.9232 | 760 | 190 | 0.12481
1976 | 515.0541 | 801.8 | 1000 | 4000 | 0 | 100% | 99.2009 | 188.353 | 188.4634 | 188.4634 | 1 | 188.353 | 99.5696 | 413.8822 | 393.1023 | 393.1023 | 393.1023 | 20.7799 | 413.8822 | 124.9839 | 112.6969 | 112.6969 | 112.6969 | 12.287 | 124.9839 | 0 | 0 | 0 | 0 | 0 | 0 | 0 | 0 | 0 | 388.0018 | 312.0811 | 312.0811 | 312.0811 | 75.9207 | 388.0018 | 3408.3533 | 3408.3533 | 852.5436 | 852.5436 | 1608.7027 | 1608.7027 | 0 | 0 | 947.107 | 947.107 | 205896942.2418 | 1343693212.3986 | 194869931.0627 | 0 | 1744.4601 | 55.4049 | 0 | 0 | 0 | 721.0758 | 211 | 3040 | 4611.9232 | 760 | 190 | 0.12244
1977 | 566.5595 | 801.8 | 1000 | 4000 | 0 | 100% | 99.3493 | 192.9901 | 193.1294 | 193.1294 | 1 | 192.9901 | 99.6454 | 445.3467 | 422.9853 | 422.9853 | 422.9853 | 22.3614 | 445.3467 | 124.9738 | 112.6869 | 112.6869 | 112.6869 | 12.2869 | 124.9738 | 0 | 0 | 0 | 0 | 0 | 0 | 0 | 0 | 0 | 394.0616 | 316.858 | 316.858 | 316.858 | 77.2036 | 394.0616 | 3493.3158 | 3493.3158 | 937.7196 | 937.7196 | 1608.5684 | 1608.5684 | 0 | 0 | 947.0279 | 947.0279 | 210357163.7938 | 1343699713.7224 | 191731018.4818 | 0 | 1745.7879 | 56.4854 | 0 | 0 | 0 | 793.1834 | 211 | 3040 | 4611.9232 | 760 | 190 | 0.1205
1978 | 618.065 | 801.8 | 1000 | 4000 | 0 | 100% | 99.4749 | 197.6271 | 197.7958 | 197.7958 | 1 | 197.6271 | 99.7211 | 476.5316 | 452.6026 | 452.6026 | 452.6026 | 23.9291 | 476.5316 | 124.9644 | 112.6775 | 112.6775 | 112.6775 | 12.2868 | 124.9644 | 0 | 0 | 0 | 0 | 0 | 0 | 0 | 0 | 0 | 399.3919 | 321.0568 | 321.0568 | 321.0568 | 78.3352 | 399.3919 | 3578.2795 | 3578.2795 | 1022.8858 | 1022.8858 | 1608.4409 | 1608.4409 | 0 | 0 | 946.9528 | 946.9528 | 214395781.6199 | 1343705197.6427 | 189012300.6779 | 0 | 1747.1133 | 57.5121 | 0 | 0 | 0 | 865.2909 | 211 | 3040 | 4611.9232 | 760 | 190 | 0.11883
1979 | 669.5704 | 801.8 | 1000 | 4000 | 0 | 100% | 99.5776 | 202.2676 | 202.4397 | 202.4397 | 1 | 202.2676 | 99.782 | 507.4606 | 481.9766 | 481.9766 | 481.9766 | 25.484 | 507.4606 | 124.9555 | 112.6687 | 112.6687 | 112.6687 | 12.2868 | 124.9555 | 0 | 0 | 0 | 0 | 0 | 0 | 0 | 0 | 0 | 404.1756 | 324.8244 | 324.8244 | 324.8244 | 79.3512 | 404.1756 | 3663.2442 | 3663.2442 | 1108.0428 | 1108.0428 | 1608.3198 | 1608.3198 | 0 | 0 | 946.8815 | 946.8815 | 218038600.1181 | 1343709879.228 | 186431705.685 | 0 | 1748.1802 | 58.4974 | 0 | 0 | 0 | 937.3985 | 211 | 3040 | 4611.9232 | 760 | 190 | 0.11724
1980 | 721.0758 | 801.8 | 1000 | 4000 | 0 | 100% | 99.6689 | 206.9487 | 207.1056 | 207.1056 | 1 | 206.9487 | 99.8163 | 538.07 | 511.047 | 511.047 | 511.047 | 27.023 | 538.07 | 124.947 | 112.6602 | 112.6602 | 112.6602 | 12.2868 | 124.947 | 0 | 0 | 0 | 0 | 0 | 0 | 0 | 0 | 0 | 409.2195 | 328.8198 | 328.8198 | 328.8198 | 80.3997 | 409.2195 | 3748.2098 | 3748.2098 | 1193.1914 | 1193.1914 | 1608.2047 | 1608.2047 | 0 | 0 | 946.8137 | 946.8137 | 221400897.7109 | 1343713631.2944 | 183667609.2365 | 0 | 1748.7821 | 59.4487 | 0 | 0 | 0 | 1009.5061 | 211 | 3040 | 4611.9232 | 760 | 190 | 0.11553
1981 | 772.5812 | 801.8 | 1000 | 4000 | 0 | 100% | 99.6918 | 211.6858 | 211.8356 | 211.8356 | 1 | 211.6858 | 99.828 | 568.5414 | 539.9862 | 539.9862 | 539.9862 | 28.5552 | 568.5414 | 124.939 | 112.6523 | 112.6523 | 112.6523 | 12.2867 | 124.939 | 0 | 0 | 0 | 0 | 0 | 0 | 0 | 0 | 0 | 414.8616 | 333.2895 | 333.2895 | 333.2895 | 81.5722 | 414.8616 | 3833.1763 | 3833.1763 | 1278.3322 | 1278.3322 | 1608.095 | 1608.095 | 0 | 0 | 946.7491 | 946.7491 | 224388964.9665 | 1343716820.0386 | 180880800.5829 | 0 | 1748.9866 | 60.3649 | 0 | 0 | 0 | 1081.6137 | 211 | 3040 | 4611.9232 | 760 | 190 | 0.11382
1982 | 824.0866 | 801.8 | 1000 | 4000 | 0 | 100% | 99.7374 | 216.4416 | 216.6039 | 216.6039 | 1 | 216.4416 | 99.8391 | 599.0827 | 568.9917 | 568.9917 | 568.9917 | 30.091 | 599.0827 | 124.9314 | 112.6447 | 112.6447 | 112.6447 | 12.2867 | 124.9314 | 0 | 0 | 0 | 0 | 0 | 0 | 0 | 0 | 0 | 420.3136 | 337.5964 | 337.5964 | 337.5964 | 82.7172 | 420.3136 | 3918.1436 | 3918.1436 | 1363.4657 | 1363.4657 | 1607.9904 | 1607.9904 | 0 | 0 | 946.6876 | 946.6876 | 227028023.616 | 1343719384.4497 | 178433312.1962 | 0 | 1749.1807 | 61.2404 | 0 | 0 | 0 | 1153.7213 | 211 | 3040 | 4611.9232 | 760 | 190 | 0.11231
1983 | 875.592 | 801.8 | 1000 | 4000 | 0 | 100% | 99.8059 | 221.205 | 221.3811 | 221.3811 | 1 | 221.205 | 99.85 | 629.7548 | 598.1214 | 598.1214 | 598.1214 | 31.6335 | 629.7548 | 124.9242 | 112.6375 | 112.6375 | 112.6375 | 12.2867 | 124.9242 | 0 | 0 | 0 | 0 | 0 | 0 | 0 | 0 | 0 | 425.2751 | 341.5204 | 341.5204 | 341.5204 | 83.7548 | 425.2751 | 4003.1117 | 4003.1117 | 1448.5923 | 1448.5923 | 1607.8906 | 1607.8906 | 0 | 0 | 946.6288 | 946.6288 | 229369322.5957 | 1343721341.0225 | 176281156.8215 | 0 | 1749.3718 | 62.078 | 0 | 0 | 0 | 1225.8288 | 211 | 3040 | 4611.9232 | 760 | 190 | 0.11098
1984 | 927.0974 | 801.8 | 1000 | 4000 | 0 | 100% | 99.8174 | 225.9745 | 226.1623 | 226.1623 | 1 | 225.9745 | 99.8597 | 660.4734 | 627.2951 | 627.2951 | 627.2951 | 33.1784 | 660.4734 | 124.9174 | 112.6307 | 112.6307 | 112.6307 | 12.2867 | 124.9174 | 0 | 0 | 0 | 0 | 0 | 0 | 0 | 0 | 0 | 429.8562 | 345.1486 | 345.1486 | 345.1486 | 84.7076 | 429.8562 | 4088.0804 | 4088.0804 | 1533.7126 | 1533.7126 | 1607.7952 | 1607.7952 | 0 | 0 | 946.5726 | 946.5726 | 231475064.5497 | 1343722854.6289 | 174344676.3682 | 0 | 1749.5426 | 62.8804 | 0 | 0 | 0 | 1297.9364 | 211 | 3040 | 4611.9232 | 760 | 190 | 0.10979
1985 | 978.6028 | 801.8 | 1000 | 4000 | 0 | 100% | 99.8288 | 230.747 | 230.9507 | 230.9507 | 1 | 230.747 | 99.8695 | 691.1674 | 656.4453 | 656.4453 | 656.4453 | 34.7221 | 691.1674 | 124.9109 | 112.6242 | 112.6242 | 112.6242 | 12.2867 | 124.9109 | 0 | 0 | 0 | 0 | 0 | 0 | 0 | 0 | 0 | 434.1292 | 348.5342 | 348.5342 | 348.5342 | 85.595 | 434.1292 | 4173.0499 | 4173.0499 | 1618.827 | 1618.827 | 1607.7039 | 1607.7039 | 0 | 0 | 946.5189 | 946.5189 | 233428646.4075 | 1343724143.8059 | 172560345.7157 | 0 | 1749.7131 | 63.6496 | 0 | 0 | 0 | 1370.044 | 211 | 3040 | 4611.9232 | 760 | 190 | 0.10869
1986 | 1030.1083 | 801.8 | 1000 | 4000 | 0 | 100% | 99.8402 | 235.518 | 235.732 | 235.732 | 1 | 235.518 | 99.8791 | 721.8393 | 685.5744 | 685.5744 | 685.5744 | 36.2649 | 721.8393 | 124.9046 | 112.618 | 112.618 | 112.618 | 12.2866 | 124.9046 | 0 | 0 | 0 | 0 | 0 | 0 | 0 | 0 | 0 | 438.0751 | 351.6547 | 351.6547 | 351.6547 | 86.4204 | 438.0751 | 4258.0199 | 4258.0199 | 1703.9359 | 1703.9359 | 1607.6166 | 1607.6166 | 0 | 0 | 946.4675 | 946.4675 | 235189666.3808 | 1343725279.3191 | 170967730.275 | 0 | 1749.8827 | 64.3869 | 0 | 0 | 0 | 1442.1516 | 211 | 3040 | 4611.9232 | 760 | 190 | 0.10771
1987 | 20.6022 | 851.2 | 1000 | 4000 | 0 | 100% | 95.2169 | 153.5804 | 153.6939 | 153.6939 | 1 | 153.5804 | 96.7956 | 181.3809 | 172.2824 | 172.2824 | 172.2824 | 9.0985 | 181.3809 | 131.4322 | 118.5222 | 118.5222 | 118.5222 | 12.91 | 131.4322 | 0 | 0 | 0 | 0 | 0 | 0 | 0 | 0 | 0 | 246.7746 | 199.8753 | 199.8753 | 199.8753 | 46.8993 | 246.7746 | 2691.5473 | 2691.5473 | 34.1337 | 34.1337 | 1709.4185 | 1709.4185 | 0 | 0 | 947.9951 | 947.9951 | 19240580.4006 | 1357640085.6743 | 318978681.9249 | 0 | 1695.8593 | 45.7184 | 0 | 0 | 0 | 28.843 | 224 | 3040 | 4611.9232 | 760 | 190 | 0.19887
1988 | 51.5054 | 851.2 | 1000 | 4000 | 0 | 100% | 95.8333 | 155.3017 | 155.3944 | 155.3944 | 1 | 155.3017 | 97.2941 | 186.935 | 177.557 | 177.557 | 177.557 | 9.3779 | 186.935 | 131.4164 | 118.507 | 118.507 | 118.507 | 12.9094 | 131.4164 | 0 | 0 | 0 | 0 | 0 | 0 | 0 | 0 | 0 | 258.9206 | 209.2097 | 209.2097 | 209.2097 | 49.7109 | 258.9206 | 2742.516 | 2742.516 | 85.3271 | 85.3271 | 1709.274 | 1709.274 | 0 | 0 | 947.9149 | 947.9149 | 46639076.3122 | 1357701620.5903 | 300252745.2998 | 0 | 1704.5934 | 46.4934 | 0 | 0 | 0 | 72.1076 | 224 | 3040 | 4611.9232 | 760 | 190 | 0.18735
1989 | 154.5162 | 851.2 | 1000 | 4000 | 0 | 100% | 97.5342 | 162.9206 | 162.9539 | 162.9539 | 1 | 162.9206 | 98.4713 | 213.4877 | 202.7751 | 202.7751 | 202.7751 | 10.7126 | 213.4877 | 131.3723 | 118.4642 | 118.4642 | 118.4642 | 12.9081 | 131.3723 | 0 | 0 | 0 | 0 | 0 | 0 | 0 | 0 | 0 | 312.5198 | 252.1145 | 252.1145 | 252.1145 | 60.4053 | 312.5198 | 2912.4178 | 2912.4178 | 255.9151 | 255.9151 | 1708.8326 | 1708.8326 | 0 | 0 | 947.6701 | 947.6701 | 121814900.9544 | 1357843572.2577 | 245558687.7416 | 0 | 1725.2172 | 49.1192 | 0 | 0 | 0 | 216.3227 | 224 | 3040 | 4611.9232 | 760 | 190 | 0.15369
1990 | 206.0217 | 851.2 | 1000 | 4000 | 0 | 100% | 98.0479 | 167.051 | 167.04 | 167.04 | 1 | 167.051 | 98.7882 | 235.1684 | 223.3665 | 223.3665 | 223.3665 | 11.8018 | 235.1684 | 131.3538 | 118.4461 | 118.4461 | 118.4461 | 12.9076 | 131.3538 | 0 | 0 | 0 | 0 | 0 | 0 | 0 | 0 | 0 | 337.0101 | 271.664 | 271.664 | 271.664 | 65.346 | 337.0101 | 2997.3718 | 2997.3718 | 341.1802 | 341.1802 | 1708.6324 | 1708.6324 | 0 | 0 | 947.5591 | 947.5591 | 146501157.8836 | 1357891310.6999 | 226376442.8808 | 0 | 1730.7689 | 50.4411 | 0 | 0 | 0 | 288.4303 | 224 | 3040 | 4611.9232 | 760 | 190 | 0.14188
1991 | 257.5271 | 851.2 | 1000 | 4000 | 0 | 100% | 98.4247 | 171.4084 | 171.4543 | 171.4543 | 1 | 171.4084 | 99.0207 | 265.7333 | 252.3962 | 252.3962 | 252.3962 | 13.3371 | 265.7333 | 131.3374 | 118.4301 | 118.4301 | 118.4301 | 12.9073 | 131.3374 | 0 | 0 | 0 | 0 | 0 | 0 | 0 | 0 | 0 | 353.5885 | 284.8469 | 284.8469 | 284.8469 | 68.7416 | 353.5885 | 3082.3275 | 3082.3275 | 426.4283 | 426.4283 | 1708.4444 | 1708.4444 | 0 | 0 | 947.4548 | 947.4548 | 161330626.5446 | 1357925510.1152 | 215586919.0905 | 0 | 1734.8431 | 51.7163 | 0 | 0 | 0 | 360.5379 | 224 | 3040 | 4611.9232 | 760 | 190 | 0.13524
1992 | 309.0325 | 851.2 | 1000 | 4000 | 0 | 100% | 98.6872 | 175.7889 | 175.8721 | 175.8721 | 1 | 175.7889 | 99.2389 | 297.478 | 282.5462 | 282.5462 | 282.5462 | 14.9318 | 297.478 | 131.3228 | 118.4158 | 118.4158 | 118.4158 | 12.9071 | 131.3228 | 0 | 0 | 0 | 0 | 0 | 0 | 0 | 0 | 0 | 365.7158 | 294.4614 | 294.4614 | 294.4614 | 71.2544 | 365.7158 | 3167.285 | 3167.285 | 511.661 | 511.661 | 1708.2673 | 1708.2673 | 0 | 0 | 947.3566 | 947.3566 | 172650760.6166 | 1357948172.0169 | 208067327.1136 | 0 | 1738.6663 | 52.9246 | 0 | 0 | 0 | 432.6455 | 224 | 3040 | 4611.9232 | 760 | 190 | 0.13061
1993 | 360.5379 | 851.2 | 1000 | 4000 | 0 | 100% | 98.9269 | 180.2388 | 180.3098 | 180.3098 | 1 | 180.2388 | 99.3839 | 329.7307 | 313.1785 | 313.1785 | 313.1785 | 16.5523 | 329.7307 | 131.3096 | 118.4027 | 118.4027 | 118.4027 | 12.9069 | 131.3096 | 0 | 0 | 0 | 0 | 0 | 0 | 0 | 0 | 0 | 375.688 | 302.3351 | 302.3351 | 302.3351 | 73.3529 | 375.688 | 3252.2439 | 3252.2439 | 596.8795 | 596.8795 | 1708.1004 | 1708.1004 | 0 | 0 | 947.264 | 947.264 | 181398625.3399 | 1357964198.293 | 201843267.4041 | 0 | 1741.2061 | 54.102 | 0 | 0 | 0 | 504.753 | 224 | 3040 | 4611.9232 | 760 | 190 | 0.12678
1994 | 412.0433 | 851.2 | 1000 | 4000 | 0 | 100% | 99.1324 | 184.7846 | 184.8423 | 184.8423 | 1 | 184.7846 | 99.4835 | 362.2249 | 344.0398 | 344.0398 | 344.0398 | 18.1851 | 362.2249 | 131.2975 | 118.3907 | 118.3907 | 118.3907 | 12.9068 | 131.2975 | 0 | 0 | 0 | 0 | 0 | 0 | 0 | 0 | 0 | 384.743 | 309.4985 | 309.4985 | 309.4985 | 75.2446 | 384.743 | 3337.2042 | 3337.2042 | 682.085 | 682.085 | 1707.9426 | 1707.9426 | 0 | 0 | 947.1766 | 947.1766 | 188464337.5002 | 1357976543.7192 | 196509217.9825 | 0 | 1742.9501 | 55.2397 | 0 | 0 | 0 | 576.8606 | 224 | 3040 | 4611.9232 | 760 | 190 | 0.12349
1995 | 463.5487 | 851.2 | 1000 | 4000 | 0 | 100% | 99.2466 | 189.4118 | 189.4953 | 189.4953 | 1 | 189.4118 | 99.56 | 395.0116 | 375.1788 | 375.1788 | 375.1788 | 19.8327 | 395.0116 | 131.2862 | 118.3795 | 118.3795 | 118.3795 | 12.9067 | 131.2862 | 0 | 0 | 0 | 0 | 0 | 0 | 0 | 0 | 0 | 393.2139 | 316.1998 | 316.1998 | 316.1998 | 77.0141 | 393.2139 | 3422.1658 | 3422.1658 | 767.2785 | 767.2785 | 1707.7934 | 1707.7934 | 0 | 0 | 947.0938 | 947.0938 | 194247617.1392 | 1357984919.7555 | 192058986.677 | 0 | 1744.2915 | 56.3294 | 0 | 0 | 0 | 648.9682 | 224 | 3040 | 4611.9232 | 760 | 190 | 0.12075
1996 | 515.0541 | 851.2 | 1000 | 4000 | 0 | 100% | 99.3493 | 194.0432 | 194.1573 | 194.1573 | 1 | 194.0432 | 99.636 | 427.5862 | 406.1163 | 406.1163 | 406.1163 | 21.4699 | 427.5862 | 131.2758 | 118.3692 | 118.3692 | 118.3692 | 12.9066 | 131.2758 | 0 | 0 | 0 | 0 | 0 | 0 | 0 | 0 | 0 | 400.5515 | 321.9926 | 321.9926 | 321.9926 | 78.559 | 400.5515 | 3507.1285 | 3507.1285 | 852.4611 | 852.4611 | 1707.652 | 1707.652 | 0 | 0 | 947.0154 | 947.0154 | 199279108.2708 | 1357990815.8724 | 188352698.2811 | 0 | 1745.6226 | 57.3655 | 0 | 0 | 0 | 721.0758 | 224 | 3040 | 4611.9232 | 760 | 190 | 0.11846
1997 | 566.5595 | 851.2 | 1000 | 4000 | 0 | 100% | 99.4521 | 198.6795 | 198.8228 | 198.8228 | 1 | 198.6795 | 99.7116 | 460.0933 | 436.9894 | 436.9894 | 436.9894 | 23.1039 | 460.0933 | 131.266 | 118.3595 | 118.3595 | 118.3595 | 12.9066 | 131.266 | 0 | 0 | 0 | 0 | 0 | 0 | 0 | 0 | 0 | 406.79 | 326.9183 | 326.9183 | 326.9183 | 79.8717 | 406.79 | 3592.0924 | 3592.0924 | 937.6336 | 937.6336 | 1707.5178 | 1707.5178 | 0 | 0 | 946.941 | 946.941 | 203599306.9926 | 1357995492.4903 | 185352634.8692 | 0 | 1746.9474 | 58.3519 | 0 | 0 | 0 | 793.1834 | 224 | 3040 | 4611.9232 | 760 | 190 | 0.11661
1998 | 618.065 | 851.2 | 1000 | 4000 | 0 | 100% | 99.5776 | 203.3142 | 203.4628 | 203.4628 | 1 | 203.3142 | 99.7739 | 492.3016 | 467.5786 | 467.5786 | 467.5786 | 24.723 | 492.3016 | 131.2568 | 118.3503 | 118.3503 | 118.3503 | 12.9065 | 131.2568 | 0 | 0 | 0 | 0 | 0 | 0 | 0 | 0 | 0 | 412.2975 | 331.2571 | 331.2571 | 331.2571 | 81.0404 | 412.2975 | 3677.0572 | 3677.0572 | 1022.7966 | 1022.7966 | 1707.3903 | 1707.3903 | 0 | 0 | 946.8703 | 946.8703 | 207512562.2087 | 1357999359.679 | 182527044.3962 | 0 | 1748.039 | 59.2977 | 0 | 0 | 0 | 865.2909 | 224 | 3040 | 4611.9232 | 760 | 190 | 0.11487
1999 | 669.5704 | 851.2 | 1000 | 4000 | 0 | 100% | 99.6461 | 207.9912 | 208.1288 | 208.1288 | 1 | 207.9912 | 99.8097 | 524.255 | 497.9255 | 497.9255 | 497.9255 | 26.3295 | 524.255 | 131.2481 | 118.3416 | 118.3416 | 118.3416 | 12.9065 | 131.2481 | 0 | 0 | 0 | 0 | 0 | 0 | 0 | 0 | 0 | 417.9493 | 335.7263 | 335.7263 | 335.7263 | 82.223 | 417.9493 | 3762.023 | 3762.023 | 1107.9509 | 1107.9509 | 1707.269 | 1707.269 | 0 | 0 | 946.803 | 946.803 | 211041522.4749 | 1358002412.6873 | 179622107.0643 | 0 | 1748.666 | 60.2119 | 0 | 0 | 0 | 937.3985 | 224 | 3040 | 4611.9232 | 760 | 190 | 0.11308
2000 | 721.0758 | 851.2 | 1000 | 4000 | 0 | 100% | 99.7032 | 212.7148 | 212.8503 | 212.8503 | 1 | 212.7148 | 99.8273 | 555.8697 | 527.9507 | 527.9507 | 527.9507 | 27.919 | 555.8697 | 131.2398 | 118.3334 | 118.3334 | 118.3334 | 12.9065 | 131.2398 | 0 | 0 | 0 | 0 | 0 | 0 | 0 | 0 | 0 | 424.0832 | 340.5861 | 340.5861 | 340.5861 | 83.4971 | 424.0832 | 3846.9896 | 3846.9896 | 1193.0972 | 1193.0972 | 1707.1535 | 1707.1535 | 0 | 0 | 946.7389 | 946.7389 | 214298495.2261 | 1358004772.534 | 176671630.2111 | 0 | 1748.9749 | 61.0923 | 0 | 0 | 0 | 1009.5061 | 224 | 3040 | 4611.9232 | 760 | 190 | 0.11126
2001 | 772.5812 | 851.2 | 1000 | 4000 | 0 | 100% | 99.7374 | 217.4679 | 217.6152 | 217.6152 | 1 | 217.4679 | 99.8384 | 587.3691 | 557.8662 | 557.8662 | 557.8662 | 29.5029 | 587.3691 | 131.232 | 118.3256 | 118.3256 | 118.3256 | 12.9065 | 131.232 | 0 | 0 | 0 | 0 | 0 | 0 | 0 | 0 | 0 | 430.3173 | 345.5176 | 345.5176 | 345.5176 | 84.7997 | 430.3173 | 3931.957 | 3931.957 | 1278.2359 | 1278.2359 | 1707.0433 | 1707.0433 | 0 | 0 | 946.6778 | 946.6778 | 217174636.9404 | 1358005977.392 | 173988613.4682 | 0 | 1749.1692 | 61.9366 | 0 | 0 | 0 | 1081.6137 | 224 | 3040 | 4611.9232 | 760 | 190 | 0.10961
2002 | 824.0866 | 851.2 | 1000 | 4000 | 0 | 100% | 99.8059 | 222.2308 | 222.391 | 222.391 | 1 | 222.2308 | 99.8488 | 618.9487 | 587.8578 | 587.8578 | 587.8578 | 31.091 | 618.9487 | 131.2246 | 118.3182 | 118.3182 | 118.3182 | 12.9065 | 131.2246 | 0 | 0 | 0 | 0 | 0 | 0 | 0 | 0 | 0 | 436.0768 | 350.0775 | 350.0775 | 350.0775 | 85.9993 | 436.0768 | 4016.9252 | 4016.9252 | 1363.3676 | 1363.3676 | 1706.9381 | 1706.9381 | 0 | 0 | 946.6195 | 946.6195 | 219716632.9012 | 1358006798.6825 | 171626817.3721 | 0 | 1749.3502 | 62.745 | 0 | 0 | 0 | 1153.7213 | 224 | 3040 | 4611.9232 | 760 | 190 | 0.10816
2003 | 875.592 | 851.2 | 1000 | 4000 | 0 | 100% | 99.8288 | 226.998 | 227.1702 | 227.1702 | 1 | 226.998 | 99.8585 | 650.6953 | 618.0078 | 618.0078 | 618.0078 | 32.6875 | 650.6953 | 131.2176 | 118.3112 | 118.3112 | 118.3112 | 12.9065 | 131.2176 | 0 | 0 | 0 | 0 | 0 | 0 | 0 | 0 | 0 | 441.2631 | 354.1829 | 354.1829 | 354.1829 | 87.0802 | 441.2631 | 4101.8941 | 4101.8941 | 1448.4928 | 1448.4928 | 1706.8376 | 1706.8376 | 0 | 0 | 946.5637 | 946.5637 | 221952302.4237 | 1358007544.7124 | 169561578.9055 | 0 | 1749.5214 | 63.5197 | 0 | 0 | 0 | 1225.8288 | 224 | 3040 | 4611.9232 | 760 | 190 | 0.10688
2004 | 927.0974 | 851.2 | 1000 | 4000 | 0 | 100% | 99.8402 | 231.7669 | 231.955 | 231.955 | 1 | 231.7669 | 99.8683 | 682.4924 | 648.2058 | 648.2058 | 648.2058 | 34.2866 | 682.4924 | 131.2109 | 118.3044 | 118.3044 | 118.3044 | 12.9064 | 131.2109 | 0 | 0 | 0 | 0 | 0 | 0 | 0 | 0 | 0 | 445.9989 | 357.9299 | 357.9299 | 357.9299 | 88.069 | 445.9989 | 4186.8636 | 4186.8636 | 1533.6118 | 1533.6118 | 1706.7414 | 1706.7414 | 0 | 0 | 946.5104 | 946.5104 | 223996557.296 | 1358008191.7496 | 167687402.5835 | 0 | 1749.6922 | 64.2626 | 0 | 0 | 0 | 1297.9364 | 224 | 3040 | 4611.9232 | 760 | 190 | 0.10573
2005 | 978.6028 | 851.2 | 1000 | 4000 | 0 | 100% | 99.8402 | 236.5395 | 236.7448 | 236.7448 | 1 | 236.5395 | 99.878 | 714.1837 | 678.3032 | 678.3032 | 678.3032 | 35.8805 | 714.1837 | 131.2044 | 118.298 | 118.298 | 118.298 | 12.9064 | 131.2044 | 0 | 0 | 0 | 0 | 0 | 0 | 0 | 0 | 0 | 450.4819 | 361.4824 | 361.4824 | 361.4824 | 88.9995 | 450.4819 | 4271.8338 | 4271.8338 | 1618.7251 | 1618.7251 | 1706.6493 | 1706.6493 | 0 | 0 | 946.4593 | 946.4593 | 225902847.0501 | 1358008694.569 | 165951021.5344 | 0 | 1749.8626 | 64.9758 | 0 | 0 | 0 | 1370.044 | 224 | 3040 | 4611.9232 | 760 | 190 | 0.10466
2006 | 1030.1083 | 851.2 | 1000 | 4000 | 0 | 100% | 99.8516 | 241.3112 | 241.5239 | 241.5239 | 1 | 241.3112 | 99.8876 | 745.8675 | 708.3933 | 708.3933 | 708.3933 | 37.4742 | 745.8675 | 131.1983 | 118.2918 | 118.2918 | 118.2918 | 12.9064 | 131.1983 | 0 | 0 | 0 | 0 | 0 | 0 | 0 | 0 | 0 | 454.6155 | 364.7535 | 364.7535 | 364.7535 | 89.862 | 454.6155 | 4356.8045 | 4356.8045 | 1703.833 | 1703.833 | 1706.5611 | 1706.5611 | 0 | 0 | 946.4104 | 946.4104 | 227591552.6607 | 1358009129.6281 | 164430814.4253 | 0 | 1750.0315 | 65.6609 | 0 | 0 | 0 | 1442.1516 | 224 | 3040 | 4611.9232 | 760 | 190 | 0.10372
2007 | 20.6022 | 900.6 | 1000 | 4000 | 0 | 100% | 95.8219 | 158.9002 | 158.9961 | 158.9961 | 1 | 158.9002 | 97.1866 | 186.8146 | 177.4421 | 177.4421 | 177.4421 | 9.3725 | 186.8146 | 137.7319 | 124.2012 | 124.2012 | 124.2012 | 13.5307 | 137.7319 | 0 | 0 | 0 | 0 | 0 | 0 | 0 | 0 | 0 | 250.3007 | 202.6188 | 202.6188 | 202.6188 | 47.6819 | 250.3007 | 2790.3062 | 2790.3062 | 34.1282 | 34.1282 | 1808.3352 | 1808.3352 | 0 | 0 | 947.8427 | 947.8427 | 18680794.6136 | 1370532270.8069 | 313496974.7032 | 0 | 1702.71 | 48.5044 | 0 | 0 | 0 | 28.843 | 237 | 3040 | 4611.9232 | 760 | 190 | 0.19554
2008 | 51.5054 | 900.6 | 1000 | 4000 | 0 | 100% | 96.3356 | 160.6926 | 160.777 | 160.777 | 1 | 160.6926 | 97.6286 | 191.9112 | 182.2822 | 182.2822 | 182.2822 | 9.629 | 191.9112 | 137.7169 | 124.1867 | 124.1867 | 124.1867 | 13.5302 | 137.7169 | 0 | 0 | 0 | 0 | 0 | 0 | 0 | 0 | 0 | 263.3138 | 212.6373 | 212.6373 | 212.6373 | 50.6766 | 263.3138 | 2841.2765 | 2841.2765 | 85.3139 | 85.3139 | 1808.194 | 1808.194 | 0 | 0 | 947.7687 | 947.7687 | 45418387.071 | 1370585723.5178 | 294448214.6347 | 0 | 1710.4523 | 49.2172 | 0 | 0 | 0 | 72.1076 | 237 | 3040 | 4611.9232 | 760 | 190 | 0.18383
2009 | 154.5162 | 900.6 | 1000 | 4000 | 0 | 100% | 97.8539 | 168.4932 | 168.4984 | 168.4984 | 1 | 168.4932 | 98.642 | 220.0611 | 209.0172 | 209.0172 | 209.0172 | 11.0439 | 220.0611 | 137.6747 | 124.1457 | 124.1457 | 124.1457 | 13.529 | 137.6747 | 0 | 0 | 0 | 0 | 0 | 0 | 0 | 0 | 0 | 319.5691 | 257.6779 | 257.6779 | 257.6779 | 61.8912 | 319.5691 | 3011.1831 | 3011.1831 | 255.8805 | 255.8805 | 1807.7609 | 1807.7609 | 0 | 0 | 947.5417 | 947.5417 | 118146044.3684 | 1370712856.3352 | 239348494.8688 | 0 | 1728.2074 | 51.6357 | 0 | 0 | 0 | 216.3227 | 237 | 3040 | 4611.9232 | 760 | 190 | 0.14991
2010 | 206.0217 | 900.6 | 1000 | 4000 | 0 | 100% | 98.2763 | 172.6913 | 172.6807 | 172.6807 | 1 | 172.6913 | 98.9254 | 242.6654 | 230.4859 | 230.4859 | 230.4859 | 12.1795 | 242.6654 | 137.6561 | 124.1277 | 124.1277 | 124.1277 | 13.5285 | 137.6561 | 0 | 0 | 0 | 0 | 0 | 0 | 0 | 0 | 0 | 345.3902 | 278.2914 | 278.2914 | 278.2914 | 67.0987 | 345.3902 | 3096.1392 | 3096.1392 | 341.1368 | 341.1368 | 1807.5639 | 1807.5639 | 0 | 0 | 947.4385 | 947.4385 | 141945387.4285 | 1370762883.2983 | 220464548.6228 | 0 | 1733.1728 | 52.8381 | 0 | 0 | 0 | 288.4303 | 237 | 3040 | 4611.9232 | 760 | 190 | 0.13828
2011 | 257.5271 | 900.6 | 1000 | 4000 | 0 | 100% | 98.5845 | 177.0346 | 177.0836 | 177.0836 | 1 | 177.0346 | 99.156 | 274.162 | 260.4003 | 260.4003 | 260.4003 | 13.7617 | 274.162 | 137.6403 | 124.1121 | 124.1121 | 124.1121 | 13.5282 | 137.6403 | 0 | 0 | 0 | 0 | 0 | 0 | 0 | 0 | 0 | 362.2209 | 291.6626 | 291.6626 | 291.6626 | 70.5583 | 362.2209 | 3181.0969 | 3181.0969 | 426.3772 | 426.3772 | 1807.3784 | 1807.3784 | 0 | 0 | 947.3412 | 947.3412 | 156365279.8912 | 1370793055.5706 | 210054777.7893 | 0 | 1737.2131 | 53.9876 | 0 | 0 | 0 | 360.5379 | 237 | 3040 | 4611.9232 | 760 | 190 | 0.13187
2012 | 309.0325 | 900.6 | 1000 | 4000 | 0 | 100% | 98.9384 | 181.4301 | 181.4932 | 181.4932 | 1 | 181.4301 | 99.3452 | 306.8507 | 291.4468 | 291.4468 | 291.4468 | 15.4039 | 306.8507 | 137.6261 | 124.0981 | 124.0981 | 124.0981 | 13.528 | 137.6261 | 0 | 0 | 0 | 0 | 0 | 0 | 0 | 0 | 0 | 374.9873 | 301.7867 | 301.7867 | 301.7867 | 73.2006 | 374.9873 | 3266.056 | 3266.056 | 511.6031 | 511.6031 | 1807.2034 | 1807.2034 | 0 | 0 | 947.2495 | 947.2495 | 167365336.5789 | 1370813794.8055 | 202348232.8747 | 0 | 1740.5274 | 55.0938 | 0 | 0 | 0 | 432.6455 | 237 | 3040 | 4611.9232 | 760 | 190 | 0.12713
2013 | 360.5379 | 900.6 | 1000 | 4000 | 0 | 100% | 99.121 | 185.9067 | 185.9506 | 185.9506 | 1 | 185.9067 | 99.4683 | 340.0603 | 322.9878 | 322.9878 | 322.9878 | 17.0726 | 340.0603 | 137.6132 | 124.0854 | 124.0854 | 124.0854 | 13.5278 | 137.6132 | 0 | 0 | 0 | 0 | 0 | 0 | 0 | 0 | 0 | 385.7575 | 310.3039 | 310.3039 | 310.3039 | 75.4536 | 385.7575 | 3351.0165 | 3351.0165 | 596.8157 | 596.8157 | 1807.0381 | 1807.0381 | 0 | 0 | 947.1628 | 947.1628 | 175878911.7902 | 1370828222.1902 | 195976817.9472 | 0 | 1742.684 | 56.1732 | 0 | 0 | 0 | 504.753 | 237 | 3040 | 4611.9232 | 760 | 190 | 0.1232
2014 | 412.0433 | 900.6 | 1000 | 4000 | 0 | 100% | 99.2352 | 190.5029 | 190.5583 | 190.5583 | 1 | 190.5029 | 99.5501 | 373.5587 | 354.8028 | 354.8028 | 354.8028 | 18.7559 | 373.5587 | 137.6014 | 124.0737 | 124.0737 | 124.0737 | 13.5277 | 137.6014 | 0 | 0 | 0 | 0 | 0 | 0 | 0 | 0 | 0 | 396.0458 | 318.4579 | 318.4579 | 318.4579 | 77.5879 | 396.0458 | 3435.9783 | 3435.9783 | 682.016 | 682.016 | 1806.8816 | 1806.8816 | 0 | 0 | 947.0808 | 947.0808 | 182725619.8289 | 1370838300.2492 | 190553622.5934 | 0 | 1744.1175 | 57.2167 | 0 | 0 | 0 | 576.8606 | 237 | 3040 | 4611.9232 | 760 | 190 | 0.11986
2015 | 463.5487 | 900.6 | 1000 | 4000 | 0 | 100% | 99.3607 | 195.1275 | 195.2145 | 195.2145 | 1 | 195.1275 | 99.6266 | 407.3375 | 386.8841 | 386.8841 | 386.8841 | 20.4535 | 407.3375 | 137.5904 | 124.0628 | 124.0628 | 124.0628 | 13.5276 | 137.5904 | 0 | 0 | 0 | 0 | 0 | 0 | 0 | 0 | 0 | 404.8141 | 325.3909 | 325.3909 | 325.3909 | 79.4232 | 404.8141 | 3520.9413 | 3520.9413 | 767.205 | 767.205 | 1806.7332 | 1806.7332 | 0 | 0 | 947.003 | 947.003 | 188364917.031 | 1370846598.7952 | 186246707.8089 | 0 | 1745.4582 | 58.2115 | 0 | 0 | 0 | 648.9682 | 237 | 3040 | 4611.9232 | 760 | 190 | 0.11721
2016 | 515.0541 | 900.6 | 1000 | 4000 | 0 | 100% | 99.4521 | 199.757 | 199.8748 | 199.8748 | 1 | 199.757 | 99.7027 | 440.9125 | 418.7715 | 418.7715 | 418.7715 | 22.141 | 440.9125 | 137.5801 | 124.0526 | 124.0526 | 124.0526 | 13.5276 | 137.5801 | 0 | 0 | 0 | 0 | 0 | 0 | 0 | 0 | 0 | 412.349 | 331.3469 | 331.3469 | 331.3469 | 81.0022 | 412.349 | 3605.9053 | 3605.9053 | 852.3836 | 852.3836 | 1806.5925 | 1806.5925 | 0 | 0 | 946.9292 | 946.9292 | 193235019.0504 | 1370851804.6251 | 182703809.4425 | 0 | 1746.7906 | 59.1592 | 0 | 0 | 0 | 721.0758 | 237 | 3040 | 4611.9232 | 760 | 190 | 0.11502
2017 | 566.5595 | 900.6 | 1000 | 4000 | 0 | 100% | 99.532 | 204.3929 | 204.512 | 204.512 | 1 | 204.3929 | 99.761 | 474.475 | 450.647 | 450.647 | 450.647 | 23.828 | 474.475 | 137.5705 | 124.043 | 124.043 | 124.043 | 13.5275 | 137.5705 | 0 | 0 | 0 | 0 | 0 | 0 | 0 | 0 | 0 | 418.7927 | 336.4301 | 336.4301 | 336.4301 | 82.3626 | 418.7927 | 3690.8703 | 3690.8703 | 937.5525 | 937.5525 | 1806.4587 | 1806.4587 | 0 | 0 | 946.8591 | 946.8591 | 197411591.1303 | 1370855580.5085 | 179546121.7133 | 0 | 1747.8133 | 60.0705 | 0 | 0 | 0 | 793.1834 | 237 | 3040 | 4611.9232 | 760 | 190 | 0.11308
2018 | 618.065 | 900.6 | 1000 | 4000 | 0 | 100% | 99.6005 | 209.0718 | 209.1961 | 209.1961 | 1 | 209.0718 | 99.802 | 507.702 | 482.2036 | 482.2036 | 482.2036 | 25.4984 | 507.702 | 137.5614 | 124.034 | 124.034 | 124.034 | 13.5275 | 137.5614 | 0 | 0 | 0 | 0 | 0 | 0 | 0 | 0 | 0 | 425.3301 | 341.602 | 341.602 | 341.602 | 83.728 | 425.3301 | 3775.8362 | 3775.8362 | 1022.7125 | 1022.7125 | 1806.3313 | 1806.3313 | 0 | 0 | 946.7924 | 946.7924 | 201198656.0951 | 1370858869.1126 | 176474085.7908 | 0 | 1748.5316 | 60.9481 | 0 | 0 | 0 | 865.2909 | 237 | 3040 | 4611.9232 | 760 | 190 | 0.11118
2019 | 669.5704 | 900.6 | 1000 | 4000 | 0 | 100% | 99.7146 | 213.7747 | 213.8945 | 213.8945 | 1 | 213.7747 | 99.8265 | 540.6566 | 513.5014 | 513.5014 | 513.5014 | 27.1552 | 540.6566 | 137.5528 | 124.0254 | 124.0254 | 124.0254 | 13.5275 | 137.5528 | 0 | 0 | 0 | 0 | 0 | 0 | 0 | 0 | 0 | 431.7368 | 346.6709 | 346.6709 | 346.6709 | 85.0658 | 431.7368 | 3860.8029 | 3860.8029 | 1107.8641 | 1107.8641 | 1806.21 | 1806.21 | 0 | 0 | 946.7288 | 946.7288 | 204626971.6487 | 1370861374.2017 | 173471475.9417 | 0 | 1748.9598 | 61.794 | 0 | 0 | 0 | 937.3985 | 237 | 3040 | 4611.9232 | 760 | 190 | 0.10933
2020 | 721.0758 | 900.6 | 1000 | 4000 | 0 | 100% | 99.7374 | 218.5235 | 218.6539 | 218.6539 | 1 | 218.5235 | 99.837 | 573.2267 | 544.4339 | 544.4339 | 544.4339 | 28.7928 | 573.2267 | 137.5447 | 124.0173 | 124.0173 | 124.0173 | 13.5274 | 137.5447 | 0 | 0 | 0 | 0 | 0 | 0 | 0 | 0 | 0 | 438.6792 | 352.1723 | 352.1723 | 352.1723 | 86.5069 | 438.6792 | 3945.7705 | 3945.7705 | 1193.008 | 1193.008 | 1806.0944 | 1806.0944 | 0 | 0 | 946.6682 | 946.6682 | 207795095.2571 | 1370863344.6807 | 170485900.3947 | 0 | 1749.1443 | 62.609 | 0 | 0 | 0 | 1009.5061 | 237 | 3040 | 4611.9232 | 760 | 190 | 0.10749
2021 | 772.5812 | 900.6 | 1000 | 4000 | 0 | 100% | 99.8059 | 223.2862 | 223.4319 | 223.4319 | 1 | 223.2862 | 99.8472 | 605.737 | 575.3094 | 575.3094 | 575.3094 | 30.4276 | 605.737 | 137.5369 | 124.0095 | 124.0095 | 124.0095 | 13.5274 | 137.5369 | 0 | 0 | 0 | 0 | 0 | 0 | 0 | 0 | 0 | 445.2977 | 357.4172 | 357.4172 | 357.4172 | 87.8805 | 445.2977 | 4030.7388 | 4030.7388 | 1278.1447 | 1278.1447 | 1805.9839 | 1805.9839 | 0 | 0 | 946.6103 | 946.6103 | 210569460.1236 | 1370864699.0149 | 167888004.6595 | 0 | 1749.3222 | 63.3895 | 0 | 0 | 0 | 1081.6137 | 237 | 3040 | 4611.9232 | 760 | 190 | 0.10589
2022 | 824.0866 | 900.6 | 1000 | 4000 | 0 | 100% | 99.8288 | 228.0527 | 228.2108 | 228.2108 | 1 | 228.0527 | 99.8569 | 638.3514 | 606.2838 | 606.2838 | 606.2838 | 32.0677 | 638.3514 | 137.5296 | 124.0022 | 124.0022 | 124.0022 | 13.5274 | 137.5296 | 0 | 0 | 0 | 0 | 0 | 0 | 0 | 0 | 0 | 451.3009 | 362.1746 | 362.1746 | 362.1746 | 89.1263 | 451.3009 | 4115.7078 | 4115.7078 | 1363.2746 | 1363.2746 | 1805.8783 | 1805.8783 | 0 | 0 | 946.5549 | 946.5549 | 213010073.0721 | 1370865474.3172 | 165617858.2988 | 0 | 1749.4934 | 64.1382 | 0 | 0 | 0 | 1153.7213 | 237 | 3040 | 4611.9232 | 760 | 190 | 0.10449
2023 | 875.592 | 900.6 | 1000 | 4000 | 0 | 100% | 99.8288 | 232.821 | 232.9933 | 232.9933 | 1 | 232.821 | 99.8667 | 671.143 | 637.4262 | 637.4262 | 637.4262 | 33.7167 | 671.143 | 137.5226 | 123.9952 | 123.9952 | 123.9952 | 13.5274 | 137.5226 | 0 | 0 | 0 | 0 | 0 | 0 | 0 | 0 | 0 | 456.6679 | 366.4249 | 366.4249 | 366.4249 | 90.243 | 456.6679 | 4200.6774 | 4200.6774 | 1448.3982 | 1448.3982 | 1805.7773 | 1805.7773 | 0 | 0 | 946.502 | 946.502 | 215176702.0302 | 1370866122.4167 | 163621826.2868 | 0 | 1749.6647 | 64.8562 | 0 | 0 | 0 | 1225.8288 | 237 | 3040 | 4611.9232 | 760 | 190 | 0.10326
2024 | 927.0974 | 900.6 | 1000 | 4000 | 0 | 100% | 99.8402 | 237.5943 | 237.7848 | 237.7848 | 1 | 237.5943 | 99.8764 | 703.8923 | 668.5285 | 668.5285 | 668.5285 | 35.3638 | 703.8923 | 137.5159 | 123.9885 | 123.9885 | 123.9885 | 13.5274 | 137.5159 | 0 | 0 | 0 | 0 | 0 | 0 | 0 | 0 | 0 | 461.6795 | 370.4011 | 370.4011 | 370.4011 | 91.2784 | 461.6795 | 4285.6477 | 4285.6477 | 1533.5159 | 1533.5159 | 1805.6805 | 1805.6805 | 0 | 0 | 946.4512 | 946.4512 | 217189991.3553 | 1370866691.4714 | 161778619.3138 | 0 | 1749.8353 | 65.5463 | 0 | 0 | 0 | 1297.9364 | 237 | 3040 | 4611.9232 | 760 | 190 | 0.10213
2025 | 978.6028 | 900.6 | 1000 | 4000 | 0 | 100% | 99.8516 | 242.367 | 242.5723 | 242.5723 | 1 | 242.367 | 99.8862 | 736.5206 | 699.5157 | 699.5157 | 699.5157 | 37.0049 | 736.5206 | 137.5094 | 123.9821 | 123.9821 | 123.9821 | 13.5274 | 137.5094 | 0 | 0 | 0 | 0 | 0 | 0 | 0 | 0 | 0 | 466.3914 | 374.1367 | 374.1367 | 374.1367 | 92.2547 | 466.3914 | 4370.6185 | 4370.6185 | 1618.6281 | 1618.6281 | 1805.5877 | 1805.5877 | 0 | 0 | 946.4026 | 946.4026 | 219039419.9162 | 1370867224.366 | 160098736.7571 | 0 | 1750.0054 | 66.2093 | 0 | 0 | 0 | 1370.044 | 237 | 3040 | 4611.9232 | 760 | 190 | 0.10109
2026 | 1030.1083 | 900.6 | 1000 | 4000 | 0 | 100% | 99.863 | 247.137 | 247.3484 | 247.3484 | 1 | 247.137 | 99.8958 | 769.2184 | 730.5689 | 730.5689 | 730.5689 | 38.6495 | 769.2184 | 137.5033 | 123.9759 | 123.9759 | 123.9759 | 13.5274 | 137.5033 | 0 | 0 | 0 | 0 | 0 | 0 | 0 | 0 | 0 | 470.654 | 377.507 | 377.507 | 377.507 | 93.147 | 470.654 | 4455.5898 | 4455.5898 | 1703.7351 | 1703.7351 | 1805.4987 | 1805.4987 | 0 | 0 | 946.356 | 946.356 | 220662240.1958 | 1370867495.8618 | 158644282.6428 | 0 | 1750.174 | 66.8471 | 0 | 0 | 0 | 1442.1516 | 237 | 3040 | 4611.9232 | 760 | 190 | 0.1002
2027 | 20.6022 | 950 | 1000 | 4000 | 0 | 100% | 96.2785 | 164.3137 | 164.4055 | 164.4055 | 1 | 164.3137 | 97.5197 | 191.6861 | 182.0678 | 182.0678 | 182.0678 | 9.6183 | 191.6861 | 144.0237 | 129.873 | 129.873 | 129.873 | 14.1507 | 144.0237 | 0 | 0 | 0 | 0 | 0 | 0 | 0 | 0 | 0 | 254.2782 | 205.7429 | 205.7429 | 205.7429 | 48.5353 | 254.2782 | 2889.0681 | 2889.0681 | 34.1232 | 34.1232 | 1907.2431 | 1907.2431 | 0 | 0 | 947.7019 | 947.7019 | 18204053.7551 | 1382366217.0209 | 307974141.7465 | 0 | 1708.5444 | 51.0302 | 0 | 0 | 0 | 28.843 | 250 | 3040 | 4611.9232 | 760 | 190 | 0.1922
2028 | 51.5054 | 950 | 1000 | 4000 | 0 | 100% | 96.7808 | 166.1598 | 166.2509 | 166.2509 | 1 | 166.1598 | 97.926 | 196.9325 | 187.0503 | 187.0503 | 187.0503 | 9.8822 | 196.9325 | 144.0097 | 129.8595 | 129.8595 | 129.8595 | 14.1503 | 144.0097 | 0 | 0 | 0 | 0 | 0 | 0 | 0 | 0 | 0 | 267.9394 | 216.2801 | 216.2801 | 216.2801 | 51.6594 | 267.9394 | 2940.04 | 2940.04 | 85.3017 | 85.3017 | 1907.105 | 1907.105 | 0 | 0 | 947.6332 | 947.6332 | 44242458.5575 | 1382411306.2871 | 289009465.0923 | 0 | 1715.6632 | 51.6815 | 0 | 0 | 0 | 72.1076 | 250 | 3040 | 4611.9232 | 760 | 190 | 0.18053
2029 | 154.5162 | 950 | 1000 | 4000 | 0 | 100% | 98.0594 | 174.0957 | 174.0837 | 174.0837 | 1 | 174.0957 | 98.7879 | 226.7828 | 215.4002 | 215.4002 | 215.4002 | 11.3826 | 226.7828 | 143.9696 | 129.8205 | 129.8205 | 129.8205 | 14.1492 | 143.9696 | 0 | 0 | 0 | 0 | 0 | 0 | 0 | 0 | 0 | 326.4298 | 263.0777 | 263.0777 | 263.0777 | 63.352 | 326.4298 | 3109.9509 | 3109.9509 | 255.8482 | 255.8482 | 1906.6804 | 1906.6804 | 0 | 0 | 947.4223 | 947.4223 | 114607798.1584 | 1382520664.7383 | 233635964.1806 | 0 | 1730.7644 | 53.9175 | 0 | 0 | 0 | 216.3227 | 250 | 3040 | 4611.9232 | 760 | 190 | 0.14643
2030 | 206.0217 | 950 | 1000 | 4000 | 0 | 100% | 98.4361 | 178.3222 | 178.3152 | 178.3152 | 1 | 178.3222 | 99.0599 | 250.1978 | 237.6388 | 237.6388 | 237.6388 | 12.559 | 250.1978 | 143.9524 | 129.8037 | 129.8037 | 129.8037 | 14.1488 | 143.9524 | 0 | 0 | 0 | 0 | 0 | 0 | 0 | 0 | 0 | 353.0107 | 284.297 | 284.297 | 284.297 | 68.7137 | 353.0107 | 3194.9088 | 3194.9088 | 341.0963 | 341.0963 | 1906.4866 | 1906.4866 | 0 | 0 | 947.3259 | 947.3259 | 137665240.9302 | 1382559435.022 | 215304818.5776 | 0 | 1735.5295 | 55.0079 | 0 | 0 | 0 | 288.4303 | 250 | 3040 | 4611.9232 | 760 | 190 | 0.13515
2031 | 257.5271 | 950 | 1000 | 4000 | 0 | 100% | 98.7785 | 182.6757 | 182.7274 | 182.7274 | 1 | 182.6757 | 99.2764 | 282.5365 | 268.3529 | 268.3529 | 268.3529 | 14.1836 | 282.5365 | 143.9372 | 129.7887 | 129.7887 | 129.7887 | 14.1485 | 143.9372 | 0 | 0 | 0 | 0 | 0 | 0 | 0 | 0 | 0 | 370.4549 | 298.1575 | 298.1575 | 298.1575 | 72.2975 | 370.4549 | 3279.8682 | 3279.8682 | 426.3294 | 426.3294 | 1906.3037 | 1906.3037 | 0 | 0 | 947.2351 | 947.2351 | 151714318.0235 | 1382585624.6109 | 205022301.6842 | 0 | 1739.3222 | 56.0559 | 0 | 0 | 0 | 360.5379 | 250 | 3040 | 4611.9232 | 760 | 190 | 0.12882
2032 | 309.0325 | 950 | 1000 | 4000 | 0 | 100% | 99.0868 | 187.0884 | 187.1308 | 187.1308 | 1 | 187.0884 | 99.4384 | 316.1695 | 300.2961 | 300.2961 | 300.2961 | 15.8733 | 316.1695 | 143.9234 | 129.7751 | 129.7751 | 129.7751 | 14.1483 | 143.9234 | 0 | 0 | 0 | 0 | 0 | 0 | 0 | 0 | 0 | 383.8486 | 308.7857 | 308.7857 | 308.7857 | 75.0629 | 383.8486 | 3364.8289 | 3364.8289 | 511.5489 | 511.5489 | 1906.1308 | 1906.1308 | 0 | 0 | 947.1492 | 947.1492 | 162422987.745 | 1382603770.0792 | 197133983.6841 | 0 | 1742.1607 | 57.0737 | 0 | 0 | 0 | 432.6455 | 250 | 3040 | 4611.9232 | 760 | 190 | 0.12396
2033 | 360.5379 | 950 | 1000 | 4000 | 0 | 100% | 99.2009 | 191.6219 | 191.6534 | 191.6534 | 1 | 191.6219 | 99.5327 | 350.2942 | 332.7062 | 332.7062 | 332.7062 | 17.588 | 350.2942 | 143.9108 | 129.7627 | 129.7627 | 129.7627 | 14.1482 | 143.9108 | 0 | 0 | 0 | 0 | 0 | 0 | 0 | 0 | 0 | 396.0214 | 318.4311 | 318.4311 | 318.4311 | 77.5903 | 396.0214 | 3449.7909 | 3449.7909 | 596.7558 | 596.7558 | 1905.9672 | 1905.9672 | 0 | 0 | 947.0679 | 947.0679 | 170728324.3752 | 1382617816.5143 | 190466779.2134 | 0 | 1743.8129 | 58.0705 | 0 | 0 | 0 | 504.753 | 250 | 3040 | 4611.9232 | 760 | 190 | 0.11985
2034 | 412.0433 | 950 | 1000 | 4000 | 0 | 100% | 99.3607 | 196.2277 | 196.2865 | 196.2865 | 1 | 196.2277 | 99.6139 | 384.7989 | 365.4769 | 365.4769 | 365.4769 | 19.322 | 384.7989 | 143.8992 | 129.7511 | 129.7511 | 129.7511 | 14.148 | 143.8992 | 0 | 0 | 0 | 0 | 0 | 0 | 0 | 0 | 0 | 406.8025 | 326.9772 | 326.9772 | 326.9772 | 79.8253 | 406.8025 | 3534.754 | 3534.754 | 681.9512 | 681.9512 | 1905.8121 | 1905.8121 | 0 | 0 | 946.9908 | 946.9908 | 177370328.7727 | 1382627653.1484 | 185238320.466 | 0 | 1745.2363 | 59.0249 | 0 | 0 | 0 | 576.8606 | 250 | 3040 | 4611.9232 | 760 | 190 | 0.11663
2035 | 463.5487 | 950 | 1000 | 4000 | 0 | 100% | 99.4406 | 200.8455 | 200.9362 | 200.9362 | 1 | 200.8455 | 99.6903 | 419.5689 | 398.4995 | 398.4995 | 398.4995 | 21.0694 | 419.5689 | 143.8884 | 129.7404 | 129.7404 | 129.7404 | 14.148 | 143.8884 | 0 | 0 | 0 | 0 | 0 | 0 | 0 | 0 | 0 | 415.7445 | 334.0435 | 334.0435 | 334.0435 | 81.701 | 415.7445 | 3619.7182 | 3619.7182 | 767.1358 | 767.1358 | 1905.6648 | 1905.6648 | 0 | 0 | 946.9176 | 946.9176 | 182851369.8694 | 1382634823.2827 | 181087515.3777 | 0 | 1746.5737 | 59.9362 | 0 | 0 | 0 | 648.9682 | 250 | 3040 | 4611.9232 | 760 | 190 | 0.11407
2036 | 515.0541 | 950 | 1000 | 4000 | 0 | 100% | 99.5091 | 205.4901 | 205.5789 | 205.5789 | 1 | 205.4901 | 99.7423 | 454.2206 | 431.4095 | 431.4095 | 431.4095 | 22.8111 | 454.2206 | 143.8782 | 129.7303 | 129.7303 | 129.7303 | 14.1479 | 143.8782 | 0 | 0 | 0 | 0 | 0 | 0 | 0 | 0 | 0 | 423.7306 | 340.3636 | 340.3636 | 340.3636 | 83.367 | 423.7306 | 3704.6834 | 3704.6834 | 852.3105 | 852.3105 | 1905.5248 | 1905.5248 | 0 | 0 | 946.848 | 946.848 | 187547964.8814 | 1382640059.3351 | 177296807.8249 | 0 | 1747.4848 | 60.8167 | 0 | 0 | 0 | 721.0758 | 250 | 3040 | 4611.9232 | 760 | 190 | 0.11173
2037 | 566.5595 | 950 | 1000 | 4000 | 0 | 100% | 99.589 | 210.167 | 210.2805 | 210.2805 | 1 | 210.167 | 99.7902 | 488.8039 | 464.2544 | 464.2544 | 464.2544 | 24.5495 | 488.8039 | 143.8688 | 129.7209 | 129.7209 | 129.7209 | 14.1479 | 143.8688 | 0 | 0 | 0 | 0 | 0 | 0 | 0 | 0 | 0 | 431.1972 | 346.2683 | 346.2683 | 346.2683 | 84.9289 | 431.1972 | 3789.6494 | 3789.6494 | 937.476 | 937.476 | 1905.3916 | 1905.3916 | 0 | 0 | 946.7818 | 946.7818 | 191617694.8968 | 1382643150.9166 | 174064062.5902 | 0 | 1748.3249 | 61.6592 | 0 | 0 | 0 | 793.1834 | 250 | 3040 | 4611.9232 | 760 | 190 | 0.10974
2038 | 618.065 | 950 | 1000 | 4000 | 0 | 100% | 99.7032 | 214.8555 | 214.9711 | 214.9711 | 1 | 214.8555 | 99.8243 | 522.994 | 496.7257 | 496.7257 | 496.7257 | 26.2684 | 522.994 | 143.8599 | 129.7121 | 129.7121 | 129.7121 | 14.1479 | 143.8599 | 0 | 0 | 0 | 0 | 0 | 0 | 0 | 0 | 0 | 438.183 | 351.7989 | 351.7989 | 351.7989 | 86.3841 | 438.183 | 3874.6163 | 3874.6163 | 1022.6329 | 1022.6329 | 1905.2646 | 1905.2646 | 0 | 0 | 946.7188 | 946.7188 | 195308412.3925 | 1382645326.5013 | 170967725.9998 | 0 | 1748.9215 | 62.471 | 0 | 0 | 0 | 865.2909 | 250 | 3040 | 4611.9232 | 760 | 190 | 0.10783
2039 | 669.5704 | 950 | 1000 | 4000 | 0 | 100% | 99.7374 | 219.5884 | 219.6995 | 219.6995 | 1 | 219.5884 | 99.8353 | 556.8809 | 528.9088 | 528.9088 | 528.9088 | 27.9721 | 556.8809 | 143.8515 | 129.7036 | 129.7036 | 129.7036 | 14.1478 | 143.8515 | 0 | 0 | 0 | 0 | 0 | 0 | 0 | 0 | 0 | 445.4719 | 357.5775 | 357.5775 | 357.5775 | 87.8945 | 445.4719 | 3959.584 | 3959.584 | 1107.7819 | 1107.7819 | 1905.1435 | 1905.1435 | 0 | 0 | 946.6586 | 946.6586 | 198663270.4141 | 1382647165.316 | 167803675.3442 | 0 | 1749.1141 | 63.2575 | 0 | 0 | 0 | 937.3985 | 250 | 3040 | 4611.9232 | 760 | 190 | 0.10588
2040 | 721.0758 | 950 | 1000 | 4000 | 0 | 100% | 99.7831 | 224.3479 | 224.478 | 224.478 | 1 | 224.3479 | 99.8455 | 590.4035 | 560.7459 | 560.7459 | 560.7459 | 29.6576 | 590.4035 | 143.8434 | 129.6956 | 129.6956 | 129.6956 | 14.1478 | 143.8434 | 0 | 0 | 0 | 0 | 0 | 0 | 0 | 0 | 0 | 452.9036 | 363.4704 | 363.4704 | 363.4704 | 89.4333 | 452.9036 | 4044.5524 | 4044.5524 | 1192.9235 | 1192.9235 | 1905.0278 | 1905.0278 | 0 | 0 | 946.6011 | 946.6011 | 201731048.9523 | 1382648184.5607 | 164914176.9555 | 0 | 1749.2934 | 64.0117 | 0 | 0 | 0 | 1009.5061 | 250 | 3040 | 4611.9232 | 760 | 190 | 0.1041
2041 | 772.5812 | 950 | 1000 | 4000 | 0 | 100% | 99.8174 | 229.1117 | 229.2562 | 229.2562 | 1 | 229.1117 | 99.8553 | 623.9301 | 592.5867 | 592.5867 | 592.5867 | 31.3435 | 623.9301 | 143.8358 | 129.688 | 129.688 | 129.688 | 14.1478 | 143.8358 | 0 | 0 | 0 | 0 | 0 | 0 | 0 | 0 | 0 | 459.7409 | 368.8898 | 368.8898 | 368.8898 | 90.8511 | 459.7409 | 4129.5215 | 4129.5215 | 1278.0581 | 1278.0581 | 1904.9173 | 1904.9173 | 0 | 0 | 946.5461 | 946.5461 | 204403499.4684 | 1382649023.9654 | 162412660.5754 | 0 | 1749.4652 | 64.7352 | 0 | 0 | 0 | 1081.6137 | 250 | 3040 | 4611.9232 | 760 | 190 | 0.10256
2042 | 824.0866 | 950 | 1000 | 4000 | 0 | 100% | 99.8288 | 233.8784 | 234.0376 | 234.0376 | 1 | 233.8784 | 99.8651 | 657.5793 | 624.5437 | 624.5437 | 624.5437 | 33.0356 | 657.5793 | 143.8285 | 129.6807 | 129.6807 | 129.6807 | 14.1478 | 143.8285 | 0 | 0 | 0 | 0 | 0 | 0 | 0 | 0 | 0 | 465.9167 | 373.7839 | 373.7839 | 373.7839 | 92.1328 | 465.9167 | 4214.4912 | 4214.4912 | 1363.1862 | 1363.1862 | 1904.8114 | 1904.8114 | 0 | 0 | 946.4936 | 946.4936 | 206773929.6529 | 1382649606.7548 | 160213017.6947 | 0 | 1749.6366 | 65.43 | 0 | 0 | 0 | 1153.7213 | 250 | 3040 | 4611.9232 | 760 | 190 | 0.10121
2043 | 875.592 | 950 | 1000 | 4000 | 0 | 100% | 99.8402 | 238.6472 | 238.8213 | 238.8213 | 1 | 238.6472 | 99.8749 | 691.3328 | 656.5997 | 656.5997 | 656.5997 | 34.7331 | 691.3328 | 143.8216 | 129.6738 | 129.6738 | 129.6738 | 14.1478 | 143.8216 | 0 | 0 | 0 | 0 | 0 | 0 | 0 | 0 | 0 | 471.5042 | 378.2112 | 378.2112 | 378.2112 | 93.2931 | 471.5042 | 4299.4616 | 4299.4616 | 1448.3083 | 1448.3083 | 1904.7101 | 1904.7101 | 0 | 0 | 946.4432 | 946.4432 | 208890358.5436 | 1382650035.6104 | 158267403.835 | 0 | 1749.8078 | 66.0975 | 0 | 0 | 0 | 1225.8288 | 250 | 3040 | 4611.9232 | 760 | 190 | 0.10001
2044 | 927.0974 | 950 | 1000 | 4000 | 0 | 100% | 99.8516 | 243.4189 | 243.6109 | 243.6109 | 1 | 243.4189 | 99.8846 | 725.0107 | 688.5838 | 688.5838 | 688.5838 | 36.4268 | 725.0107 | 143.8149 | 129.6671 | 129.6671 | 129.6671 | 14.1478 | 143.8149 | 0 | 0 | 0 | 0 | 0 | 0 | 0 | 0 | 0 | 476.7282 | 382.3537 | 382.3537 | 382.3537 | 94.3745 | 476.7282 | 4384.4325 | 4384.4325 | 1533.4247 | 1533.4247 | 1904.6129 | 1904.6129 | 0 | 0 | 946.3949 | 946.3949 | 210858264.9445 | 1382650464.466 | 156469688.4081 | 0 | 1749.9784 | 66.74 | 0 | 0 | 0 | 1297.9364 | 250 | 3040 | 4611.9232 | 760 | 190 | 0.098899
2045 | 978.6028 | 950 | 1000 | 4000 | 0 | 100% | 99.863 | 248.1883 | 248.3931 | 248.3931 | 1 | 248.1883 | 99.8943 | 758.6241 | 720.5067 | 720.5067 | 720.5067 | 38.1175 | 758.6241 | 143.8085 | 129.6608 | 129.6608 | 129.6608 | 14.1478 | 143.8085 | 0 | 0 | 0 | 0 | 0 | 0 | 0 | 0 | 0 | 481.5675 | 386.1835 | 386.1835 | 386.1835 | 95.384 | 481.5675 | 4469.4039 | 4469.4039 | 1618.5357 | 1618.5357 | 1904.5196 | 1904.5196 | 0 | 0 | 946.3486 | 946.3486 | 212638957.961 | 1382650819.8038 | 154858224.3958 | 0 | 1750.148 | 67.3582 | 0 | 0 | 0 | 1370.044 | 250 | 3040 | 4611.9232 | 760 | 190 | 0.097906
2046 | 1030.1083 | 950 | 1000 | 4000 | 0 | 100% | 99.863 | 252.9581 | 253.1707 | 253.1707 | 1 | 252.9581 | 99.9039 | 792.3241 | 752.5116 | 752.5116 | 752.5116 | 39.8125 | 792.3241 | 143.8024 | 129.6546 | 129.6546 | 129.6546 | 14.1478 | 143.8024 | 0 | 0 | 0 | 0 | 0 | 0 | 0 | 0 | 0 | 485.9645 | 389.6604 | 389.6604 | 389.6604 | 96.3041 | 485.9645 | 4554.3758 | 4554.3758 | 1703.6416 | 1703.6416 | 1904.4301 | 1904.4301 | 0 | 0 | 946.3041 | 946.3041 | 214219071.8368 | 1382651146.3 | 153446155.9984 | 0 | 1750.3164 | 67.9537 | 0 | 0 | 0 | 1442.1516 | 250 | 3040 | 4611.9232 | 760 | 190 | 0.097036
2047 | 20.6022 | 1003.2 | 1000 | 4000 | 0 | 100% | 96.6895 | 170.223 | 170.3196 | 170.3196 | 1 | 170.223 | 97.8169 | 196.2573 | 186.4082 | 186.4082 | 186.4082 | 9.8491 | 196.2573 | 150.7932 | 135.9754 | 135.9754 | 135.9754 | 14.8178 | 150.7932 | 0 | 0 | 0 | 0 | 0 | 0 | 0 | 0 | 0 | 258.9532 | 209.4172 | 209.4172 | 209.4172 | 49.5361 | 258.9532 | 2995.4303 | 2995.4303 | 34.1181 | 34.1181 | 2013.7506 | 2013.7506 | 0 | 0 | 947.5616 | 947.5616 | 17776437.6074 | 1394059570.2972 | 301916278.1783 | 0 | 1713.7523 | 53.5003 | 0 | 0 | 0 | 28.843 | 264 | 3040 | 4611.9232 | 760 | 190 | 0.18852
2048 | 51.5054 | 1003.2 | 1000 | 4000 | 0 | 100% | 97.1347 | 172.1223 | 172.2101 | 172.2101 | 1 | 172.1223 | 98.1646 | 202.6658 | 192.4944 | 192.4944 | 192.4944 | 10.1713 | 202.6658 | 150.7797 | 135.9624 | 135.9624 | 135.9624 | 14.8174 | 150.7797 | 0 | 0 | 0 | 0 | 0 | 0 | 0 | 0 | 0 | 273.2375 | 220.4381 | 220.4381 | 220.4381 | 52.7994 | 273.2375 | 3046.4035 | 3046.4035 | 85.2896 | 85.2896 | 2013.6158 | 2013.6158 | 0 | 0 | 947.4981 | 947.4981 | 42977003.1645 | 1394100688.6638 | 282766034.6646 | 0 | 1719.8437 | 54.1044 | 0 | 0 | 0 | 72.1076 | 264 | 3040 | 4611.9232 | 760 | 190 | 0.17673
2049 | 154.5162 | 1003.2 | 1000 | 4000 | 0 | 100% | 98.2877 | 180.1528 | 180.1377 | 180.1377 | 1 | 180.1528 | 98.9379 | 234.1587 | 222.4046 | 222.4046 | 222.4046 | 11.7542 | 234.1587 | 150.7413 | 135.9249 | 135.9249 | 135.9249 | 14.8164 | 150.7413 | 0 | 0 | 0 | 0 | 0 | 0 | 0 | 0 | 0 | 333.4561 | 268.6112 | 268.6112 | 268.6112 | 64.845 | 333.4561 | 3216.3186 | 3216.3186 | 255.8159 | 255.8159 | 2013.2001 | 2013.2001 | 0 | 0 | 947.3025 | 947.3025 | 110982189.2141 | 1394198748.5497 | 228211780.475 | 0 | 1733.3927 | 56.1421 | 0 | 0 | 0 | 216.3227 | 264 | 3040 | 4611.9232 | 760 | 190 | 0.14314
2050 | 206.0217 | 1003.2 | 1000 | 4000 | 0 | 100% | 98.653 | 184.4045 | 184.3986 | 184.3986 | 1 | 184.4045 | 99.1906 | 258.2656 | 245.3001 | 245.3001 | 245.3001 | 12.9654 | 258.2656 | 150.7247 | 135.9087 | 135.9087 | 135.9087 | 14.816 | 150.7247 | 0 | 0 | 0 | 0 | 0 | 0 | 0 | 0 | 0 | 360.8664 | 290.4948 | 290.4948 | 290.4948 | 70.3717 | 360.8664 | 3301.2783 | 3301.2783 | 341.0556 | 341.0556 | 2013.0097 | 2013.0097 | 0 | 0 | 947.213 | 947.213 | 133357252.3383 | 1394233903.5831 | 210228938.3279 | 0 | 1737.8201 | 57.1332 | 0 | 0 | 0 | 288.4303 | 264 | 3040 | 4611.9232 | 760 | 190 | 0.13207
2051 | 257.5271 | 1003.2 | 1000 | 4000 | 0 | 100% | 98.9498 | 188.757 | 188.7957 | 188.7957 | 1 | 188.757 | 99.3929 | 291.5681 | 276.9296 | 276.9296 | 276.9296 | 14.6385 | 291.5681 | 150.7098 | 135.8941 | 135.8941 | 135.8941 | 14.8157 | 150.7098 | 0 | 0 | 0 | 0 | 0 | 0 | 0 | 0 | 0 | 378.6705 | 304.6409 | 304.6409 | 304.6409 | 74.0295 | 378.6705 | 3386.2394 | 3386.2394 | 426.2814 | 426.2814 | 2012.8297 | 2012.8297 | 0 | 0 | 947.1283 | 947.1283 | 147011244.9925 | 1394257844.1591 | 200094908.4943 | 0 | 1741.364 | 58.0863 | 0 | 0 | 0 | 360.5379 | 264 | 3040 | 4611.9232 | 760 | 190 | 0.12583
2052 | 309.0325 | 1003.2 | 1000 | 4000 | 0 | 100% | 99.1667 | 193.2279 | 193.2412 | 193.2412 | 1 | 193.2279 | 99.5076 | 326.1454 | 309.7695 | 309.7695 | 309.7695 | 16.3759 | 326.1454 | 150.6964 | 135.8809 | 135.8809 | 135.8809 | 14.8155 | 150.6964 | 0 | 0 | 0 | 0 | 0 | 0 | 0 | 0 | 0 | 393.5754 | 316.4699 | 316.4699 | 316.4699 | 77.1055 | 393.5754 | 3471.2016 | 3471.2016 | 511.4943 | 511.4943 | 2012.6593 | 2012.6593 | 0 | 0 | 947.0481 | 947.0481 | 157454184.1802 | 1394274743.5017 | 191643591.3034 | 0 | 1743.3725 | 59.0287 | 0 | 0 | 0 | 432.6455 | 264 | 3040 | 4611.9232 | 760 | 190 | 0.12062
2053 | 360.5379 | 1003.2 | 1000 | 4000 | 0 | 100% | 99.3151 | 197.7877 | 197.8223 | 197.8223 | 1 | 197.7877 | 99.6011 | 361.2708 | 343.1299 | 343.1299 | 343.1299 | 18.1409 | 361.2708 | 150.6841 | 135.8687 | 135.8687 | 135.8687 | 14.8154 | 150.6841 | 0 | 0 | 0 | 0 | 0 | 0 | 0 | 0 | 0 | 406.6212 | 326.8157 | 326.8157 | 326.8157 | 79.8055 | 406.6212 | 3556.165 | 3556.165 | 596.6954 | 596.6954 | 2012.4976 | 2012.4976 | 0 | 0 | 946.972 | 946.972 | 165525576.8405 | 1394287535.9518 | 185198564.7065 | 0 | 1745.0117 | 59.9362 | 0 | 0 | 0 | 504.753 | 264 | 3040 | 4611.9232 | 760 | 190 | 0.11665
2054 | 412.0433 | 1003.2 | 1000 | 4000 | 0 | 100% | 99.4406 | 202.3902 | 202.4438 | 202.4438 | 1 | 202.3902 | 99.6768 | 396.9056 | 376.9739 | 376.9739 | 376.9739 | 19.9317 | 396.9056 | 150.6727 | 135.8574 | 135.8574 | 135.8574 | 14.8153 | 150.6727 | 0 | 0 | 0 | 0 | 0 | 0 | 0 | 0 | 0 | 417.5941 | 335.5116 | 335.5116 | 335.5116 | 82.0824 | 417.5941 | 3641.1294 | 3641.1294 | 681.8856 | 681.8856 | 2012.3441 | 2012.3441 | 0 | 0 | 946.8997 | 946.8997 | 171946389.3377 | 1394296999.1215 | 180094210.7993 | 0 | 1746.3376 | 60.8081 | 0 | 0 | 0 | 576.8606 | 264 | 3040 | 4611.9232 | 760 | 190 | 0.1135
2055 | 463.5487 | 1003.2 | 1000 | 4000 | 0 | 100% | 99.4863 | 207.0369 | 207.0982 | 207.0982 | 1 | 207.0369 | 99.7251 | 432.7514 | 411.0181 | 411.0181 | 411.0181 | 21.7333 | 432.7514 | 150.662 | 135.8468 | 135.8468 | 135.8468 | 14.8152 | 150.662 | 0 | 0 | 0 | 0 | 0 | 0 | 0 | 0 | 0 | 427.4015 | 343.2684 | 343.2684 | 343.2684 | 84.1332 | 427.4015 | 3726.0948 | 3726.0948 | 767.0657 | 767.0657 | 2012.1981 | 2012.1981 | 0 | 0 | 946.8311 | 946.8311 | 177266459.8256 | 1394303671.3177 | 175614404.3897 | 0 | 1747.1845 | 61.6523 | 0 | 0 | 0 | 648.9682 | 264 | 3040 | 4611.9232 | 760 | 190 | 0.11074
2056 | 515.0541 | 1003.2 | 1000 | 4000 | 0 | 100% | 99.5662 | 211.7136 | 211.8029 | 211.8029 | 1 | 211.7136 | 99.7733 | 468.4771 | 444.948 | 444.948 | 444.948 | 23.529 | 468.4771 | 150.6521 | 135.8369 | 135.8369 | 135.8369 | 14.8152 | 150.6521 | 0 | 0 | 0 | 0 | 0 | 0 | 0 | 0 | 0 | 436.3188 | 350.332 | 350.332 | 350.332 | 85.9867 | 436.3188 | 3811.0611 | 3811.0611 | 852.2363 | 852.2363 | 2012.0591 | 2012.0591 | 0 | 0 | 946.7657 | 946.7657 | 181832407.6942 | 1394308791.3772 | 171887070.3322 | 0 | 1748.0283 | 62.4601 | 0 | 0 | 0 | 721.0758 | 264 | 3040 | 4611.9232 | 760 | 190 | 0.10845
2057 | 566.5595 | 1003.2 | 1000 | 4000 | 0 | 100% | 99.6461 | 216.3937 | 216.5054 | 216.5054 | 1 | 216.3937 | 99.8186 | 504.0565 | 478.7389 | 478.7389 | 478.7389 | 25.3176 | 504.0565 | 150.6428 | 135.8276 | 135.8276 | 135.8276 | 14.8151 | 150.6428 | 0 | 0 | 0 | 0 | 0 | 0 | 0 | 0 | 0 | 444.1439 | 356.5281 | 356.5281 | 356.5281 | 87.6158 | 444.1439 | 3896.0282 | 3896.0282 | 937.3982 | 937.3982 | 2011.9267 | 2011.9267 | 0 | 0 | 946.7033 | 946.7033 | 185819037.6602 | 1394311556.0259 | 168691042.4195 | 0 | 1748.8216 | 63.2343 | 0 | 0 | 0 | 793.1834 | 264 | 3040 | 4611.9232 | 760 | 190 | 0.10648
2058 | 618.065 | 1003.2 | 1000 | 4000 | 0 | 100% | 99.726 | 221.1032 | 221.1989 | 221.1989 | 1 | 221.1032 | 99.8338 | 539.208 | 512.1233 | 512.1233 | 512.1233 | 27.0848 | 539.208 | 150.634 | 135.8189 | 135.8189 | 135.8189 | 14.8151 | 150.634 | 0 | 0 | 0 | 0 | 0 | 0 | 0 | 0 | 0 | 451.9222 | 362.6896 | 362.6896 | 362.6896 | 89.2326 | 451.9222 | 3980.9961 | 3980.9961 | 1022.552 | 1022.552 | 2011.8002 | 2011.8002 | 0 | 0 | 946.6438 | 946.6438 | 189431501.3436 | 1394313260.3711 | 165343237.2897 | 0 | 1749.088 | 63.9877 | 0 | 0 | 0 | 865.2909 | 264 | 3040 | 4611.9232 | 760 | 190 | 0.10441
2059 | 669.5704 | 1003.2 | 1000 | 4000 | 0 | 100% | 99.7717 | 225.8561 | 225.9662 | 225.9662 | 1 | 225.8561 | 99.8444 | 574.1021 | 545.2629 | 545.2629 | 545.2629 | 28.8392 | 574.1021 | 150.6257 | 135.8106 | 135.8106 | 135.8106 | 14.8151 | 150.6257 | 0 | 0 | 0 | 0 | 0 | 0 | 0 | 0 | 0 | 459.9345 | 369.0467 | 369.0467 | 369.0467 | 90.8878 | 459.9345 | 4065.9647 | 4065.9647 | 1107.6982 | 1107.6982 | 2011.6795 | 2011.6795 | 0 | 0 | 946.587 | 946.587 | 192690127.6651 | 1394314614.7485 | 162269847.73 | 0 | 1749.2746 | 64.7125 | 0 | 0 | 0 | 937.3985 | 264 | 3040 | 4611.9232 | 760 | 190 | 0.10252
2060 | 721.0758 | 1003.2 | 1000 | 4000 | 0 | 100% | 99.8174 | 230.6193 | 230.7482 | 230.7482 | 1 | 230.6193 | 99.8543 | 608.7046 | 578.1256 | 578.1256 | 578.1256 | 30.579 | 608.7046 | 150.6178 | 135.8027 | 135.8027 | 135.8027 | 14.8151 | 150.6178 | 0 | 0 | 0 | 0 | 0 | 0 | 0 | 0 | 0 | 467.6533 | 375.1711 | 375.1711 | 375.1711 | 92.4821 | 467.6533 | 4150.9339 | 4150.9339 | 1192.8372 | 1192.8372 | 2011.564 | 2011.564 | 0 | 0 | 946.5327 | 946.5327 | 195634329.437 | 1394315665.5375 | 159497588.5627 | 0 | 1749.4476 | 65.4088 | 0 | 0 | 0 | 1009.5061 | 264 | 3040 | 4611.9232 | 760 | 190 | 0.10081
2061 | 772.5812 | 1003.2 | 1000 | 4000 | 0 | 100% | 99.8288 | 235.3846 | 235.5295 | 235.5295 | 1 | 235.3846 | 99.8641 | 643.3705 | 611.0483 | 611.0483 | 611.0483 | 32.3222 | 643.3705 | 150.6102 | 135.7952 | 135.7952 | 135.7952 | 14.8151 | 150.6102 | 0 | 0 | 0 | 0 | 0 | 0 | 0 | 0 | 0 | 474.6643 | 380.7306 | 380.7306 | 380.7306 | 93.9337 | 474.6643 | 4235.9038 | 4235.9038 | 1277.9697 | 1277.9697 | 2011.4535 | 2011.4535 | 0 | 0 | 946.4807 | 946.4807 | 198209195.9195 | 1394316461.0976 | 157093444.2359 | 0 | 1749.6191 | 66.0773 | 0 | 0 | 0 | 1081.6137 | 264 | 3040 | 4611.9232 | 760 | 190 | 0.099329
2062 | 824.0866 | 1003.2 | 1000 | 4000 | 0 | 100% | 99.8402 | 240.1489 | 240.3099 | 240.3099 | 1 | 240.1489 | 99.8739 | 678.0516 | 643.9854 | 643.9854 | 643.9854 | 34.0662 | 678.0516 | 150.603 | 135.7879 | 135.7879 | 135.7879 | 14.8151 | 150.603 | 0 | 0 | 0 | 0 | 0 | 0 | 0 | 0 | 0 | 481.0443 | 385.7815 | 385.7815 | 385.7815 | 95.2628 | 481.0443 | 4320.8743 | 4320.8743 | 1363.0959 | 1363.0959 | 2011.3476 | 2011.3476 | 0 | 0 | 946.4308 | 946.4308 | 200526603.7105 | 1394317025.1179 | 154946988.7114 | 0 | 1749.7906 | 66.7204 | 0 | 0 | 0 | 1153.7213 | 264 | 3040 | 4611.9232 | 760 | 190 | 0.098006
2063 | 875.592 | 1003.2 | 1000 | 4000 | 0 | 100% | 99.8402 | 244.9182 | 245.0944 | 245.0944 | 1 | 244.9182 | 99.8837 | 712.808 | 676.9938 | 676.9938 | 676.9938 | 35.8142 | 712.808 | 150.5961 | 135.781 | 135.781 | 135.781 | 14.8151 | 150.5961 | 0 | 0 | 0 | 0 | 0 | 0 | 0 | 0 | 0 | 486.8759 | 390.4045 | 390.4045 | 390.4045 | 96.4714 | 486.8759 | 4405.8453 | 4405.8453 | 1448.2163 | 1448.2163 | 2011.246 | 2011.246 | 0 | 0 | 946.3831 | 946.3831 | 202593096.6847 | 1394317398.1848 | 153051457.1813 | 0 | 1749.962 | 67.3396 | 0 | 0 | 0 | 1225.8288 | 264 | 3040 | 4611.9232 | 760 | 190 | 0.096838
2064 | 927.0974 | 1003.2 | 1000 | 4000 | 0 | 100% | 99.8516 | 249.6897 | 249.8819 | 249.8819 | 1 | 249.6897 | 99.8934 | 747.5185 | 709.9586 | 709.9586 | 709.9586 | 37.5599 | 747.5185 | 150.5895 | 135.7744 | 135.7744 | 135.7744 | 14.8151 | 150.5895 | 0 | 0 | 0 | 0 | 0 | 0 | 0 | 0 | 0 | 492.293 | 394.7006 | 394.7006 | 394.7006 | 97.5923 | 492.293 | 4490.8169 | 4490.8169 | 1533.3311 | 1533.3311 | 2011.1485 | 2011.1485 | 0 | 0 | 946.3372 | 946.3372 | 204492727.3089 | 1394317657.4572 | 151321789.1365 | 0 | 1750.1322 | 67.936 | 0 | 0 | 0 | 1297.9364 | 264 | 3040 | 4611.9232 | 760 | 190 | 0.095772
2065 | 978.6028 | 1003.2 | 1000 | 4000 | 0 | 100% | 99.863 | 254.4604 | 254.6658 | 254.6658 | 1 | 254.4604 | 99.903 | 782.1987 | 742.8945 | 742.8945 | 742.8945 | 39.3042 | 782.1987 | 150.5831 | 135.7681 | 135.7681 | 135.7681 | 14.8151 | 150.5831 | 0 | 0 | 0 | 0 | 0 | 0 | 0 | 0 | 0 | 497.2987 | 398.666 | 398.666 | 398.666 | 98.6327 | 497.2987 | 4575.7889 | 4575.7889 | 1618.4408 | 1618.4408 | 2011.0549 | 2011.0549 | 0 | 0 | 946.2931 | 946.2931 | 206216108.6078 | 1394317916.7297 | 149767399.4245 | 0 | 1750.3014 | 68.5106 | 0 | 0 | 0 | 1370.044 | 264 | 3040 | 4611.9232 | 760 | 190 | 0.094814
2066 | 1030.1083 | 1003.2 | 1000 | 4000 | 0 | 100% | 99.8744 | 259.2309 | 259.446 | 259.446 | 1 | 259.2309 | 99.9127 | 816.933 | 775.8817 | 775.8817 | 775.8817 | 41.0513 | 816.933 | 150.577 | 135.762 | 135.762 | 135.762 | 14.815 | 150.577 | 0 | 0 | 0 | 0 | 0 | 0 | 0 | 0 | 0 | 501.8697 | 402.2836 | 402.2836 | 402.2836 | 99.5861 | 501.8697 | 4660.7614 | 4660.7614 | 1703.5457 | 1703.5457 | 2010.9649 | 2010.9649 | 0 | 0 | 946.2508 | 946.2508 | 207762442.833 | 1394318103.794 | 148389129.3742 | 0 | 1750.4697 | 69.0651 | 0 | 0 | 0 | 1442.1516 | 264 | 3040 | 4611.9232 | 760 | 190 | 0.093965
2067 | 206.0217 | 201.4 | 200 | 800 | 7 | 65.6% | 100 | 115.7775 | 115.472 | 115.472 | 1 | 115.7775 | 100 | 161.3515 | 153.2752 | 153.2752 | 153.2752 | 8.0763 | 161.3515 | 56.8702 | 51.2956 | 51.2956 | 51.2956 | 5.5746 | 56.8702 | 179.5077 | 117.1609 | 117.1609 | 160.6376 | 18.87 | 117.1609 | 43.4767 | 43.4767 | 179.5077 | 89.8866 | 73.8373 | 73.8373 | 73.8373 | 16.0493 | 89.8866 | 1620.498 | 1620.498 | 342.1172 | 342.1172 | 405.3849 | 405.3849 | 682.0442 | 682.0442 | 190.9517 | 190.9517 | 215209041.8098 | 743914984.9475 | 190258715.6971 | 602617257.5456 | 1752 | 1.1904 | 6531293.5309 | 385622.1261 | 484.8105 | 288.4303 | 53 | 608 | 922.3846 | 152 | 38 | 0.58755
2068 | 206.0217 | 22.8 | 200 | 800 | 7 | 26.3% | 100 | 112.7972 | 113.0121 | 113.0121 | 1 | 112.7972 | 100 | 188.8115 | 179.3777 | 179.3777 | 179.3777 | 9.4338 | 188.8115 | 56.9674 | 51.3928 | 51.3928 | 51.3928 | 5.5746 | 56.9674 | 108.9705 | 55.1501 | 55.1501 | 94.4319 | 14.5386 | 55.1501 | 39.2819 | 39.2819 | 108.9705 | 91.1507 | 74.9784 | 74.9784 | 74.9784 | 16.1723 | 91.1507 | 1263.3971 | 1263.3971 | 342.766 | 342.766 | 45.9797 | 45.9797 | 683.3376 | 683.3376 | 191.3138 | 191.3138 | 186046054.626 | 84216790.7488 | 190440186.4557 | 1291296968.1696 | 1752 | 0.028372 | 12660513.1423 | 747504.912 | 939.7755 | 288.4303 | 6 | 608 | 922.3846 | 152 | 38 | 0.58776
2069 | 257.5271 | 22.8 | 200 | 800 | 7 | 31.28% | 100 | 115.1025 | 115.2358 | 115.2358 | 1 | 115.1025 | 100 | 177.9037 | 169.0103 | 169.0103 | 169.0103 | 8.8934 | 177.9037 | 56.9394 | 51.3648 | 51.3648 | 51.3648 | 5.5746 | 56.9394 | 113.0382 | 58.9874 | 58.9874 | 98.29 | 14.7482 | 58.9874 | 39.3026 | 39.3026 | 113.0382 | 79.2127 | 65.1016 | 65.1016 | 65.1016 | 14.1111 | 79.2127 | 1348.3524 | 1348.3524 | 428.2237 | 428.2237 | 45.9546 | 45.9546 | 682.9648 | 682.9648 | 191.2094 | 191.2094 | 245833951.2596 | 84216790.7488 | 217924902.2451 | 1204024355.7466 | 1752 | 0.54916 | 11819459.7626 | 697847.246 | 877.345 | 360.5379 | 6 | 608 | 922.3846 | 152 | 38 | 0.67264
2070 | 309.0325 | 22.8 | 200 | 800 | 7 | 35.52% | 100 | 117.8261 | 117.8851 | 117.8851 | 1 | 117.8261 | 100 | 174.5127 | 165.7849 | 165.7849 | 165.7849 | 8.7278 | 174.5127 | 56.9148 | 51.3402 | 51.3402 | 51.3402 | 5.5746 | 56.9148 | 117.107 | 62.7266 | 62.7266 | 102.1545 | 14.9525 | 62.7266 | 39.428 | 39.428 | 117.107 | 71.9991 | 59.114 | 59.114 | 59.114 | 12.8851 | 71.9991 | 1433.3114 | 1433.3114 | 513.6227 | 513.6227 | 45.9326 | 45.9326 | 682.6381 | 682.6381 | 191.1179 | 191.1179 | 299486685.6451 | 84216790.7488 | 238533231.2562 | 1129763292.3499 | 1752 | 1.8346 | 11115381.2665 | 656276.8825 | 825.0821 | 432.6455 | 6 | 608 | 922.3846 | 152 | 38 | 0.73631
2071 | 360.5379 | 22.8 | 200 | 800 | 7 | 39.2% | 100 | 120.7619 | 120.7704 | 120.7704 | 1 | 120.7619 | 100 | 174.2861 | 165.5661 | 165.5661 | 165.5661 | 8.72 | 174.2861 | 56.8931 | 51.3185 | 51.3185 | 51.3185 | 5.5746 | 56.8931 | 120.9633 | 66.3653 | 66.3653 | 105.8119 | 15.1514 | 66.3653 | 39.4466 | 39.4466 | 120.9633 | 67.4671 | 55.3358 | 55.3358 | 55.3358 | 12.1313 | 67.4671 | 1518.2732 | 1518.2732 | 598.9732 | 598.9732 | 45.9132 | 45.9132 | 682.3496 | 682.3496 | 191.0372 | 191.0372 | 349133602.6099 | 84216790.7488 | 253457834.6906 | 1065191774.838 | 1752 | 3.6508 | 10479199.8992 | 618715.3167 | 777.8591 | 504.753 | 6 | 608 | 922.3846 | 152 | 38 | 0.78209
2072 | 412.0433 | 22.8 | 200 | 800 | 7 | 42.41% | 100 | 123.9357 | 123.9181 | 123.9181 | 1 | 123.9357 | 100 | 175.779 | 166.9812 | 166.9812 | 166.9812 | 8.7978 | 175.779 | 56.8738 | 51.2992 | 51.2992 | 51.2992 | 5.5746 | 56.8738 | 124.6895 | 69.899 | 69.899 | 109.3445 | 15.345 | 69.899 | 39.4454 | 39.4454 | 124.6895 | 64.6355 | 52.9744 | 52.9744 | 52.9744 | 11.6611 | 64.6355 | 1603.2375 | 1603.2375 | 684.2833 | 684.2833 | 45.8959 | 45.8959 | 682.0929 | 682.0929 | 190.9653 | 190.9653 | 395220649.9882 | 84216790.7488 | 263627862.7241 | 1008934735.9432 | 1752 | 5.8497 | 9938663.1114 | 586800.8201 | 737.7356 | 576.8606 | 6 | 608 | 922.3846 | 152 | 38 | 0.81322
2073 | 463.5487 | 22.8 | 200 | 800 | 7 | 45.12% | 100 | 127.2997 | 127.2276 | 127.2276 | 1 | 127.2997 | 100 | 179.0642 | 170.099 | 170.099 | 170.099 | 8.9651 | 179.0642 | 56.8565 | 51.2819 | 51.2819 | 51.2819 | 5.5746 | 56.8565 | 128.2263 | 73.2737 | 73.2737 | 112.6977 | 15.5286 | 73.2737 | 39.424 | 39.424 | 128.2263 | 62.4782 | 51.1505 | 51.1505 | 51.1505 | 11.3277 | 62.4782 | 1688.2038 | 1688.2038 | 769.5593 | 769.5593 | 45.8804 | 45.8804 | 681.8631 | 681.8631 | 190.901 | 190.901 | 434891991.3527 | 84216790.7488 | 271462007.5445 | 961429210.354 | 1752 | 8.3776 | 9447465.5544 | 557799.4216 | 701.2746 | 648.9682 | 6 | 608 | 922.3846 | 152 | 38 | 0.83715
2074 | 515.0541 | 22.8 | 200 | 800 | 7 | 47.33% | 100 | 130.9126 | 130.7981 | 130.7981 | 1 | 130.9126 | 100 | 184.6338 | 175.3872 | 175.3872 | 175.3872 | 9.2467 | 184.6338 | 56.841 | 51.2664 | 51.2664 | 51.2664 | 5.5746 | 56.841 | 131.3672 | 76.2859 | 76.2859 | 115.6751 | 15.6921 | 76.2859 | 39.3893 | 39.3893 | 131.3672 | 60.7894 | 49.7165 | 49.7165 | 49.7165 | 11.0728 | 60.7894 | 1773.1719 | 1773.1719 | 854.8063 | 854.8063 | 45.8665 | 45.8665 | 681.6561 | 681.6561 | 190.843 | 190.843 | 467185916.9073 | 84216790.7488 | 277795592.6961 | 922801603.0007 | 1751.9999 | 11.1872 | 9068228.6083 | 535408.4271 | 673.1243 | 721.0758 | 6 | 608 | 922.3846 | 152 | 38 | 0.85646
2075 | 566.5595 | 22.8 | 200 | 800 | 7 | 49.13% | 100 | 134.7595 | 134.6141 | 134.6141 | 1 | 134.7595 | 100 | 191.7 | 182.097 | 182.097 | 182.097 | 9.603 | 191.7 | 56.8269 | 51.2523 | 51.2523 | 51.2523 | 5.5746 | 56.8269 | 134.1855 | 78.9542 | 78.9542 | 118.3489 | 15.8366 | 78.9542 | 39.3947 | 39.3947 | 134.1855 | 59.4937 | 48.6185 | 48.6185 | 48.6185 | 10.8752 | 59.4937 | 1858.1415 | 1858.1415 | 940.0284 | 940.0284 | 45.8539 | 45.8539 | 681.4686 | 681.4686 | 190.7905 | 190.7905 | 493675831.7625 | 84216790.7488 | 282865472.5833 | 891241904.9055 | 1752 | 14.1377 | 8761618.5724 | 517305.4872 | 650.365 | 793.1834 | 6 | 608 | 922.3846 | 152 | 38 | 0.87187
2076 | 618.065 | 22.8 | 200 | 800 | 7 | 50.75% | 100 | 138.7299 | 138.5761 | 138.5761 | 1 | 138.7299 | 100 | 199.2534 | 189.2696 | 189.2696 | 189.2696 | 9.9838 | 199.2534 | 56.8141 | 51.2395 | 51.2395 | 51.2395 | 5.5746 | 56.8141 | 136.8286 | 81.4516 | 81.4516 | 120.8557 | 15.9729 | 81.4516 | 39.4041 | 39.4041 | 136.8286 | 58.4433 | 47.7292 | 47.7292 | 47.7292 | 10.714 | 58.4433 | 1943.1123 | 1943.1123 | 1025.229 | 1025.229 | 45.8424 | 45.8424 | 681.2982 | 681.2982 | 190.7428 | 190.7428 | 517662704.8044 | 84216790.7488 | 287232803.6561 | 862887700.7907 | 1752 | 17.03 | 8481756.9112 | 500781.831 | 629.5911 | 865.2909 | 6 | 608 | 922.3846 | 152 | 38 | 0.88511
2077 | 669.5704 | 22.8 | 200 | 800 | 7 | 52.18% | 100 | 142.7773 | 142.6307 | 142.6307 | 1 | 142.7773 | 100 | 207.1167 | 196.7366 | 196.7366 | 196.7366 | 10.3801 | 207.1167 | 56.8023 | 51.2277 | 51.2277 | 51.2277 | 5.5746 | 56.8023 | 139.2784 | 83.8015 | 83.8015 | 123.1772 | 16.1012 | 83.8015 | 39.3757 | 39.3757 | 139.2784 | 57.5717 | 46.9901 | 46.9901 | 46.9901 | 10.5815 | 57.5717 | 2028.0843 | 2028.0843 | 1110.4108 | 1110.4108 | 45.832 | 45.832 | 681.1424 | 681.1424 | 190.6992 | 190.6992 | 539153155.7738 | 84216790.7488 | 290748278.1336 | 837881757.6105 | 1752 | 19.8607 | 8227688.2384 | 485781.0504 | 610.7319 | 937.3985 | 6 | 608 | 922.3846 | 152 | 38 | 0.89587
2078 | 721.0758 | 22.8 | 200 | 800 | 7 | 53.39% | 100 | 146.9268 | 146.7673 | 146.7673 | 1 | 146.9268 | 100 | 215.4704 | 204.6695 | 204.6695 | 204.6695 | 10.8009 | 215.4704 | 56.7916 | 51.217 | 51.217 | 51.217 | 5.5746 | 56.7916 | 141.5415 | 85.9614 | 85.9614 | 125.3225 | 16.219 | 85.9614 | 39.3611 | 39.3611 | 141.5415 | 56.8077 | 46.3413 | 46.3413 | 46.3413 | 10.4664 | 56.8077 | 2113.0573 | 2113.0573 | 1195.5762 | 1195.5762 | 45.8223 | 45.8223 | 680.9996 | 680.9996 | 190.6592 | 190.6592 | 557283592.58 | 84216790.7488 | 293937218.0937 | 816562468.9306 | 1752.0001 | 22.6308 | 8024790.9813 | 473801.5441 | 595.6711 | 1009.5061 | 6 | 608 | 922.3846 | 152 | 38 | 0.90569
2079 | 772.5812 | 22.8 | 200 | 800 | 7 | 54.44% | 100 | 151.1776 | 151.0016 | 151.0016 | 1 | 151.1776 | 100 | 224.202 | 212.9614 | 212.9614 | 212.9614 | 11.2406 | 224.202 | 56.7817 | 51.2071 | 51.2071 | 51.2071 | 5.5746 | 56.7817 | 143.6401 | 87.9321 | 87.9321 | 127.3141 | 16.326 | 87.9321 | 39.382 | 39.382 | 143.6401 | 56.1699 | 45.7989 | 45.7989 | 45.7989 | 10.371 | 56.1699 | 2198.0312 | 2198.0312 | 1280.7272 | 1280.7272 | 45.8135 | 45.8135 | 680.8681 | 680.8681 | 190.6224 | 190.6224 | 572982822.2224 | 84216790.7488 | 296653208.5287 | 798147178.5001 | 1752 | 25.3077 | 7845313.1221 | 463204.7713 | 582.3486 | 1081.6137 | 6 | 608 | 922.3846 | 152 | 38 | 0.91406
2080 | 824.0866 | 22.8 | 200 | 800 | 7 | 55.38% | 100 | 155.4883 | 155.309 | 155.309 | 1 | 155.4883 | 100 | 233.2257 | 221.5307 | 221.5307 | 221.5307 | 11.695 | 233.2257 | 56.7726 | 51.198 | 51.198 | 51.198 | 5.5746 | 56.7726 | 145.548 | 89.7417 | 89.7417 | 129.1233 | 16.4247 | 89.7417 | 39.3817 | 39.3817 | 145.548 | 55.6278 | 45.3392 | 45.3392 | 45.3392 | 10.2886 | 55.6278 | 2283.0058 | 2283.0058 | 1365.8655 | 1365.8655 | 45.8053 | 45.8053 | 680.7467 | 680.7467 | 190.5884 | 190.5884 | 586971943.4761 | 84216790.7488 | 299006262.4053 | 781805080.8936 | 1752.0001 | 27.875 | 7681736.8765 | 453546.8652 | 570.2065 | 1153.7213 | 6 | 608 | 922.3846 | 152 | 38 | 0.92131
2081 | 875.592 | 22.8 | 200 | 800 | 7 | 56.22% | 100 | 159.8392 | 159.6555 | 159.6555 | 1 | 159.8392 | 100 | 242.4208 | 230.2628 | 230.2628 | 230.2628 | 12.158 | 242.4208 | 56.7641 | 51.1895 | 51.1895 | 51.1895 | 5.5746 | 56.7641 | 147.2967 | 91.4265 | 91.4265 | 130.7799 | 16.5167 | 91.4265 | 39.3534 | 39.3534 | 147.2967 | 55.1546 | 44.9385 | 44.9385 | 44.9385 | 10.2162 | 55.1546 | 2367.9812 | 2367.9812 | 1450.9923 | 1450.9923 | 45.7978 | 45.7978 | 680.6342 | 680.6342 | 190.5569 | 190.5569 | 599516398.277 | 84216790.7488 | 301181299.6183 | 767085511.3559 | 1752 | 30.3145 | 7531298.059 | 444664.6222 | 559.0397 | 1225.8288 | 6 | 608 | 922.3846 | 152 | 38 | 0.92801
2082 | 927.0974 | 22.8 | 200 | 800 | 7 | 56.97% | 100 | 164.2364 | 164.0491 | 164.0491 | 1 | 164.2364 | 100 | 251.7115 | 239.0857 | 239.0857 | 239.0857 | 12.6258 | 251.7115 | 56.7563 | 51.1817 | 51.1817 | 51.1817 | 5.5746 | 56.7563 | 148.9259 | 92.9957 | 92.9957 | 132.3229 | 16.6029 | 92.9957 | 39.3272 | 39.3272 | 148.9259 | 54.7567 | 44.6004 | 44.6004 | 44.6004 | 10.1563 | 54.7567 | 2452.9571 | 2452.9571 | 1536.109 | 1536.109 | 45.7907 | 45.7907 | 680.5297 | 680.5297 | 190.5277 | 190.5277 | 610884901.8638 | 84216790.7488 | 302987458.2582 | 753910705.5675 | 1751.9999 | 32.6345 | 7391677.0559 | 436421.087 | 548.6758 | 1297.9364 | 6 | 608 | 922.3846 | 152 | 38 | 0.93358
2083 | 978.6028 | 22.8 | 200 | 800 | 7 | 57.65% | 100 | 168.659 | 168.4734 | 168.4734 | 1 | 168.659 | 100 | 261.07 | 247.973 | 247.973 | 247.973 | 13.097 | 261.07 | 56.7489 | 51.1743 | 51.1743 | 51.1743 | 5.5746 | 56.7489 | 150.4428 | 94.4791 | 94.4791 | 133.7593 | 16.6835 | 94.4791 | 39.2801 | 39.2801 | 150.4428 | 54.3992 | 44.297 | 44.297 | 44.297 | 10.1022 | 54.3992 | 2537.9336 | 2537.9336 | 1621.2165 | 1621.2165 | 45.7842 | 45.7842 | 680.4324 | 680.4324 | 190.5004 | 190.5004 | 621236733.5754 | 84216790.7488 | 304502120.4767 | 742044296.6119 | 1751.9999 | 34.8383 | 7270769.4798 | 429282.4342 | 539.7009 | 1370.044 | 6 | 608 | 922.3846 | 152 | 38 | 0.93825
2084 | 1030.1083 | 22.8 | 200 | 800 | 7 | 58.26% | 100 | 173.1389 | 172.9469 | 172.9469 | 1 | 173.1389 | 100 | 270.5422 | 256.9683 | 256.9683 | 256.9683 | 13.5739 | 270.5422 | 56.7421 | 51.1675 | 51.1675 | 51.1675 | 5.5746 | 56.7421 | 151.8897 | 95.8529 | 95.8529 | 135.1318 | 16.7579 | 95.8529 | 39.279 | 39.279 | 151.8897 | 54.0964 | 44.0397 | 44.0397 | 44.0397 | 10.0567 | 54.0964 | 2622.9106 | 2622.9106 | 1706.3159 | 1706.3159 | 45.7781 | 45.7781 | 680.3416 | 680.3416 | 190.475 | 190.475 | 630589179.5487 | 84216790.7488 | 305907211.5681 | 731286818.1345 | 1752 | 36.929 | 7172854.0669 | 423501.29 | 532.4328 | 1442.1516 | 6 | 608 | 922.3846 | 152 | 38 | 0.94257
2085 | 154.5162 | 53.2 | 200 | 800 | 7 | 27.55% | 100 | 110.9773 | 111.1988 | 111.1988 | 1 | 110.9773 | 100 | 186.6404 | 177.3166 | 177.3166 | 177.3166 | 9.3238 | 186.6404 | 56.9762 | 51.4016 | 51.4016 | 51.4016 | 5.5746 | 56.9762 | 110.3046 | 56.253 | 56.253 | 95.6736 | 14.631 | 56.253 | 39.4206 | 39.4206 | 110.3046 | 119.1291 | 97.9369 | 97.9369 | 97.9369 | 21.1921 | 119.1291 | 1239.222 | 1239.222 | 257.1181 | 257.1181 | 107.3041 | 107.3041 | 683.4536 | 683.4536 | 191.3462 | 191.3462 | 141025593.0325 | 196505845.0805 | 145128416.5897 | 1269340145.2973 | 1752 | 5.6779e-18 | 12487530.1791 | 737291.6123 | 926.9351 | 216.3227 | 14 | 608 | 922.3846 | 152 | 38 | 0.44827
2086 | 206.0217 | 53.2 | 200 | 800 | 7 | 32.84% | 100 | 113.2279 | 113.3891 | 113.3891 | 1 | 113.2279 | 100 | 182.9482 | 173.8039 | 173.8039 | 173.8039 | 9.1443 | 182.9482 | 56.947 | 51.3724 | 51.3724 | 51.3724 | 5.5746 | 56.947 | 114.7715 | 60.4543 | 60.4543 | 99.9207 | 14.8508 | 60.4543 | 39.4664 | 39.4664 | 114.7715 | 92.6883 | 76.2388 | 76.2388 | 76.2388 | 16.4495 | 92.6883 | 1324.1762 | 1324.1762 | 342.6296 | 342.6296 | 107.2432 | 107.2432 | 683.0658 | 683.0658 | 191.2377 | 191.2377 | 191748709.1738 | 196505845.0805 | 187105855.5071 | 1176639590.2386 | 1752 | 0.042263 | 11588246.9478 | 684195.9261 | 860.1824 | 288.4303 | 14 | 608 | 922.3846 | 152 | 38 | 0.5778
2087 | 257.5271 | 53.2 | 200 | 800 | 7 | 37.73% | 100 | 115.5875 | 115.6679 | 115.6679 | 1 | 115.5875 | 100 | 175.5925 | 166.8117 | 166.8117 | 166.8117 | 8.7808 | 175.5925 | 56.9215 | 51.3469 | 51.3469 | 51.3469 | 5.5746 | 56.9215 | 119.609 | 65.0018 | 65.0018 | 104.5167 | 15.0923 | 65.0018 | 39.515 | 39.515 | 119.609 | 80.0482 | 65.787 | 65.787 | 65.787 | 14.2612 | 80.0482 | 1409.1342 | 1409.1342 | 428.0746 | 428.0746 | 107.19 | 107.19 | 682.7269 | 682.7269 | 191.1428 | 191.1428 | 249012455.7976 | 196505845.0805 | 215541045.2183 | 1090940653.9036 | 1752 | 0.60237 | 10757017.4612 | 635118.2847 | 798.4811 | 360.5379 | 14 | 608 | 922.3846 | 152 | 38 | 0.66552
2088 | 309.0325 | 53.2 | 200 | 800 | 7 | 41.85% | 100 | 118.298 | 118.2904 | 118.2904 | 1 | 118.298 | 100 | 173.7091 | 165.0189 | 165.0189 | 165.0189 | 8.6902 | 173.7091 | 56.899 | 51.3244 | 51.3244 | 51.3244 | 5.5746 | 56.899 | 124.3301 | 69.4453 | 69.4453 | 109.0001 | 15.33 | 69.4453 | 39.5548 | 39.5548 | 124.3301 | 72.7523 | 59.7304 | 59.7304 | 59.7304 | 13.022 | 72.7523 | 1494.0953 | 1494.0953 | 513.4648 | 513.4648 | 107.1431 | 107.1431 | 682.4282 | 682.4282 | 191.0592 | 191.0592 | 300646259.7955 | 196505845.0805 | 236082169.1225 | 1018765854.9135 | 1752.0001 | 1.9813 | 10060268.4596 | 593980.6708 | 746.7622 | 432.6455 | 14 | 608 | 922.3846 | 152 | 38 | 0.72868
2089 | 360.5379 | 53.2 | 200 | 800 | 7 | 45.42% | 100 | 121.2967 | 121.2342 | 121.2342 | 1 | 121.2967 | 100 | 174.7691 | 166.0227 | 166.0227 | 166.0227 | 8.7464 | 174.7691 | 56.8791 | 51.3045 | 51.3045 | 51.3045 | 5.5746 | 56.8791 | 128.9477 | 73.7887 | 73.7887 | 113.3837 | 15.564 | 73.7887 | 39.5949 | 39.5949 | 128.9477 | 68.054 | 55.8163 | 55.8163 | 55.8163 | 12.2378 | 68.054 | 1579.0589 | 1579.0589 | 598.8095 | 598.8095 | 107.1015 | 107.1015 | 682.1631 | 682.1631 | 190.9849 | 190.9849 | 348054890.1293 | 196505845.0805 | 251266931.7546 | 956172333.0356 | 1752 | 3.877 | 9443473.3858 | 557563.7151 | 700.9783 | 504.753 | 14 | 608 | 922.3846 | 152 | 38 | 0.77526
2090 | 412.0433 | 53.2 | 200 | 800 | 7 | 48.46% | 100 | 124.5098 | 124.4023 | 124.4023 | 1 | 124.5098 | 100 | 177.5415 | 168.6534 | 168.6534 | 168.6534 | 8.8881 | 177.5415 | 56.8613 | 51.2867 | 51.2867 | 51.2867 | 5.5746 | 56.8613 | 133.2933 | 77.967 | 77.967 | 117.5032 | 15.7901 | 77.967 | 39.5361 | 39.5361 | 133.2933 | 65.1032 | 53.3558 | 53.3558 | 53.3558 | 11.7474 | 65.1032 | 1664.0247 | 1664.0247 | 684.1159 | 684.1159 | 107.0642 | 107.0642 | 681.926 | 681.926 | 190.9186 | 190.9186 | 390733146.0225 | 196505845.0805 | 261723756.772 | 903037252.125 | 1752 | 6.2103 | 8902534.5417 | 525625.4801 | 660.825 | 576.8606 | 14 | 608 | 922.3846 | 152 | 38 | 0.80728
2091 | 463.5487 | 53.2 | 200 | 800 | 7 | 50.96% | 100 | 127.9734 | 127.8095 | 127.8095 | 1 | 127.9734 | 100 | 182.3495 | 173.2179 | 173.2179 | 173.2179 | 9.1315 | 182.3495 | 56.8452 | 51.2706 | 51.2706 | 51.2706 | 5.5746 | 56.8452 | 137.3664 | 81.8559 | 81.8559 | 121.3672 | 15.9992 | 81.8559 | 39.5113 | 39.5113 | 137.3664 | 62.852 | 51.4525 | 51.4525 | 51.4525 | 11.3995 | 62.852 | 1748.9923 | 1748.9923 | 769.3898 | 769.3898 | 107.0308 | 107.0308 | 681.7129 | 681.7129 | 190.8589 | 190.8589 | 426478692.9107 | 196505845.0805 | 269816183.0339 | 859199124.3569 | 1751.9998 | 8.881 | 8473644.8724 | 500302.8782 | 628.9891 | 648.9682 | 14 | 608 | 922.3846 | 152 | 38 | 0.83201
2092 | 515.0541 | 53.2 | 200 | 800 | 7 | 53.01% | 100 | 131.6873 | 131.4829 | 131.4829 | 1 | 131.6873 | 100 | 188.9367 | 179.4727 | 179.4727 | 179.4727 | 9.4639 | 188.9367 | 56.8307 | 51.2561 | 51.2561 | 51.2561 | 5.5746 | 56.8307 | 141.0903 | 85.3728 | 85.3728 | 124.9019 | 16.1884 | 85.3728 | 39.5291 | 39.5291 | 141.0903 | 61.1109 | 49.9761 | 49.9761 | 49.9761 | 11.1348 | 61.1109 | 1833.9615 | 1833.9615 | 854.6359 | 854.6359 | 107.0005 | 107.0005 | 681.5202 | 681.5202 | 190.8049 | 190.8049 | 455971472.119 | 196505845.0805 | 276211243.1997 | 823311481.0979 | 1752 | 11.7775 | 8121483.4415 | 479510.4825 | 602.8484 | 721.0758 | 14 | 608 | 922.3846 | 152 | 38 | 0.85151
2093 | 566.5595 | 53.2 | 200 | 800 | 7 | 54.7% | 100 | 135.5827 | 135.3509 | 135.3509 | 1 | 135.5827 | 100 | 196.8783 | 187.0141 | 187.0141 | 187.0141 | 9.8641 | 196.8783 | 56.8176 | 51.243 | 51.243 | 51.243 | 5.5746 | 56.8176 | 144.3469 | 88.489 | 88.489 | 127.9903 | 16.3566 | 88.489 | 39.5013 | 39.5013 | 144.3469 | 59.7942 | 48.863 | 48.863 | 48.863 | 10.9312 | 59.7942 | 1918.932 | 1918.932 | 939.858 | 939.858 | 106.973 | 106.973 | 681.3451 | 681.3451 | 190.7559 | 190.7559 | 480448773.2827 | 196505845.0805 | 281476042.1516 | 793569339.4852 | 1752 | 14.7614 | 7814643.8791 | 461393.9909 | 580.0721 | 793.1834 | 14 | 608 | 922.3846 | 152 | 38 | 0.86752
2094 | 618.065 | 53.2 | 200 | 800 | 7 | 56.23% | 100 | 139.5852 | 139.3448 | 139.3448 | 1 | 139.5852 | 100 | 205.0659 | 194.7893 | 194.7893 | 194.7893 | 10.2767 | 205.0659 | 56.8056 | 51.231 | 51.231 | 51.231 | 5.5746 | 56.8056 | 147.4507 | 91.4512 | 91.4512 | 130.933 | 16.5178 | 91.4512 | 39.4817 | 39.4817 | 147.4507 | 58.7267 | 47.9594 | 47.9594 | 47.9594 | 10.7673 | 58.7267 | 2003.9037 | 2003.9037 | 1025.0592 | 1025.0592 | 106.948 | 106.948 | 681.1853 | 681.1853 | 190.7112 | 190.7112 | 502804070.2077 | 196505845.0805 | 285813277.1557 | 766876807.5561 | 1752 | 17.677 | 7556994.3808 | 446181.7903 | 560.9471 | 865.2909 | 14 | 608 | 922.3846 | 152 | 38 | 0.88067
2095 | 669.5704 | 53.2 | 200 | 800 | 7 | 57.55% | 100 | 143.6965 | 143.4513 | 143.4513 | 1 | 143.6965 | 100 | 213.6362 | 202.9279 | 202.9279 | 202.9279 | 10.7083 | 213.6362 | 56.7946 | 51.22 | 51.22 | 51.22 | 5.5746 | 56.7946 | 150.3956 | 94.2315 | 94.2315 | 133.7266 | 16.669 | 94.2315 | 39.4951 | 39.4951 | 150.3956 | 57.808 | 47.1809 | 47.1809 | 47.1809 | 10.6271 | 57.808 | 2088.8764 | 2088.8764 | 1110.2422 | 1110.2422 | 106.925 | 106.925 | 681.039 | 681.039 | 190.6702 | 190.6702 | 522301009.6428 | 196505845.0805 | 289497498.7581 | 743695646.5186 | 1752 | 20.5269 | 7329952.5347 | 432776.7337 | 544.094 | 937.3985 | 14 | 608 | 922.3846 | 152 | 38 | 0.89201
2096 | 721.0758 | 53.2 | 200 | 800 | 7 | 58.67% | 100 | 147.9003 | 147.6352 | 147.6352 | 1 | 147.9003 | 100 | 222.7166 | 211.5511 | 211.5511 | 211.5511 | 11.1656 | 222.7166 | 56.7844 | 51.2098 | 51.2098 | 51.2098 | 5.5746 | 56.7844 | 153.0695 | 96.7643 | 96.7643 | 136.2631 | 16.8065 | 96.7643 | 39.4988 | 39.4988 | 153.0695 | 57.0296 | 46.5208 | 46.5208 | 46.5208 | 10.5087 | 57.0296 | 2173.8501 | 2173.8501 | 1195.4092 | 1195.4092 | 106.9039 | 106.9039 | 680.9044 | 680.9044 | 190.6326 | 190.6326 | 538650801.5656 | 196505845.0805 | 292751458.75 | 724091846.9167 | 1752 | 23.307 | 7134830.5489 | 421256.2968 | 529.6103 | 1009.5061 | 14 | 608 | 922.3846 | 152 | 38 | 0.90204
2097 | 772.5812 | 53.2 | 200 | 800 | 7 | 59.65% | 100 | 152.1715 | 151.8919 | 151.8919 | 1 | 152.1715 | 100 | 232.1498 | 220.5093 | 220.5093 | 220.5093 | 11.6405 | 232.1498 | 56.7751 | 51.2005 | 51.2005 | 51.2005 | 5.5746 | 56.7751 | 155.4798 | 99.0761 | 99.0761 | 138.548 | 16.9317 | 99.0761 | 39.4719 | 39.4719 | 155.4798 | 56.3831 | 45.9725 | 45.9725 | 45.9725 | 10.4105 | 56.3831 | 2258.8245 | 2258.8245 | 1280.5621 | 1280.5621 | 106.8844 | 106.8844 | 680.7803 | 680.7803 | 190.5978 | 190.5978 | 553022566.4532 | 196505845.0805 | 295571268.0882 | 706900267.1886 | 1751.9999 | 25.9769 | 6962945.717 | 411107.8332 | 516.8515 | 1081.6137 | 14 | 608 | 922.3846 | 152 | 38 | 0.91073
2098 | 824.0866 | 53.2 | 200 | 800 | 7 | 60.52% | 100 | 156.5158 | 156.2306 | 156.2306 | 1 | 156.5158 | 100 | 241.7893 | 229.6635 | 229.6635 | 229.6635 | 12.1258 | 241.7893 | 56.7665 | 51.1919 | 51.1919 | 51.1919 | 5.5746 | 56.7665 | 157.7256 | 101.21 | 101.21 | 140.6773 | 17.0483 | 101.21 | 39.4673 | 39.4673 | 157.7256 | 55.85 | 45.5211 | 45.5211 | 45.5211 | 10.3288 | 55.85 | 2343.7996 | 2343.7996 | 1365.7023 | 1365.7023 | 106.8663 | 106.8663 | 680.6654 | 680.6654 | 190.5656 | 190.5656 | 565903305.5501 | 196505845.0805 | 297932344.2749 | 691658441.0708 | 1751.9999 | 28.5287 | 6809859.077 | 402069.2568 | 505.4881 | 1153.7213 | 14 | 608 | 922.3846 | 152 | 38 | 0.918
2099 | 875.592 | 53.2 | 200 | 800 | 7 | 61.3% | 100 | 160.9049 | 160.6164 | 160.6164 | 1 | 160.9049 | 100 | 251.5706 | 238.9524 | 238.9524 | 238.9524 | 12.6182 | 251.5706 | 56.7584 | 51.1838 | 51.1838 | 51.1838 | 5.5746 | 56.7584 | 159.8274 | 103.2109 | 103.2109 | 142.6703 | 17.1571 | 103.2109 | 39.4594 | 39.4594 | 159.8274 | 55.3734 | 45.1177 | 45.1177 | 45.1177 | 10.2557 | 55.3734 | 2428.7754 | 2428.7754 | 1450.8313 | 1450.8313 | 106.8496 | 106.8496 | 680.5587 | 680.5587 | 190.5358 | 190.5358 | 577399813.3706 | 196505845.0805 | 300003841.9392 | 678090402.6413 | 1751.9999 | 30.9573 | 6675561.1643 | 394140.0087 | 495.5193 | 1225.8288 | 14 | 608 | 922.3846 | 152 | 38 | 0.92439
2100 | 927.0974 | 53.2 | 200 | 800 | 7 | 61.99% | 100 | 165.3378 | 165.0369 | 165.0369 | 1 | 165.3378 | 100 | 261.4975 | 248.3796 | 248.3796 | 248.3796 | 13.1179 | 261.4975 | 56.751 | 51.1764 | 51.1764 | 51.1764 | 5.5746 | 56.751 | 161.7798 | 105.0698 | 105.0698 | 144.5221 | 17.2577 | 105.0698 | 39.4523 | 39.4523 | 161.7798 | 54.9568 | 44.7648 | 44.7648 | 44.7648 | 10.192 | 54.9568 | 2513.7517 | 2513.7517 | 1535.9503 | 1535.9503 | 106.834 | 106.834 | 680.4594 | 680.4594 | 190.508 | 190.508 | 587618442.8867 | 196505845.0805 | 301908974.8507 | 665966619.9626 | 1751.9999 | 33.261 | 6556851.6841 | 387131.1365 | 486.7077 | 1297.9364 | 14 | 608 | 922.3846 | 152 | 38 | 0.93026
2101 | 978.6028 | 53.2 | 200 | 800 | 7 | 62.61% | 100 | 169.8149 | 169.51 | 169.51 | 1 | 169.8149 | 100 | 271.5546 | 257.9303 | 257.9303 | 257.9303 | 13.6242 | 271.5546 | 56.744 | 51.1694 | 51.1694 | 51.1694 | 5.5746 | 56.744 | 163.6063 | 106.7955 | 106.7955 | 146.2541 | 17.3523 | 106.7955 | 39.4586 | 39.4586 | 163.6063 | 54.5945 | 44.458 | 44.458 | 44.458 | 10.1365 | 54.5945 | 2598.7286 | 2598.7286 | 1621.0602 | 1621.0602 | 106.8195 | 106.8195 | 680.3668 | 680.3668 | 190.4821 | 190.4821 | 596919730.8294 | 196505845.0805 | 303582392.5907 | 654992023.4849 | 1752 | 35.4495 | 6451362.0108 | 380902.7911 | 478.8772 | 1370.044 | 14 | 608 | 922.3846 | 152 | 38 | 0.93541
2102 | 1030.1083 | 53.2 | 200 | 800 | 7 | 63.18% | 100 | 174.3211 | 174.0261 | 174.0261 | 1 | 174.3211 | 100 | 281.6649 | 267.5317 | 267.5317 | 267.5317 | 14.1332 | 281.6649 | 56.7375 | 51.1629 | 51.1629 | 51.1629 | 5.5746 | 56.7375 | 165.3277 | 108.4218 | 108.4218 | 147.8864 | 17.4412 | 108.4218 | 39.4646 | 39.4646 | 165.3277 | 54.2739 | 44.1866 | 44.1866 | 44.1866 | 10.0874 | 54.2739 | 2683.7059 | 2683.7059 | 1706.162 | 1706.162 | 106.8059 | 106.8059 | 680.2802 | 680.2802 | 190.4578 | 190.4578 | 605527007.8154 | 196505845.0805 | 304962009.7646 | 645005061.8955 | 1751.9999 | 37.5165 | 6351279.7729 | 374993.7127 | 471.4483 | 1442.1516 | 14 | 608 | 922.3846 | 152 | 38 | 0.93966
2103 | 103.0108 | 102.6 | 200 | 800 | 7 | 33.81% | 100 | 109.3888 | 109.5265 | 109.5265 | 1 | 109.3888 | 100 | 167.0783 | 158.731 | 158.731 | 158.731 | 8.3473 | 167.0783 | 56.9711 | 51.3965 | 51.3965 | 51.3965 | 5.5746 | 56.9711 | 117.1697 | 61.7358 | 61.7358 | 102.0062 | 15.1635 | 61.7358 | 40.2704 | 40.2704 | 117.1697 | 155.7846 | 127.8322 | 127.8322 | 127.8322 | 27.9524 | 155.7846 | 1253.033 | 1253.033 | 171.3953 | 171.3953 | 206.9234 | 206.9234 | 683.3868 | 683.3868 | 191.3275 | 191.3275 | 104745062.3357 | 378975558.3695 | 108644720.279 | 1159634659.0158 | 1752 | -4.0556e-19 | 11652719.3381 | 688002.5197 | 864.9681 | 144.2152 | 27 | 608 | 922.3846 | 152 | 38 | 0.33608
2104 | 154.5162 | 102.6 | 200 | 800 | 7 | 38.7% | 100 | 111.6808 | 111.8019 | 111.8019 | 1 | 111.6808 | 100 | 174.0178 | 165.3192 | 165.3192 | 165.3192 | 8.6986 | 174.0178 | 56.9426 | 51.368 | 51.368 | 51.368 | 5.5746 | 56.9426 | 121.8394 | 66.3895 | 66.3895 | 106.5016 | 15.3378 | 66.3895 | 40.112 | 40.112 | 121.8394 | 116.0235 | 95.3694 | 95.3694 | 95.3694 | 20.6541 | 116.0235 | 1337.9879 | 1337.9879 | 256.9503 | 256.9503 | 206.8085 | 206.8085 | 683.0076 | 683.0076 | 191.2214 | 191.2214 | 150845741.9021 | 378975558.3695 | 148244978.6596 | 1073933721.0688 | 1752 | 0.0080113 | 10750505.7162 | 634733.8168 | 797.9978 | 216.3227 | 27 | 608 | 922.3846 | 152 | 38 | 0.45813
2105 | 206.0217 | 102.6 | 200 | 800 | 7 | 43.75% | 100 | 113.9524 | 113.9894 | 113.9894 | 1 | 113.9524 | 100 | 173.8146 | 165.1221 | 165.1221 | 165.1221 | 8.6925 | 173.8146 | 56.9177 | 51.3431 | 51.3431 | 51.3431 | 5.5746 | 56.9177 | 127.7147 | 72.0238 | 72.0238 | 112.1121 | 15.6026 | 72.0238 | 40.0883 | 40.0883 | 127.7147 | 92.8773 | 76.3793 | 76.3793 | 76.3793 | 16.498 | 92.8773 | 1422.9464 | 1422.9464 | 342.434 | 342.434 | 206.7081 | 206.7081 | 682.6758 | 682.6758 | 191.1285 | 191.1285 | 201155869.7642 | 378975558.3695 | 186282767.9816 | 985585803.8848 | 1752 | 0.11964 | 9854884.7885 | 581854.3612 | 731.5169 | 288.4303 | 27 | 608 | 922.3846 | 152 | 38 | 0.57541
2106 | 257.5271 | 102.6 | 200 | 800 | 7 | 48.44% | 100 | 116.3617 | 116.3024 | 116.3024 | 1 | 116.3617 | 100 | 171.4111 | 162.8354 | 162.8354 | 162.8354 | 8.5758 | 171.4111 | 56.8956 | 51.321 | 51.321 | 51.321 | 5.5746 | 56.8956 | 134.2833 | 78.2611 | 78.2611 | 118.3654 | 15.9179 | 78.2611 | 40.1043 | 40.1043 | 134.2833 | 80.1929 | 65.8971 | 65.8971 | 65.8971 | 14.2958 | 80.1929 | 1507.9079 | 1507.9079 | 427.8589 | 427.8589 | 206.6194 | 206.6194 | 682.383 | 682.383 | 191.0465 | 191.0465 | 254636886.7277 | 378975558.3695 | 214982856.6873 | 903404698.2156 | 1752 | 0.75721 | 9035117.0013 | 533453.444 | 670.6664 | 360.5379 | 27 | 608 | 922.3846 | 152 | 38 | 0.66366
2107 | 309.0325 | 102.6 | 200 | 800 | 7 | 52.3% | 100 | 119.0971 | 118.9382 | 118.9382 | 1 | 119.0971 | 100 | 172.3392 | 163.7139 | 163.7139 | 163.7139 | 8.6253 | 172.3392 | 56.8761 | 51.3015 | 51.3015 | 51.3015 | 5.5746 | 56.8761 | 140.6307 | 84.3854 | 84.3854 | 124.4001 | 16.2305 | 84.3854 | 40.0147 | 40.0147 | 140.6307 | 73.1034 | 60.0132 | 60.0132 | 60.0132 | 13.0902 | 73.1034 | 1592.8719 | 1592.8719 | 513.2349 | 513.2349 | 206.5406 | 206.5406 | 682.1227 | 682.1227 | 190.9736 | 190.9736 | 302507065.8088 | 378975558.3695 | 234814688.3433 | 835702771.7222 | 1752.0001 | 2.2897 | 8339271.7863 | 492369.1917 | 619.0146 | 432.6455 | 27 | 608 | 922.3846 | 152 | 38 | 0.72466
2108 | 360.5379 | 102.6 | 200 | 800 | 7 | 55.57% | 100 | 122.2027 | 121.9667 | 121.9667 | 1 | 122.2027 | 100 | 176.0004 | 167.1889 | 167.1889 | 167.1889 | 8.8114 | 176.0004 | 56.8585 | 51.284 | 51.284 | 51.284 | 5.5746 | 56.8585 | 146.9083 | 90.3358 | 90.3358 | 130.3674 | 16.541 | 90.3358 | 40.0316 | 40.0316 | 146.9083 | 68.4262 | 56.1159 | 56.1159 | 56.1159 | 12.3103 | 68.4262 | 1677.838 | 1677.838 | 598.5696 | 598.5696 | 206.4701 | 206.4701 | 681.8898 | 681.8898 | 190.9084 | 190.9084 | 344798793.1171 | 378975558.3695 | 249762453.6067 | 778463194.9067 | 1752 | 4.3996 | 7774784.441 | 459040.6008 | 577.1134 | 504.753 | 27 | 608 | 922.3846 | 152 | 38 | 0.77051
2109 | 412.0433 | 102.6 | 200 | 800 | 7 | 58.22% | 100 | 125.5975 | 125.2973 | 125.2973 | 1 | 125.5975 | 100 | 181.8045 | 172.6998 | 172.6998 | 172.6998 | 9.1047 | 181.8045 | 56.8428 | 51.2682 | 51.2682 | 51.2682 | 5.5746 | 56.8428 | 152.732 | 95.8927 | 95.8927 | 135.9032 | 16.8289 | 95.8927 | 40.0104 | 40.0104 | 152.732 | 65.3315 | 53.5352 | 53.5352 | 53.5352 | 11.7963 | 65.3315 | 1762.8059 | 1762.8059 | 683.8693 | 683.8693 | 206.4066 | 206.4066 | 681.6802 | 681.6802 | 190.8498 | 190.8498 | 380299921.0555 | 378975558.3695 | 260665048.234 | 732059472.341 | 1752 | 6.9823 | 7302309.4259 | 431144.6229 | 542.0421 | 576.8606 | 27 | 608 | 922.3846 | 152 | 38 | 0.8039
2110 | 463.5487 | 102.6 | 200 | 800 | 7 | 60.39% | 100 | 129.2117 | 128.8617 | 128.8617 | 1 | 129.2117 | 100 | 189.1837 | 179.707 | 179.707 | 179.707 | 9.4767 | 189.1837 | 56.8285 | 51.2539 | 51.2539 | 51.2539 | 5.5746 | 56.8285 | 158.0692 | 101.0153 | 101.0153 | 140.9741 | 17.0951 | 101.0153 | 39.9588 | 39.9588 | 158.0692 | 63.0203 | 51.5871 | 51.5871 | 51.5871 | 11.4333 | 63.0203 | 1847.7753 | 1847.7753 | 769.1389 | 769.1389 | 206.3492 | 206.3492 | 681.4906 | 681.4906 | 190.7967 | 190.7967 | 410040140.5652 | 378975558.3695 | 268935291.5119 | 694048949.7173 | 1751.9999 | 9.848 | 6915831.6612 | 408326.1144 | 513.3543 | 648.9682 | 27 | 608 | 922.3846 | 152 | 38 | 0.82918
2111 | 515.0541 | 102.6 | 200 | 800 | 7 | 62.22% | 100 | 133.0137 | 132.623 | 132.623 | 1 | 133.0137 | 100 | 197.4816 | 187.5869 | 187.5869 | 187.5869 | 9.8948 | 197.4816 | 56.8156 | 51.241 | 51.241 | 51.241 | 5.5746 | 56.8156 | 163.0472 | 105.7838 | 105.7838 | 145.7012 | 17.346 | 105.7838 | 39.9175 | 39.9175 | 163.0472 | 61.2603 | 50.0984 | 50.0984 | 50.0984 | 11.1619 | 61.2603 | 1932.746 | 1932.746 | 854.3825 | 854.3825 | 206.297 | 206.297 | 681.3181 | 681.3181 | 190.7484 | 190.7484 | 435639882.8858 | 378975558.3695 | 275526402.9935 | 661858155.7513 | 1752 | 12.8214 | 6590329.5244 | 389107.7428 | 489.1926 | 721.0758 | 27 | 608 | 922.3846 | 152 | 38 | 0.84928
2112 | 566.5595 | 102.6 | 200 | 800 | 7 | 63.72% | 100 | 137.0015 | 136.588 | 136.588 | 1 | 137.0015 | 100 | 206.7757 | 196.413 | 196.413 | 196.413 | 10.3627 | 206.7757 | 56.8037 | 51.2291 | 51.2291 | 51.2291 | 5.5746 | 56.8037 | 167.5005 | 110.0444 | 110.0444 | 149.9313 | 17.5692 | 110.0444 | 39.8869 | 39.8869 | 167.5005 | 59.9785 | 49.0148 | 49.0148 | 49.0148 | 10.9637 | 59.9785 | 2017.7179 | 2017.7179 | 939.6036 | 939.6036 | 206.2493 | 206.2493 | 681.1607 | 681.1607 | 190.7043 | 190.7043 | 456986200.1573 | 378975558.3695 | 280458253.4496 | 635579988.0236 | 1752 | 15.8554 | 6322655.573 | 373303.6761 | 469.3235 | 793.1834 | 27 | 608 | 922.3846 | 152 | 38 | 0.86426
2113 | 618.065 | 102.6 | 200 | 800 | 7 | 65.04% | 100 | 141.0971 | 140.6518 | 140.6518 | 1 | 141.0971 | 100 | 216.4342 | 205.5853 | 205.5853 | 205.5853 | 10.8489 | 216.4342 | 56.7929 | 51.2183 | 51.2183 | 51.2183 | 5.5746 | 56.7929 | 171.7085 | 114.0577 | 114.0577 | 153.9274 | 17.7811 | 114.0577 | 39.8697 | 39.8697 | 171.7085 | 58.9065 | 48.1074 | 48.1074 | 48.1074 | 10.7991 | 58.9065 | 2102.6908 | 2102.6908 | 1024.8049 | 1024.8049 | 206.2056 | 206.2056 | 681.0164 | 681.0164 | 190.6639 | 190.6639 | 475678791.263 | 378975558.3695 | 284890217.7977 | 612455606.4369 | 1752.0002 | 18.8185 | 6092174.6249 | 359695.5673 | 452.2151 | 865.2909 | 27 | 608 | 922.3846 | 152 | 38 | 0.87782
2114 | 669.5704 | 102.6 | 200 | 800 | 7 | 66.18% | 100 | 145.2894 | 144.8342 | 144.8342 | 1 | 145.2894 | 100 | 226.4502 | 215.0971 | 215.0971 | 215.0971 | 11.3531 | 226.4502 | 56.7829 | 51.2083 | 51.2083 | 51.2083 | 5.5746 | 56.7829 | 175.6419 | 117.799 | 117.799 | 157.6603 | 17.9816 | 117.799 | 39.8613 | 39.8613 | 175.6419 | 58.0159 | 47.3541 | 47.3541 | 47.3541 | 10.6618 | 58.0159 | 2187.6645 | 2187.6645 | 1109.9888 | 1109.9888 | 206.1654 | 206.1654 | 680.8836 | 680.8836 | 190.6267 | 190.6267 | 492099181.1567 | 378975558.3695 | 288484046.2457 | 592441214.2281 | 1752 | 21.694 | 5886986.6057 | 347580.8093 | 436.9843 | 937.3985 | 27 | 608 | 922.3846 | 152 | 38 | 0.88889
2115 | 721.0758 | 102.6 | 200 | 800 | 7 | 67.15% | 100 | 149.546 | 149.062 | 149.062 | 1 | 149.546 | 100 | 236.893 | 225.0143 | 225.0143 | 225.0143 | 11.8787 | 236.893 | 56.7737 | 51.1991 | 51.1991 | 51.1991 | 5.5746 | 56.7737 | 179.1833 | 121.2252 | 121.2252 | 161.0219 | 18.1614 | 121.2252 | 39.7968 | 39.7968 | 179.1833 | 57.2593 | 46.7139 | 46.7139 | 46.7139 | 10.5454 | 57.2593 | 2272.6391 | 2272.6391 | 1195.1574 | 1195.1574 | 206.1283 | 206.1283 | 680.761 | 680.761 | 190.5924 | 190.5924 | 505728628.2641 | 378975558.3695 | 291720719.5837 | 575575061.3158 | 1752 | 24.4716 | 5712223.0777 | 337262.3811 | 424.0118 | 1009.5061 | 27 | 608 | 922.3846 | 152 | 38 | 0.89886
2116 | 772.5812 | 102.6 | 200 | 800 | 7 | 67.98% | 100 | 153.8907 | 153.3888 | 153.3888 | 1 | 153.8907 | 100 | 247.6963 | 235.2739 | 235.2739 | 235.2739 | 12.4224 | 247.6963 | 56.7651 | 51.1905 | 51.1905 | 51.1905 | 5.5746 | 56.7651 | 182.4365 | 124.3389 | 124.3389 | 164.1114 | 18.3251 | 124.3389 | 39.7725 | 39.7725 | 182.4365 | 56.6256 | 46.1776 | 46.1776 | 46.1776 | 10.448 | 56.6256 | 2357.6143 | 2357.6143 | 1280.3123 | 1280.3123 | 206.0939 | 206.0939 | 680.6475 | 680.6475 | 190.5606 | 190.5606 | 517638489.672 | 378975558.3695 | 294458408.4422 | 560927543.5163 | 1752 | 27.1361 | 5562930.6309 | 328447.8224 | 412.93 | 1081.6137 | 27 | 608 | 922.3846 | 152 | 38 | 0.9073
2117 | 824.0866 | 102.6 | 200 | 800 | 7 | 68.74% | 100 | 158.2843 | 157.7795 | 157.7795 | 1 | 158.2843 | 100 | 258.5777 | 245.6077 | 245.6077 | 245.6077 | 12.97 | 258.5777 | 56.7572 | 51.1826 | 51.1826 | 51.1826 | 5.5746 | 56.7572 | 185.441 | 127.2305 | 127.2305 | 166.9621 | 18.4789 | 127.2305 | 39.7316 | 39.7316 | 185.441 | 56.1234 | 45.7519 | 45.7519 | 45.7519 | 10.3715 | 56.1234 | 2442.5902 | 2442.5902 | 1365.455 | 1365.455 | 206.062 | 206.062 | 680.5421 | 680.5421 | 190.5311 | 190.5311 | 528645801.4358 | 378975558.3695 | 296621893.783 | 547756746.4117 | 1752 | 29.6614 | 5425298.7346 | 320321.7285 | 402.7137 | 1153.7213 | 27 | 608 | 922.3846 | 152 | 38 | 0.91396
2118 | 875.592 | 102.6 | 200 | 800 | 7 | 69.4% | 100 | 162.7131 | 162.1898 | 162.1898 | 1 | 162.7131 | 100 | 269.5316 | 256.0103 | 256.0103 | 256.0103 | 13.5213 | 269.5316 | 56.7498 | 51.1752 | 51.1752 | 51.1752 | 5.5746 | 56.7498 | 188.2534 | 129.9539 | 129.9539 | 169.6286 | 18.6248 | 129.9539 | 39.6747 | 39.6747 | 188.2534 | 55.686 | 45.3806 | 45.3806 | 45.3806 | 10.3054 | 55.686 | 2527.5666 | 2527.5666 | 1450.5867 | 1450.5867 | 206.0323 | 206.0323 | 680.444 | 680.444 | 190.5036 | 190.5036 | 538364899.7213 | 378975558.3695 | 298595472.988 | 536064070.8335 | 1752 | 32.0632 | 5304796.6829 | 313207.0188 | 393.769 | 1225.8288 | 27 | 608 | 922.3846 | 152 | 38 | 0.92005
2119 | 927.0974 | 102.6 | 200 | 800 | 7 | 70% | 100 | 167.1966 | 166.6599 | 166.6599 | 1 | 167.1966 | 100 | 280.6619 | 266.5804 | 266.5804 | 266.5804 | 14.0814 | 280.6619 | 56.7429 | 51.1683 | 51.1683 | 51.1683 | 5.5746 | 56.7429 | 190.9349 | 132.5005 | 132.5005 | 172.1736 | 18.7613 | 132.5005 | 39.6731 | 39.6731 | 190.9349 | 55.2776 | 45.0345 | 45.0345 | 45.0345 | 10.2431 | 55.2776 | 2612.5435 | 2612.5435 | 1535.7086 | 1535.7086 | 206.0046 | 206.0046 | 680.3524 | 680.3524 | 190.478 | 190.478 | 546974326.4398 | 378975558.3695 | 300409151.6324 | 525640899.344 | 1751.9999 | 34.3344 | 5202332.5861 | 307157.3101 | 386.1632 | 1297.9364 | 27 | 608 | 922.3846 | 152 | 38 | 0.92563
2120 | 978.6028 | 102.6 | 200 | 800 | 7 | 70.55% | 100 | 171.7167 | 171.1643 | 171.1643 | 1 | 171.7167 | 100 | 291.8507 | 277.2061 | 277.2061 | 277.2061 | 14.6445 | 291.8507 | 56.7365 | 51.1619 | 51.1619 | 51.1619 | 5.5746 | 56.7365 | 193.4822 | 134.9009 | 134.9009 | 174.5909 | 18.8913 | 134.9009 | 39.6899 | 39.6899 | 193.4822 | 54.921 | 44.7328 | 44.7328 | 44.7328 | 10.1881 | 54.921 | 2697.5209 | 2697.5209 | 1620.8216 | 1620.8216 | 205.9786 | 205.9786 | 680.2667 | 680.2667 | 190.454 | 190.454 | 554881693.3832 | 378975558.3695 | 302108073.3103 | 516034627.1735 | 1752 | 36.4833 | 5112765.8516 | 301869.0905 | 379.5148 | 1370.044 | 27 | 608 | 922.3846 | 152 | 38 | 0.93087
2121 | 1030.1083 | 102.6 | 200 | 800 | 7 | 71.04% | 100 | 176.2506 | 175.6915 | 175.6915 | 1 | 176.2506 | 100 | 303.1268 | 287.9148 | 287.9148 | 287.9148 | 15.2121 | 303.1268 | 56.7304 | 51.1558 | 51.1558 | 51.1558 | 5.5746 | 56.7304 | 195.8578 | 137.1761 | 137.1761 | 176.8455 | 19.0123 | 137.1761 | 39.6694 | 39.6694 | 195.8578 | 54.5896 | 44.4539 | 44.4539 | 44.4539 | 10.1357 | 54.5896 | 2782.4987 | 2782.4987 | 1705.9265 | 1705.9265 | 205.9543 | 205.9543 | 680.1863 | 680.1863 | 190.4315 | 190.4315 | 562050403.3255 | 378975558.3695 | 303650205.9951 | 507323832.3099 | 1752 | 38.5093 | 5017406.0461 | 296238.8351 | 372.4363 | 1442.1516 | 27 | 608 | 922.3846 | 152 | 38 | 0.93562
2122 | 51.5054 | 152 | 200 | 800 | 7 | 41.62% | 100 | 107.9886 | 108.005 | 108.005 | 1 | 107.9886 | 100 | 141.0906 | 134.041 | 134.041 | 134.041 | 7.0496 | 141.0906 | 56.9662 | 51.3916 | 51.3916 | 51.3916 | 5.5746 | 56.9662 | 128.9568 | 70.1715 | 70.1715 | 112.6915 | 16.2653 | 70.1715 | 42.52 | 42.52 | 128.9568 | 156.9293 | 128.7495 | 128.7495 | 128.7495 | 28.1798 | 156.9293 | 1266.844 | 1266.844 | 85.6895 | 85.6895 | 306.5238 | 306.5238 | 683.3215 | 683.3215 | 191.3093 | 191.3093 | 61949583.4597 | 561445271.6585 | 105799487.1165 | 1022805657.7653 | 1752 | 0.0035927 | 10853835.1874 | 640834.619 | 805.6678 | 72.1076 | 40 | 608 | 922.3846 | 152 | 38 | 0.3273
2123 | 154.5162 | 152 | 200 | 800 | 7 | 50.21% | 100 | 112.4245 | 112.4129 | 112.4129 | 1 | 112.4245 | 100 | 162.6684 | 154.5328 | 154.5328 | 154.5328 | 8.1356 | 162.6684 | 56.9139 | 51.3393 | 51.3393 | 51.3393 | 5.5746 | 56.9139 | 139.5222 | 81.5911 | 81.5911 | 123.0293 | 16.4929 | 81.5911 | 41.4382 | 41.4382 | 139.5222 | 108.8245 | 89.4642 | 89.4642 | 89.4642 | 19.3603 | 108.8245 | 1436.7586 | 1436.7586 | 256.8067 | 256.8067 | 306.2117 | 306.2117 | 682.6257 | 682.6257 | 191.1145 | 191.1145 | 160753558.7629 | 561445271.6585 | 157544931.3218 | 872256238.2567 | 1752 | 0.06462 | 9012230.0578 | 532102.1479 | 668.9676 | 216.3227 | 40 | 608 | 922.3846 | 152 | 38 | 0.48683
2124 | 206.0217 | 152 | 200 | 800 | 7 | 54.85% | 100 | 114.7322 | 114.6074 | 114.6074 | 1 | 114.7322 | 100 | 165.6136 | 157.3274 | 157.3274 | 157.3274 | 8.2862 | 165.6136 | 56.8923 | 51.3177 | 51.3177 | 51.3177 | 5.5746 | 56.8923 | 147.6294 | 89.5076 | 89.5076 | 130.7985 | 16.8309 | 89.5076 | 41.2909 | 41.2909 | 147.6294 | 91.087 | 74.8774 | 74.8774 | 74.8774 | 16.2096 | 91.087 | 1521.7206 | 1521.7206 | 342.2649 | 342.2649 | 306.0829 | 306.0829 | 682.3386 | 682.3386 | 191.0341 | 191.0341 | 210351841.8664 | 561445271.6585 | 189124519.9032 | 791078366.5718 | 1752 | 0.35063 | 8147229.9093 | 481030.6113 | 604.7596 | 288.4303 | 40 | 608 | 922.3846 | 152 | 38 | 0.58395
2125 | 257.5271 | 152 | 200 | 800 | 7 | 59.1% | 100 | 117.2487 | 116.9972 | 116.9972 | 1 | 117.2487 | 100 | 168.0722 | 159.6599 | 159.6599 | 159.6599 | 8.4122 | 168.0722 | 56.8731 | 51.2985 | 51.2985 | 51.2985 | 5.5746 | 56.8731 | 156.8264 | 98.3599 | 98.3599 | 139.5724 | 17.254 | 98.3599 | 41.2125 | 41.2125 | 156.8264 | 79.8507 | 65.5927 | 65.5927 | 65.5927 | 14.2579 | 79.8507 | 1606.6849 | 1606.6849 | 427.6709 | 427.6709 | 305.9683 | 305.9683 | 682.0831 | 682.0831 | 190.9626 | 190.9626 | 258708435.6859 | 561445271.6585 | 215285357.6553 | 716560935.0003 | 1752 | 1.2517 | 7354890.1923 | 434249.1086 | 545.9451 | 360.5379 | 40 | 608 | 922.3846 | 152 | 38 | 0.66458
2126 | 309.0325 | 152 | 200 | 800 | 7 | 62.63% | 100 | 120.0897 | 119.7258 | 119.7258 | 1 | 120.0897 | 100 | 172.6679 | 164.0229 | 164.0229 | 164.0229 | 8.645 | 172.6679 | 56.8559 | 51.2813 | 51.2813 | 51.2813 | 5.5746 | 56.8559 | 166.0331 | 107.2915 | 107.2915 | 148.3369 | 17.6962 | 107.2915 | 41.0454 | 41.0454 | 166.0331 | 72.9874 | 59.9023 | 59.9023 | 59.9023 | 13.0851 | 72.9874 | 1691.6513 | 1691.6513 | 513.0329 | 513.0329 | 305.8657 | 305.8657 | 681.8543 | 681.8543 | 190.8985 | 190.8985 | 301126370.3554 | 561445271.6585 | 234630551.1029 | 654797716.1152 | 1751.9999 | 2.9697 | 6699980.0341 | 395581.7532 | 497.3319 | 432.6455 | 40 | 608 | 922.3846 | 152 | 38 | 0.72398
2127 | 360.5379 | 152 | 200 | 800 | 7 | 65.47% | 100 | 123.3486 | 122.89 | 122.89 | 1 | 123.3486 | 100 | 179.7868 | 170.7828 | 170.7828 | 170.7828 | 9.004 | 179.7868 | 56.8404 | 51.2658 | 51.2658 | 51.2658 | 5.5746 | 56.8404 | 174.9304 | 115.7849 | 115.7849 | 156.8061 | 18.1243 | 115.7849 | 41.0212 | 41.0212 | 174.9304 | 68.4852 | 56.1528 | 56.1528 | 56.1528 | 12.3324 | 68.4852 | 1776.6195 | 1776.6195 | 598.3574 | 598.3574 | 305.7732 | 305.7732 | 681.6481 | 681.6481 | 190.8408 | 190.8408 | 336560491.5598 | 561445271.6585 | 249030649.9702 | 604963586.8115 | 1752 | 5.3381 | 6190122.6149 | 365478.6349 | 459.4857 | 504.753 | 40 | 608 | 922.3846 | 152 | 38 | 0.76814
2128 | 412.0433 | 152 | 200 | 800 | 7 | 67.74% | 100 | 126.8762 | 126.3419 | 126.3419 | 1 | 126.8762 | 100 | 188.5669 | 179.1207 | 179.1207 | 179.1207 | 9.4462 | 188.5669 | 56.8263 | 51.2517 | 51.2517 | 51.2517 | 5.5746 | 56.8263 | 183.1316 | 123.7027 | 123.7027 | 164.6083 | 18.5233 | 123.7027 | 40.9057 | 40.9057 | 183.1316 | 65.4518 | 53.6266 | 53.6266 | 53.6266 | 11.8252 | 65.4518 | 1861.5891 | 1861.5891 | 683.6498 | 683.6498 | 305.6894 | 305.6894 | 681.4614 | 681.4614 | 190.7885 | 190.7885 | 365647800.1862 | 561445271.6585 | 259767730.6388 | 565139197.5165 | 1752 | 8.1325 | 5766266.2232 | 340453.2089 | 428.0234 | 576.8606 | 40 | 608 | 922.3846 | 152 | 38 | 0.80102
2129 | 463.5487 | 152 | 200 | 800 | 7 | 69.65% | 100 | 130.6083 | 130.0148 | 130.0148 | 1 | 130.6083 | 100 | 198.2875 | 188.3521 | 188.3521 | 188.3521 | 9.9355 | 198.2875 | 56.8136 | 51.239 | 51.239 | 51.239 | 5.5746 | 56.8136 | 190.9207 | 131.2027 | 131.2027 | 172.0155 | 18.9052 | 131.2027 | 40.8128 | 40.8128 | 190.9207 | 63.1095 | 51.661 | 51.661 | 51.661 | 11.4486 | 63.1095 | 1946.56 | 1946.56 | 768.9143 | 768.9143 | 305.6133 | 305.6133 | 681.2916 | 681.2916 | 190.7409 | 190.7409 | 390572159.9557 | 561445271.6585 | 268290919.4783 | 531691648.9075 | 1752 | 11.0887 | 5411449.1819 | 319504.02 | 401.6857 | 648.9682 | 40 | 608 | 922.3846 | 152 | 38 | 0.82707
2130 | 515.0541 | 152 | 200 | 800 | 7 | 71.2% | 100 | 134.524 | 133.8939 | 133.8939 | 1 | 134.524 | 100 | 208.6248 | 198.1691 | 198.1691 | 198.1691 | 10.4557 | 208.6248 | 56.8019 | 51.2273 | 51.2273 | 51.2273 | 5.5746 | 56.8019 | 198.0885 | 138.1072 | 138.1072 | 178.8322 | 19.2562 | 138.1072 | 40.725 | 40.725 | 198.0885 | 61.4516 | 50.2609 | 50.2609 | 50.2609 | 11.1907 | 61.4516 | 2031.5321 | 2031.5321 | 854.1546 | 854.1546 | 305.5436 | 305.5436 | 681.1364 | 681.1364 | 190.6975 | 190.6975 | 411677093.5795 | 561445271.6585 | 274316839.8058 | 504560798.5885 | 1752 | 14.1579 | 5124674.4342 | 302572.1998 | 380.3987 | 721.0758 | 40 | 608 | 922.3846 | 152 | 38 | 0.84543
2131 | 566.5595 | 152 | 200 | 800 | 7 | 72.51% | 100 | 138.5771 | 137.8947 | 137.8947 | 1 | 138.5771 | 100 | 219.6267 | 208.6174 | 208.6174 | 208.6174 | 11.0093 | 219.6267 | 56.7912 | 51.2166 | 51.2166 | 51.2166 | 5.5746 | 56.7912 | 204.614 | 144.434 | 144.434 | 185.0344 | 19.5796 | 144.434 | 40.6003 | 40.6003 | 204.614 | 60.1876 | 49.1917 | 49.1917 | 49.1917 | 10.9959 | 60.1876 | 2116.5051 | 2116.5051 | 939.3737 | 939.3737 | 305.4798 | 305.4798 | 680.994 | 680.994 | 190.6576 | 190.6576 | 429566834.6621 | 561445271.6585 | 279358854.2723 | 481629026.2906 | 1752 | 17.2034 | 4867725.2749 | 287401.3488 | 361.3257 | 793.1834 | 40 | 608 | 922.3846 | 152 | 38 | 0.86077
2132 | 618.065 | 152 | 200 | 800 | 7 | 73.56% | 100 | 142.7622 | 142.0561 | 142.0561 | 1 | 142.7622 | 100 | 231.3035 | 219.7068 | 219.7068 | 219.7068 | 11.5967 | 231.3035 | 56.7813 | 51.2067 | 51.2067 | 51.2067 | 5.5746 | 56.7813 | 210.5298 | 150.1579 | 150.1579 | 190.6615 | 19.8683 | 150.1579 | 40.5035 | 40.5035 | 210.5298 | 59.1857 | 48.3459 | 48.3459 | 48.3459 | 10.8397 | 59.1857 | 2201.479 | 2201.479 | 1024.5741 | 1024.5741 | 305.421 | 305.421 | 680.863 | 680.863 | 190.621 | 190.621 | 444104820.0499 | 561445271.6585 | 283263510.1795 | 463186310.9902 | 1751.9999 | 20.2159 | 4680227.9628 | 276331.0896 | 347.408 | 865.2909 | 40 | 608 | 922.3846 | 152 | 38 | 0.8728
2133 | 669.5704 | 152 | 200 | 800 | 7 | 74.49% | 100 | 147.0487 | 146.3114 | 146.3114 | 1 | 147.0487 | 100 | 243.262 | 231.0637 | 231.0637 | 231.0637 | 12.1984 | 243.262 | 56.7722 | 51.1976 | 51.1976 | 51.1976 | 5.5746 | 56.7722 | 215.974 | 155.3947 | 155.3947 | 195.8406 | 20.1335 | 155.3947 | 40.4458 | 40.4458 | 215.974 | 58.4126 | 47.6915 | 47.6915 | 47.6915 | 10.7211 | 58.4126 | 2286.4537 | 2286.4537 | 1109.758 | 1109.758 | 305.3667 | 305.3667 | 680.7419 | 680.7419 | 190.5871 | 190.5871 | 457161144.2105 | 561445271.6585 | 286496693.7877 | 446896904.99 | 1752 | 23.1026 | 4503298.7408 | 265884.794 | 334.2747 | 937.3985 | 40 | 608 | 922.3846 | 152 | 38 | 0.88277
2134 | 721.0758 | 152 | 200 | 800 | 7 | 75.3% | 100 | 151.3816 | 150.619 | 150.619 | 1 | 151.3816 | 100 | 255.3769 | 242.5691 | 242.5691 | 242.5691 | 12.8079 | 255.3769 | 56.7638 | 51.1892 | 51.1892 | 51.1892 | 5.5746 | 56.7638 | 221.0793 | 160.354 | 160.354 | 200.6903 | 20.389 | 160.354 | 40.3363 | 40.3363 | 221.0793 | 57.7355 | 47.1187 | 47.1187 | 47.1187 | 10.6168 | 57.7355 | 2371.429 | 2371.429 | 1194.9271 | 1194.9271 | 305.3164 | 305.3164 | 680.6298 | 680.6298 | 190.5557 | 190.5557 | 468494973.2904 | 561445271.6585 | 289331239.8169 | 432728520.2292 | 1752 | 25.8589 | 4347060.485 | 256660.1392 | 322.6773 | 1009.5061 | 40 | 608 | 922.3846 | 152 | 38 | 0.8915
2135 | 772.5812 | 152 | 200 | 800 | 7 | 76.01% | 100 | 155.7705 | 154.9964 | 154.9964 | 1 | 155.7705 | 100 | 267.7118 | 254.2834 | 254.2834 | 254.2834 | 13.4284 | 267.7118 | 56.756 | 51.1814 | 51.1814 | 51.1814 | 5.5746 | 56.756 | 225.8647 | 165.0025 | 165.0025 | 205.2375 | 20.6272 | 165.0025 | 40.2349 | 40.2349 | 225.8647 | 57.133 | 46.6097 | 46.6097 | 46.6097 | 10.5233 | 57.133 | 2456.405 | 2456.405 | 1280.0831 | 1280.0831 | 305.2697 | 305.2697 | 680.5257 | 680.5257 | 190.5265 | 190.5265 | 478460553.6079 | 561445271.6585 | 291812758.0485 | 420281339.6313 | 1751.9999 | 28.482 | 4218368.4051 | 249061.872 | 313.1247 | 1081.6137 | 40 | 608 | 922.3846 | 152 | 38 | 0.89915
2136 | 824.0866 | 152 | 200 | 800 | 7 | 76.65% | 100 | 160.2241 | 159.4379 | 159.4379 | 1 | 160.2241 | 100 | 280.0785 | 266.0279 | 266.0279 | 266.0279 | 14.0507 | 280.0785 | 56.7487 | 51.1741 | 51.1741 | 51.1741 | 5.5746 | 56.7487 | 230.3825 | 169.3321 | 169.3321 | 209.5285 | 20.854 | 169.3321 | 40.1964 | 40.1964 | 230.3825 | 56.6623 | 46.2112 | 46.2112 | 46.2112 | 10.4511 | 56.6623 | 2541.3815 | 2541.3815 | 1365.2273 | 1365.2273 | 305.2262 | 305.2262 | 680.4286 | 680.4286 | 190.4994 | 190.4994 | 487702893.9222 | 561445271.6585 | 293840451.7164 | 409011338.478 | 1752 | 30.9647 | 4101873.6464 | 242183.7618 | 304.4774 | 1153.7213 | 40 | 608 | 922.3846 | 152 | 38 | 0.90539
2137 | 875.592 | 152 | 200 | 800 | 7 | 77.23% | 100 | 164.7244 | 163.9045 | 163.9045 | 1 | 164.7244 | 100 | 292.4658 | 277.7919 | 277.7919 | 277.7919 | 14.674 | 292.4658 | 56.7418 | 51.1672 | 51.1672 | 51.1672 | 5.5746 | 56.7418 | 234.7394 | 173.4548 | 173.4548 | 213.6692 | 21.0702 | 173.4548 | 40.2144 | 40.2144 | 234.7394 | 56.2539 | 45.8654 | 45.8654 | 45.8654 | 10.3885 | 56.2539 | 2626.3585 | 2626.3585 | 1450.3609 | 1450.3609 | 305.1855 | 305.1855 | 680.338 | 680.338 | 190.474 | 190.474 | 495817788.6241 | 561445271.6585 | 295758287.2656 | 398978652.4518 | 1752 | 33.3128 | 4005271.9739 | 236480.1838 | 297.3068 | 1225.8288 | 40 | 608 | 922.3846 | 152 | 38 | 0.9113
2138 | 927.0974 | 152 | 200 | 800 | 7 | 77.73% | 100 | 169.2471 | 168.418 | 168.418 | 1 | 169.2471 | 100 | 304.9546 | 289.6522 | 289.6522 | 289.6522 | 15.3024 | 304.9546 | 56.7355 | 51.1609 | 51.1609 | 51.1609 | 5.5746 | 56.7355 | 238.7935 | 177.3296 | 177.3296 | 217.5234 | 21.2701 | 177.3296 | 40.1938 | 40.1938 | 238.7935 | 55.8942 | 45.5609 | 45.5609 | 45.5609 | 10.3333 | 55.8942 | 2711.3359 | 2711.3359 | 1535.4849 | 1535.4849 | 305.1475 | 305.1475 | 680.2533 | 680.2533 | 190.4503 | 190.4503 | 503098089.8084 | 561445271.6585 | 297255681.5724 | 390200903.2751 | 1751.9999 | 35.5355 | 3907484.0138 | 230706.5647 | 290.0481 | 1297.9364 | 40 | 608 | 922.3846 | 152 | 38 | 0.91592
2139 | 978.6028 | 152 | 200 | 800 | 7 | 78.19% | 100 | 173.7823 | 172.9271 | 172.9271 | 1 | 173.7823 | 100 | 317.6049 | 301.6659 | 301.6659 | 301.6659 | 15.9389 | 317.6049 | 56.7295 | 51.1549 | 51.1549 | 51.1549 | 5.5746 | 56.7295 | 242.5568 | 180.9894 | 180.9894 | 221.0991 | 21.4577 | 180.9894 | 40.1096 | 40.1096 | 242.5568 | 55.5477 | 45.2688 | 45.2688 | 45.2688 | 10.2789 | 55.5477 | 2796.3138 | 2796.3138 | 1620.6002 | 1620.6002 | 305.1118 | 305.1118 | 680.1738 | 680.1738 | 190.428 | 190.428 | 509529000.0752 | 561445271.6585 | 298907689.407 | 382117951.4341 | 1751.9999 | 37.6301 | 3817345.2435 | 225384.5708 | 283.3572 | 1370.044 | 40 | 608 | 922.3846 | 152 | 38 | 0.92101
2140 | 1030.1083 | 152 | 200 | 800 | 7 | 78.61% | 100 | 178.3479 | 177.4776 | 177.4776 | 1 | 178.3479 | 100 | 330.3215 | 313.7427 | 313.7427 | 313.7427 | 16.5788 | 330.3215 | 56.7239 | 51.1493 | 51.1493 | 51.1493 | 5.5746 | 56.7239 | 246.1377 | 184.4466 | 184.4466 | 224.5001 | 21.6375 | 184.4466 | 40.0535 | 40.0535 | 246.1377 | 55.2329 | 45.0031 | 45.0031 | 45.0031 | 10.2299 | 55.2329 | 2881.292 | 2881.292 | 1705.7075 | 1705.7075 | 305.0783 | 305.0783 | 680.099 | 680.099 | 190.4071 | 190.4071 | 515433414.0571 | 561445271.6585 | 300349299.2449 | 374772015.0394 | 1752 | 39.6135 | 3743735.9292 | 221038.5128 | 277.8932 | 1442.1516 | 40 | 608 | 922.3846 | 152 | 38 | 0.92545
2141 | 20.6022 | 201.4 | 200 | 800 | 7 | 51.67% | 100 | 107.6179 | 107.6032 | 107.6032 | 1 | 107.6179 | 100 | 128.1913 | 121.7843 | 121.7843 | 121.7843 | 6.407 | 128.1913 | 56.9501 | 51.3755 | 51.3755 | 51.3755 | 5.5746 | 56.9501 | 148.7254 | 84.7858 | 84.7858 | 130.7179 | 18.0075 | 84.7858 | 45.9321 | 45.9321 | 148.7254 | 124.7621 | 102.5134 | 102.5134 | 102.5134 | 22.2487 | 124.7621 | 1314.6372 | 1314.6372 | 34.265 | 34.265 | 406.0164 | 406.0164 | 683.1067 | 683.1067 | 191.2491 | 191.2491 | 27233812.9984 | 743914984.9475 | 134114503.4418 | 846736698.6123 | 1752 | 0.0034529 | 9720484.1225 | 573919.0463 | 721.5405 | 28.843 | 53 | 608 | 922.3846 | 152 | 38 | 0.41477
2142 | 51.5054 | 201.4 | 200 | 800 | 7 | 53.79% | 100 | 108.9194 | 108.8909 | 108.8909 | 1 | 108.9194 | 100 | 133.6779 | 126.9947 | 126.9947 | 126.9947 | 6.6832 | 133.6779 | 56.9341 | 51.3595 | 51.3595 | 51.3595 | 5.5746 | 56.9341 | 151.8651 | 88.5079 | 88.5079 | 133.8825 | 17.9826 | 88.5079 | 45.3745 | 45.3745 | 151.8651 | 125.7275 | 103.2975 | 103.2975 | 103.2975 | 22.43 | 125.7275 | 1365.6114 | 1365.6114 | 85.636 | 85.636 | 405.8906 | 405.8906 | 682.895 | 682.895 | 191.1898 | 191.1898 | 65233233.8113 | 743914984.9475 | 133290276.95 | 809561504.2912 | 1752 | 0.01671 | 9171213.8621 | 541488.906 | 680.7687 | 72.1076 | 53 | 608 | 922.3846 | 152 | 38 | 0.41225
2143 | 154.5162 | 201.4 | 200 | 800 | 7 | 61.68% | 100 | 113.3154 | 113.1445 | 113.1445 | 1 | 113.3154 | 100 | 153.7347 | 146.0424 | 146.0424 | 146.0424 | 7.6923 | 153.7347 | 56.889 | 51.3144 | 51.3144 | 51.3144 | 5.5746 | 56.889 | 167.9784 | 105.7123 | 105.7123 | 149.5761 | 18.4023 | 105.7123 | 43.8638 | 43.8638 | 167.9784 | 102.0471 | 83.8427 | 83.8427 | 83.8427 | 18.2043 | 102.0471 | 1535.5333 | 1535.5333 | 256.6823 | 256.6823 | 405.534 | 405.534 | 682.2951 | 682.2951 | 191.0219 | 191.0219 | 169649352.7703 | 743914984.9475 | 167014225.6856 | 671421393.9803 | 1752 | 0.43323 | 7345770.8767 | 433710.6838 | 545.2682 | 216.3227 | 53 | 608 | 922.3846 | 152 | 38 | 0.51585
2144 | 206.0217 | 201.4 | 200 | 800 | 7 | 65.6% | 100 | 115.7775 | 115.472 | 115.472 | 1 | 115.7775 | 100 | 161.3515 | 153.2752 | 153.2752 | 153.2752 | 8.0763 | 161.3515 | 56.8702 | 51.2956 | 51.2956 | 51.2956 | 5.5746 | 56.8702 | 179.5077 | 117.1609 | 117.1609 | 160.6376 | 18.87 | 117.1609 | 43.4767 | 43.4767 | 179.5077 | 89.8866 | 73.8373 | 73.8373 | 73.8373 | 16.0493 | 89.8866 | 1620.498 | 1620.498 | 342.1172 | 342.1172 | 405.3849 | 405.3849 | 682.0442 | 682.0442 | 190.9517 | 190.9517 | 215209041.8098 | 743914984.9475 | 190258715.6971 | 602617257.5456 | 1752 | 1.1904 | 6531293.5309 | 385622.1261 | 484.8105 | 288.4303 | 53 | 608 | 922.3846 | 152 | 38 | 0.58755
2145 | 257.5271 | 201.4 | 200 | 800 | 7 | 69.03% | 100 | 118.5088 | 118.0726 | 118.0726 | 1 | 118.5088 | 100 | 168.6665 | 160.2215 | 160.2215 | 160.2215 | 8.4451 | 168.6665 | 56.8532 | 51.2786 | 51.2786 | 51.2786 | 5.5746 | 56.8532 | 191.9942 | 129.5052 | 129.5052 | 172.5657 | 19.4285 | 129.5052 | 43.0605 | 43.0605 | 191.9942 | 81.7914 | 67.1286 | 67.1286 | 67.1286 | 14.6628 | 81.7914 | 1705.4647 | 1705.4647 | 427.5055 | 427.5055 | 405.2512 | 405.2512 | 681.8193 | 681.8193 | 190.8887 | 190.8887 | 256880672.0241 | 743914984.9475 | 208568433.9726 | 542635909.0557 | 1752 | 2.7018 | 5833857.2051 | 344443.9311 | 433.0406 | 360.5379 | 53 | 608 | 922.3846 | 152 | 38 | 0.64377
2146 | 309.0325 | 201.4 | 200 | 800 | 7 | 71.91% | 100 | 121.617 | 121.0606 | 121.0606 | 1 | 121.617 | 100 | 177.8259 | 168.9197 | 168.9197 | 168.9197 | 8.9062 | 177.8259 | 56.838 | 51.2634 | 51.2634 | 51.2634 | 5.5746 | 56.838 | 205.1935 | 142.3056 | 142.3056 | 185.1559 | 20.0376 | 142.3056 | 42.8503 | 42.8503 | 205.1935 | 75.7711 | 62.1406 | 62.1406 | 62.1406 | 13.6305 | 75.7711 | 1790.4331 | 1790.4331 | 512.854 | 512.854 | 405.1307 | 405.1307 | 681.6165 | 681.6165 | 190.8319 | 190.8319 | 291404309.4654 | 743914984.9475 | 224550866.9072 | 492129838.6798 | 1752 | 4.8222 | 5259485.0444 | 310531.7187 | 390.4056 | 432.6455 | 53 | 608 | 922.3846 | 152 | 38 | 0.69281
2147 | 360.5379 | 201.4 | 200 | 800 | 7 | 74.22% | 100 | 125.0713 | 124.3929 | 124.3929 | 1 | 125.0713 | 100 | 188.5214 | 179.0771 | 179.0771 | 179.0771 | 9.4443 | 188.5214 | 56.8242 | 51.2496 | 51.2496 | 51.2496 | 5.5746 | 56.8242 | 217.763 | 154.4619 | 154.4619 | 197.1242 | 20.6388 | 154.4619 | 42.6624 | 42.6624 | 217.763 | 71.8106 | 58.8434 | 58.8434 | 58.8434 | 12.9672 | 71.8106 | 1875.403 | 1875.403 | 598.1684 | 598.1684 | 405.0215 | 405.0215 | 681.4327 | 681.4327 | 190.7805 | 190.7805 | 319995471.8982 | 743914984.9475 | 236394564.0924 | 451694979.0619 | 1752 | 7.4844 | 4799751.5625 | 283388.0293 | 356.2801 | 504.753 | 53 | 608 | 922.3846 | 152 | 38 | 0.7291
2148 | 412.0433 | 201.4 | 200 | 800 | 7 | 76.05% | 100 | 128.7568 | 128.0369 | 128.0369 | 1 | 128.7568 | 100 | 200.131 | 190.1027 | 190.1027 | 190.1027 | 10.0282 | 200.131 | 56.8116 | 51.237 | 51.237 | 51.237 | 5.5746 | 56.8116 | 229.7023 | 166.0485 | 166.0485 | 208.4868 | 21.2154 | 166.0485 | 42.4383 | 42.4383 | 229.7023 | 68.977 | 56.4737 | 56.4737 | 56.4737 | 12.5033 | 68.977 | 1960.3741 | 1960.3741 | 683.4531 | 683.4531 | 404.922 | 404.922 | 681.2654 | 681.2654 | 190.7336 | 190.7336 | 343800581.8388 | 743914984.9475 | 244735097.6361 | 419549204.3368 | 1751.9999 | 10.4647 | 4434242.6072 | 261807.566 | 329.1488 | 576.8606 | 53 | 608 | 922.3846 | 152 | 38 | 0.75459
2149 | 463.5487 | 201.4 | 200 | 800 | 7 | 77.58% | 100 | 132.6161 | 131.8352 | 131.8352 | 1 | 132.6161 | 100 | 212.6913 | 202.0314 | 202.0314 | 202.0314 | 10.6599 | 212.6913 | 56.8001 | 51.2255 | 51.2255 | 51.2255 | 5.5746 | 56.8001 | 240.9155 | 177.0019 | 177.0019 | 219.168 | 21.7475 | 177.0019 | 42.1661 | 42.1661 | 240.9155 | 66.7322 | 54.5897 | 54.5897 | 54.5897 | 12.1425 | 66.7322 | 2045.3463 | 2045.3463 | 768.7121 | 768.7121 | 404.8311 | 404.8311 | 681.1124 | 681.1124 | 190.6908 | 190.6908 | 363256494.6867 | 743914984.9475 | 251974640.91 | 392853833.5844 | 1752 | 13.4911 | 4124238.1535 | 243504.2121 | 306.1375 | 648.9682 | 53 | 608 | 922.3846 | 152 | 38 | 0.77669
2150 | 515.0541 | 201.4 | 200 | 800 | 7 | 78.82% | 100 | 136.6621 | 135.8554 | 135.8554 | 1 | 136.6621 | 100 | 225.6864 | 214.373 | 214.373 | 214.373 | 11.3134 | 225.6864 | 56.7895 | 51.2149 | 51.2149 | 51.2149 | 5.5746 | 56.7895 | 251.3774 | 187.172 | 187.172 | 229.1279 | 22.2495 | 187.172 | 41.9559 | 41.9559 | 251.3774 | 65.1787 | 53.2922 | 53.2922 | 53.2922 | 11.8865 | 65.1787 | 2130.3195 | 2130.3195 | 853.9484 | 853.9484 | 404.7476 | 404.7476 | 680.972 | 680.972 | 190.6515 | 190.6515 | 379804897.6931 | 743914984.9475 | 257145671.3387 | 371134534.9545 | 1752.0001 | 16.5774 | 3876095.3085 | 228853.3055 | 287.7181 | 721.0758 | 53 | 608 | 922.3846 | 152 | 38 | 0.79241
2151 | 566.5595 | 201.4 | 200 | 800 | 7 | 79.79% | 100 | 140.86 | 140.0316 | 140.0316 | 1 | 140.86 | 100 | 239.2563 | 227.2605 | 227.2605 | 227.2605 | 11.9958 | 239.2563 | 56.7798 | 51.2052 | 51.2052 | 51.2052 | 5.5746 | 56.7798 | 260.4913 | 196.0374 | 196.0374 | 237.8068 | 22.6845 | 196.0374 | 41.7694 | 41.7694 | 260.4913 | 64.1403 | 52.4109 | 52.4109 | 52.4109 | 11.7293 | 64.1403 | 2215.2935 | 2215.2935 | 939.1649 | 939.1649 | 404.6707 | 404.6707 | 680.8426 | 680.8426 | 190.6153 | 190.6153 | 393571524.2581 | 743914984.9475 | 260471770.8541 | 354041673.1572 | 1752 | 19.6523 | 3691411.1402 | 217949.1406 | 274.0092 | 793.1834 | 53 | 608 | 922.3846 | 152 | 38 | 0.80258
2152 | 618.065 | 201.4 | 200 | 800 | 7 | 80.64% | 100 | 145.1743 | 144.2899 | 144.2899 | 1 | 145.1743 | 100 | 253.0271 | 240.3387 | 240.3387 | 240.3387 | 12.6884 | 253.0271 | 56.7708 | 51.1962 | 51.1962 | 51.1962 | 5.5746 | 56.7708 | 269.006 | 204.2223 | 204.2223 | 245.916 | 23.09 | 204.2223 | 41.6937 | 41.6937 | 269.006 | 63.38 | 51.7656 | 51.7656 | 51.7656 | 11.6144 | 63.38 | 2300.2683 | 2300.2683 | 1024.3637 | 1024.3637 | 404.5997 | 404.5997 | 680.7231 | 680.7231 | 190.5818 | 190.5818 | 405585880.5017 | 743914984.9475 | 263278169.6469 | 339220967.7695 | 1752 | 22.5977 | 3522054.5724 | 207949.9514 | 261.4381 | 865.2909 | 53 | 608 | 922.3846 | 152 | 38 | 0.81122
2153 | 669.5704 | 201.4 | 200 | 800 | 7 | 81.35% | 100 | 149.53 | 148.6398 | 148.6398 | 1 | 149.53 | 100 | 266.8817 | 253.4965 | 253.4965 | 253.4965 | 13.3852 | 266.8817 | 56.7625 | 51.1879 | 51.1879 | 51.1879 | 5.5746 | 56.7625 | 276.8926 | 211.9292 | 211.9292 | 253.4228 | 23.4698 | 211.9292 | 41.4936 | 41.4936 | 276.8926 | 62.7937 | 51.2695 | 51.2695 | 51.2695 | 11.5242 | 62.7937 | 2385.2438 | 2385.2438 | 1109.5467 | 1109.5467 | 404.5339 | 404.5339 | 680.6124 | 680.6124 | 190.5508 | 190.5508 | 416213425.7711 | 743914984.9475 | 265177213.5538 | 326694375.7275 | 1752 | 25.4228 | 3378458.2182 | 199471.7027 | 250.7791 | 937.3985 | 53 | 608 | 922.3846 | 152 | 38 | 0.81708
2154 | 721.0758 | 201.4 | 200 | 800 | 7 | 82.02% | 100 | 153.9371 | 152.9875 | 152.9875 | 1 | 153.9371 | 100 | 280.8843 | 266.7948 | 266.7948 | 266.7948 | 14.0895 | 280.8843 | 56.7547 | 51.1801 | 51.1801 | 51.1801 | 5.5746 | 56.7547 | 284.5308 | 219.3605 | 219.3605 | 260.6907 | 23.8401 | 219.3605 | 41.3302 | 41.3302 | 284.5308 | 62.2217 | 50.7856 | 50.7856 | 50.7856 | 11.4362 | 62.2217 | 2470.2198 | 2470.2198 | 1194.7157 | 1194.7157 | 404.4727 | 404.4727 | 680.5094 | 680.5094 | 190.522 | 190.522 | 425662257.3855 | 743914984.9475 | 267491178.5641 | 314931579.1029 | 1752 | 28.0736 | 3244926.592 | 191587.6979 | 240.8672 | 1009.5061 | 53 | 608 | 922.3846 | 152 | 38 | 0.82421
2155 | 772.5812 | 201.4 | 200 | 800 | 7 | 82.61% | 100 | 158.4072 | 157.4179 | 157.4179 | 1 | 158.4072 | 100 | 295.0118 | 280.2117 | 280.2117 | 280.2117 | 14.8001 | 295.0118 | 56.7475 | 51.1729 | 51.1729 | 51.1729 | 5.5746 | 56.7475 | 291.9793 | 226.4885 | 226.4885 | 267.779 | 24.2003 | 226.4885 | 41.2905 | 41.2905 | 291.9793 | 61.6881 | 50.3347 | 50.3347 | 50.3347 | 11.3534 | 61.6881 | 2555.1964 | 2555.1964 | 1279.8721 | 1279.8721 | 404.4157 | 404.4157 | 680.4135 | 680.4135 | 190.4951 | 190.4951 | 433919488.3738 | 743914984.9475 | 269549885.284 | 304615641.3947 | 1752 | 30.5902 | 3134517.7995 | 185068.9167 | 232.6717 | 1081.6137 | 53 | 608 | 922.3846 | 152 | 38 | 0.83055
2156 | 824.0866 | 201.4 | 200 | 800 | 7 | 83.12% | 100 | 162.904 | 161.9279 | 161.9279 | 1 | 162.904 | 100 | 309.2741 | 293.7566 | 293.7566 | 293.7566 | 15.5176 | 309.2741 | 56.7408 | 51.1662 | 51.1662 | 51.1662 | 5.5746 | 56.7408 | 298.9591 | 233.2318 | 233.2318 | 274.422 | 24.5371 | 233.2318 | 41.1903 | 41.1903 | 298.9591 | 61.2185 | 49.9393 | 49.9393 | 49.9393 | 11.2792 | 61.2185 | 2640.1735 | 2640.1735 | 1365.0172 | 1365.0172 | 404.3624 | 404.3624 | 680.3239 | 680.3239 | 190.47 | 190.47 | 441231579.7295 | 743914984.9475 | 271052237.8817 | 295801186.307 | 1752 | 32.98 | 3036577.186 | 179286.2846 | 225.4017 | 1153.7213 | 53 | 608 | 922.3846 | 152 | 38 | 0.83518
2157 | 875.592 | 201.4 | 200 | 800 | 7 | 83.54% | 100 | 167.4379 | 166.4611 | 166.4611 | 1 | 167.4379 | 100 | 323.7375 | 307.4923 | 307.4923 | 307.4923 | 16.2452 | 323.7375 | 56.7345 | 51.1599 | 51.1599 | 51.1599 | 5.5746 | 56.7345 | 305.1103 | 239.2353 | 239.2353 | 280.2747 | 24.8356 | 239.2353 | 41.0394 | 41.0394 | 305.1103 | 60.8745 | 49.6472 | 49.6472 | 49.6472 | 11.2274 | 60.8745 | 2725.151 | 2725.151 | 1450.1519 | 1450.1519 | 404.3125 | 404.3125 | 680.24 | 680.24 | 190.4465 | 190.4465 | 447472766.5497 | 743914984.9475 | 272188292.0126 | 288423965.4435 | 1752 | 35.2519 | 2949412.8337 | 174139.907 | 218.9315 | 1225.8288 | 53 | 608 | 922.3846 | 152 | 38 | 0.83868
2158 | 927.0974 | 201.4 | 200 | 800 | 7 | 83.94% | 100 | 171.9992 | 170.9999 | 170.9999 | 1 | 171.9992 | 100 | 338.1976 | 321.225 | 321.225 | 321.225 | 16.9727 | 338.1976 | 56.7285 | 51.154 | 51.154 | 51.154 | 5.5746 | 56.7285 | 311.0024 | 244.9683 | 244.9683 | 285.8805 | 25.1219 | 244.9683 | 40.9122 | 40.9122 | 311.0024 | 60.5691 | 49.3869 | 49.3869 | 49.3869 | 11.1822 | 60.5691 | 2810.1289 | 2810.1289 | 1535.2773 | 1535.2773 | 404.2658 | 404.2658 | 680.1613 | 680.1613 | 190.4245 | 190.4245 | 453352569.5702 | 743914984.9475 | 273347420.8262 | 281385024.6561 | 1752 | 37.3807 | 2871961.8889 | 169567.0306 | 213.1825 | 1297.9364 | 53 | 608 | 922.3846 | 152 | 38 | 0.84225
2159 | 978.6028 | 201.4 | 200 | 800 | 7 | 84.31% | 100 | 176.594 | 175.5586 | 175.5586 | 1 | 176.594 | 100 | 352.6438 | 334.9443 | 334.9443 | 334.9443 | 17.6995 | 352.6438 | 56.723 | 51.1484 | 51.1484 | 51.1484 | 5.5746 | 56.723 | 316.7833 | 250.5091 | 250.5091 | 291.3789 | 25.4044 | 250.5091 | 40.8698 | 40.8698 | 316.7833 | 60.2887 | 49.1484 | 49.1484 | 49.1484 | 11.1403 | 60.2887 | 2895.1071 | 2895.1071 | 1620.3942 | 1620.3942 | 404.2218 | 404.2218 | 680.0873 | 680.0873 | 190.4038 | 190.4038 | 458645387.3376 | 743914984.9475 | 274509519.5967 | 274930008.6704 | 1751.9999 | 39.3934 | 2802299.4154 | 165454.0029 | 208.0115 | 1370.044 | 53 | 608 | 922.3846 | 152 | 38 | 0.84583
2160 | 1030.1083 | 201.4 | 200 | 800 | 7 | 84.66% | 100 | 181.1998 | 180.14 | 180.14 | 1 | 181.1998 | 100 | 367.0385 | 348.6148 | 348.6148 | 348.6148 | 18.4237 | 367.0385 | 56.7177 | 51.1431 | 51.1431 | 51.1431 | 5.5746 | 56.7177 | 322.4921 | 255.9869 | 255.9869 | 296.8039 | 25.6882 | 255.9869 | 40.8171 | 40.8171 | 322.4921 | 60.0129 | 48.915 | 48.915 | 48.915 | 11.0979 | 60.0129 | 2980.0857 | 2980.0857 | 1705.5034 | 1705.5034 | 404.1804 | 404.1804 | 680.0177 | 680.0177 | 190.3843 | 190.3843 | 463717147.1842 | 743914984.9475 | 275618864.5849 | 268749003.2834 | 1752 | 41.2878 | 2734137.4158 | 161429.5665 | 202.9519 | 1442.1516 | 53 | 608 | 922.3846 | 152 | 38 | 0.84925
2161 | 20.6022 | 250.8 | 200 | 800 | 7 | 62.01% | 100 | 108.4826 | 108.4079 | 108.4079 | 1 | 108.4826 | 100 | 127.7751 | 121.3853 | 121.3853 | 121.3853 | 6.3897 | 127.7751 | 58.5806 | 52.8434 | 52.8434 | 52.8434 | 5.7372 | 58.5806 | 175.7768 | 107.6223 | 107.6223 | 155.912 | 19.8648 | 107.6223 | 48.2897 | 48.2897 | 175.7768 | 105.1826 | 86.3228 | 86.3228 | 86.3228 | 18.8598 | 105.1826 | 1413.4069 | 1413.4069 | 34.2452 | 34.2452 | 505.3125 | 505.3125 | 682.711 | 682.711 | 191.1383 | 191.1383 | 27375940.5468 | 900165414.7517 | 158939308.1104 | 665519334.0306 | 1752 | 0.30004 | 8040262.1418 | 474714.9959 | 596.8195 | 28.843 | 66 | 608 | 922.3846 | 152 | 38 | 0.49132
2162 | 51.5054 | 250.8 | 200 | 800 | 7 | 64.06% | 100 | 109.8196 | 109.7119 | 109.7119 | 1 | 109.8196 | 100 | 132.3408 | 125.7211 | 125.7211 | 125.7211 | 6.6197 | 132.3408 | 58.5603 | 52.8237 | 52.8237 | 52.8237 | 5.7366 | 58.5603 | 181.1329 | 113.4939 | 113.4939 | 161.1622 | 19.9706 | 113.4939 | 47.6684 | 47.6684 | 181.1329 | 107.0242 | 87.8093 | 87.8093 | 87.8093 | 19.2149 | 107.0242 | 1464.3833 | 1464.3833 | 85.59 | 85.59 | 505.1774 | 505.1774 | 682.5286 | 682.5286 | 191.0873 | 191.0873 | 65995971.1357 | 900234047.771 | 156060388.1044 | 629709609.139 | 1752 | 0.54494 | 7505718.1834 | 443154.3293 | 557.1409 | 72.1076 | 66 | 608 | 922.3846 | 152 | 38 | 0.48245
2163 | 154.5162 | 250.8 | 200 | 800 | 7 | 70.87% | 100 | 114.672 | 114.3639 | 114.3639 | 1 | 114.672 | 100 | 154.7619 | 147.0151 | 147.0151 | 147.0151 | 7.7469 | 154.7619 | 58.5187 | 52.7822 | 52.7822 | 52.7822 | 5.7365 | 58.5187 | 205.3193 | 138.6748 | 138.6748 | 184.5463 | 20.773 | 138.6748 | 45.8716 | 45.8716 | 205.3193 | 97.2975 | 79.7911 | 79.7911 | 79.7911 | 17.5063 | 97.2975 | 1634.3112 | 1634.3112 | 256.5735 | 256.5735 | 504.7907 | 504.7907 | 682.006 | 682.006 | 190.941 | 190.941 | 168361833.8773 | 900293980.3835 | 172911482.1059 | 510432703.6334 | 1752 | 2.1519 | 5836237.52 | 344584.4702 | 433.2173 | 216.3227 | 66 | 608 | 922.3846 | 152 | 38 | 0.53415
2164 | 206.0217 | 250.8 | 200 | 800 | 7 | 73.99% | 100 | 117.5179 | 117.0583 | 117.0583 | 1 | 117.5179 | 100 | 165.4227 | 157.1396 | 157.1396 | 157.1396 | 8.2831 | 165.4227 | 58.4949 | 52.7591 | 52.7591 | 52.7591 | 5.7358 | 58.4949 | 221.4157 | 154.482 | 154.482 | 199.9664 | 21.4493 | 154.482 | 45.4844 | 45.4844 | 221.4157 | 90.4771 | 74.164 | 74.164 | 74.164 | 16.3131 | 90.4771 | 1719.2782 | 1719.2782 | 341.9872 | 341.9872 | 504.627 | 504.627 | 681.7849 | 681.7849 | 190.8791 | 190.8791 | 209319189.5545 | 900379010.578 | 186524657.6002 | 455777142.2673 | 1752 | 3.6526 | 5168419.5274 | 305155.0076 | 383.6459 | 288.4303 | 66 | 608 | 922.3846 | 152 | 38 | 0.57591
2165 | 257.5271 | 250.8 | 200 | 800 | 7 | 76.64% | 100 | 120.5982 | 120.0284 | 120.0284 | 1 | 120.5982 | 100 | 176.6466 | 167.7991 | 167.7991 | 167.7991 | 8.8475 | 176.6466 | 58.48 | 52.7441 | 52.7441 | 52.7441 | 5.7359 | 58.48 | 238.4942 | 171.3161 | 171.3161 | 216.2834 | 22.2108 | 171.3161 | 44.9673 | 44.9673 | 238.4942 | 85.0238 | 69.6304 | 69.6304 | 69.6304 | 15.3934 | 85.0238 | 1804.2468 | 1804.2468 | 427.3588 | 427.3588 | 504.4794 | 504.4794 | 681.5854 | 681.5854 | 190.8232 | 190.8232 | 244694569.4192 | 900372840.7051 | 197682756.0414 | 409249833.8343 | 1752 | 5.756 | 4586566.223 | 270801.0917 | 340.4556 | 360.5379 | 66 | 608 | 922.3846 | 152 | 38 | 0.6101
2166 | 309.0325 | 250.8 | 200 | 800 | 7 | 78.83% | 100 | 123.994 | 123.3249 | 123.3249 | 1 | 123.994 | 100 | 189.3626 | 179.8758 | 179.8758 | 179.8758 | 9.4868 | 189.3626 | 58.4639 | 52.7282 | 52.7282 | 52.7282 | 5.7357 | 58.4639 | 255.9509 | 188.4014 | 188.4014 | 232.9399 | 23.0111 | 188.4014 | 44.5384 | 44.5384 | 255.9509 | 80.7532 | 66.0797 | 66.0797 | 66.0797 | 14.6735 | 80.7532 | 1889.2169 | 1889.2169 | 512.6945 | 512.6945 | 504.3454 | 504.3454 | 681.4045 | 681.4045 | 190.7726 | 190.7726 | 273108964.0072 | 900393762.357 | 207530142.429 | 370967294.1508 | 1752.0002 | 8.3194 | 4117269.8929 | 243092.7905 | 305.6202 | 432.6455 | 66 | 608 | 922.3846 | 152 | 38 | 0.64025
2167 | 360.5379 | 250.8 | 200 | 800 | 7 | 80.56% | 100 | 127.685 | 126.9242 | 126.9242 | 1 | 127.685 | 100 | 203.1282 | 192.9494 | 192.9494 | 192.9494 | 10.1788 | 203.1282 | 58.4493 | 52.7138 | 52.7138 | 52.7138 | 5.7355 | 58.4493 | 272.6635 | 204.6829 | 204.6829 | 248.8678 | 23.7957 | 204.6829 | 44.1849 | 44.1849 | 272.6635 | 77.8166 | 63.6259 | 63.6259 | 63.6259 | 14.1907 | 77.8166 | 1974.1882 | 1974.1882 | 597.9988 | 597.9988 | 504.2234 | 504.2234 | 681.2396 | 681.2396 | 190.7264 | 190.7264 | 296279376.4587 | 900443905.8267 | 214760894.7366 | 340515866.1494 | 1752 | 11.2109 | 3744345.7717 | 221074.5193 | 277.9385 | 504.753 | 66 | 608 | 922.3846 | 152 | 38 | 0.66233
2168 | 412.0433 | 250.8 | 200 | 800 | 7 | 81.93% | 100 | 131.5918 | 130.7744 | 130.7744 | 1 | 131.5918 | 100 | 218.1394 | 207.2061 | 207.2061 | 207.2061 | 10.9333 | 218.1394 | 58.4345 | 52.6993 | 52.6993 | 52.6993 | 5.7352 | 58.4345 | 287.9505 | 219.6572 | 219.6572 | 263.4384 | 24.5121 | 219.6572 | 43.7811 | 43.7811 | 287.9505 | 75.6675 | 61.8226 | 61.8226 | 61.8226 | 13.8449 | 75.6675 | 2059.1606 | 2059.1606 | 683.2759 | 683.2759 | 504.1118 | 504.1118 | 681.0888 | 681.0888 | 190.6842 | 190.6842 | 314788113.2391 | 900470360.7994 | 220104952.7814 | 316636512.0318 | 1751.9999 | 14.2636 | 3452428.4735 | 203839.0714 | 256.2698 | 576.8606 | 66 | 608 | 922.3846 | 152 | 38 | 0.67859
2169 | 463.5487 | 250.8 | 200 | 800 | 7 | 83.07% | 100 | 135.6572 | 134.7842 | 134.7842 | 1 | 135.6572 | 100 | 233.5336 | 221.8265 | 221.8265 | 221.8265 | 11.7071 | 233.5336 | 58.4215 | 52.6866 | 52.6866 | 52.6866 | 5.735 | 58.4215 | 302.5847 | 233.9301 | 233.9301 | 277.3875 | 25.1973 | 233.9301 | 43.4574 | 43.4574 | 302.5847 | 73.9853 | 60.4071 | 60.4071 | 60.4071 | 13.5782 | 73.9853 | 2144.1339 | 2144.1339 | 768.5291 | 768.5291 | 504.0092 | 504.0092 | 680.9502 | 680.9502 | 190.6454 | 190.6454 | 330432132.3362 | 900490508.7632 | 224423608.0471 | 296653750.8534 | 1752 | 17.3155 | 3209552.8623 | 189499.154 | 238.2414 | 648.9682 | 66 | 608 | 922.3846 | 152 | 38 | 0.69169
2170 | 515.0541 | 250.8 | 200 | 800 | 7 | 84% | 100 | 139.8544 | 138.9614 | 138.9614 | 1 | 139.8544 | 100 | 249.0383 | 236.5517 | 236.5517 | 236.5517 | 12.4866 | 249.0383 | 58.4132 | 52.6781 | 52.6781 | 52.6781 | 5.7351 | 58.4132 | 316.4291 | 247.3483 | 247.3483 | 290.5702 | 25.8589 | 247.3483 | 43.2219 | 43.2219 | 316.4291 | 72.734 | 59.3441 | 59.3441 | 59.3441 | 13.3899 | 72.734 | 2229.1081 | 2229.1081 | 853.7611 | 853.7611 | 503.9147 | 503.9147 | 680.8226 | 680.8226 | 190.6096 | 190.6096 | 343761035.519 | 900468105.9987 | 227423658.8495 | 280347199.6328 | 1752 | 20.3416 | 3019498.4144 | 178277.9158 | 224.1339 | 721.0758 | 66 | 608 | 922.3846 | 152 | 38 | 0.70075
2171 | 566.5595 | 250.8 | 200 | 800 | 7 | 84.8% | 100 | 144.1418 | 143.2263 | 143.2263 | 1 | 144.1418 | 100 | 264.6811 | 251.408 | 251.408 | 251.408 | 13.2731 | 264.6811 | 58.4031 | 52.668 | 52.668 | 52.668 | 5.735 | 58.4031 | 329.5788 | 260.104 | 260.104 | 303.0976 | 26.4812 | 260.104 | 42.9936 | 42.9936 | 329.5788 | 71.7877 | 58.5415 | 58.5415 | 58.5415 | 13.2462 | 71.7877 | 2314.083 | 2314.083 | 938.9744 | 938.9744 | 503.8274 | 503.8274 | 680.7046 | 680.7046 | 190.5766 | 190.5766 | 355490582.6959 | 900486850.8411 | 229755494.7731 | 266267071.6899 | 1752 | 23.2276 | 2851745.8581 | 168373.4311 | 211.6818 | 793.1834 | 66 | 608 | 922.3846 | 152 | 38 | 0.70793
2172 | 618.065 | 250.8 | 200 | 800 | 7 | 85.45% | 100 | 148.5226 | 147.5889 | 147.5889 | 1 | 148.5226 | 100 | 280.6907 | 266.6126 | 266.6126 | 266.6126 | 14.0781 | 280.6907 | 58.3935 | 52.6586 | 52.6586 | 52.6586 | 5.7349 | 58.3935 | 341.2483 | 271.4578 | 271.4578 | 314.2213 | 27.027 | 271.4578 | 42.7636 | 42.7636 | 341.2483 | 71.1751 | 58.0177 | 58.0177 | 58.0177 | 13.1574 | 71.1751 | 2399.0585 | 2399.0585 | 1024.171 | 1024.171 | 503.7464 | 503.7464 | 680.5951 | 680.5951 | 190.546 | 190.546 | 365303585.923 | 900504765.0593 | 231260521.0861 | 254931166.6391 | 1752 | 26.023 | 2718916.6232 | 160530.897 | 201.8221 | 865.2909 | 66 | 608 | 922.3846 | 152 | 38 | 0.71257
2173 | 669.5704 | 250.8 | 200 | 800 | 7 | 86.02% | 100 | 152.9685 | 152.019 | 152.019 | 1 | 152.9685 | 100 | 296.5716 | 281.6949 | 281.6949 | 281.6949 | 14.8767 | 296.5716 | 58.3859 | 52.6509 | 52.6509 | 52.6509 | 5.7349 | 58.3859 | 352.3136 | 282.1584 | 282.1584 | 324.7572 | 27.5564 | 282.1584 | 42.5988 | 42.5988 | 352.3136 | 70.76 | 57.6574 | 57.6574 | 57.6574 | 13.1027 | 70.76 | 2484.0347 | 2484.0347 | 1109.3527 | 1109.3527 | 503.6711 | 503.6711 | 680.4934 | 680.4934 | 190.5175 | 190.5175 | 374315036.2866 | 900500070.3622 | 232172790.2756 | 245012056.6404 | 1752 | 28.6821 | 2602289.9872 | 153645.0005 | 193.165 | 937.3985 | 66 | 608 | 922.3846 | 152 | 38 | 0.71538
2174 | 721.0758 | 250.8 | 200 | 800 | 7 | 86.53% | 100 | 157.4426 | 156.4407 | 156.4407 | 1 | 157.4426 | 100 | 312.506 | 296.8279 | 296.8279 | 296.8279 | 15.6781 | 312.506 | 58.3788 | 52.6439 | 52.6439 | 52.6439 | 5.735 | 58.3788 | 362.9468 | 292.5073 | 292.5073 | 334.8816 | 28.0652 | 292.5073 | 42.3744 | 42.3744 | 362.9468 | 70.3757 | 57.3253 | 57.3253 | 57.3253 | 13.0504 | 70.3757 | 2569.0113 | 2569.0113 | 1194.521 | 1194.521 | 503.6009 | 503.6009 | 680.3985 | 680.3985 | 190.4909 | 190.4909 | 382288470.5883 | 900494701.8654 | 233289857.1397 | 235927015.4955 | 1752 | 31.1739 | 2490795.1669 | 147062.0978 | 184.8889 | 1009.5061 | 66 | 608 | 922.3846 | 152 | 38 | 0.71883
2175 | 772.5812 | 250.8 | 200 | 800 | 7 | 86.96% | 100 | 161.9635 | 160.9745 | 160.9745 | 1 | 161.9635 | 100 | 328.6237 | 312.135 | 312.135 | 312.135 | 16.4888 | 328.6237 | 58.372 | 52.6371 | 52.6371 | 52.6371 | 5.735 | 58.372 | 372.7191 | 302.0172 | 302.0172 | 344.1894 | 28.5296 | 302.0172 | 42.1723 | 42.1723 | 372.7191 | 70.088 | 57.0739 | 57.0739 | 57.0739 | 13.0141 | 70.088 | 2653.9885 | 2653.9885 | 1279.6772 | 1279.6772 | 503.5353 | 503.5353 | 680.3099 | 680.3099 | 190.4661 | 190.4661 | 389344054.7846 | 900466306.1146 | 233780731.1092 | 228408982.1292 | 1752.0001 | 33.5535 | 2399352.3908 | 141663.1125 | 178.1012 | 1081.6137 | 66 | 608 | 922.3846 | 152 | 38 | 0.72034
2176 | 824.0866 | 250.8 | 200 | 800 | 7 | 87.37% | 100 | 166.5195 | 165.4748 | 165.4748 | 1 | 166.5195 | 100 | 344.7921 | 327.4901 | 327.4901 | 327.4901 | 17.302 | 344.7921 | 58.3651 | 52.6301 | 52.6301 | 52.6301 | 5.7349 | 58.3651 | 382.169 | 311.1669 | 311.1669 | 353.1779 | 28.9911 | 311.1669 | 42.011 | 42.011 | 382.169 | 69.8285 | 56.8491 | 56.8491 | 56.8491 | 12.9794 | 69.8285 | 2738.966 | 2738.966 | 1364.8225 | 1364.8225 | 503.4738 | 503.4738 | 680.2269 | 680.2269 | 190.4429 | 190.4429 | 395567235.1099 | 900500454.279 | 234608146.6227 | 221324166.2772 | 1752 | 35.7884 | 2318248.9512 | 136874.5847 | 172.081 | 1153.7213 | 66 | 608 | 922.3846 | 152 | 38 | 0.72288
2177 | 875.592 | 250.8 | 200 | 800 | 7 | 87.73% | 100 | 171.1046 | 170.0513 | 170.0513 | 1 | 171.1046 | 100 | 361.0009 | 342.8836 | 342.8836 | 342.8836 | 18.1174 | 361.0009 | 58.3583 | 52.6235 | 52.6235 | 52.6235 | 5.7348 | 58.3583 | 391.3544 | 320.0149 | 320.0149 | 361.9166 | 29.4378 | 320.0149 | 41.9017 | 41.9017 | 391.3544 | 69.5824 | 56.6378 | 56.6378 | 56.6378 | 12.9446 | 69.5824 | 2823.944 | 2823.944 | 1449.9578 | 1449.9578 | 503.4162 | 503.4162 | 680.149 | 680.149 | 190.4211 | 190.4211 | 401278616.8386 | 900504208.3578 | 235192508.4755 | 215024579.2621 | 1751.9999 | 37.8975 | 2242939.4741 | 132428.1453 | 166.4908 | 1225.8288 | 66 | 608 | 922.3846 | 152 | 38 | 0.72469
2178 | 927.0974 | 250.8 | 200 | 800 | 7 | 88.06% | 100 | 175.695 | 174.6012 | 174.6012 | 1 | 175.695 | 100 | 377.2322 | 358.2984 | 358.2984 | 358.2984 | 18.9339 | 377.2322 | 58.3522 | 52.6174 | 52.6174 | 52.6174 | 5.7348 | 58.3522 | 400.0966 | 328.5351 | 328.5351 | 370.2307 | 29.8659 | 328.5351 | 41.6955 | 41.6955 | 400.0966 | 69.343 | 56.4309 | 56.4309 | 56.4309 | 12.9121 | 69.343 | 2908.9223 | 2908.9223 | 1535.0841 | 1535.0841 | 503.3619 | 503.3619 | 680.0757 | 680.0757 | 190.4005 | 190.4005 | 406366292.2377 | 900509259.6523 | 235923686.9717 | 209200759.8375 | 1752 | 39.882 | 2170133.1727 | 128129.499 | 161.0865 | 1297.9364 | 66 | 608 | 922.3846 | 152 | 38 | 0.72694
2179 | 978.6028 | 250.8 | 200 | 800 | 7 | 88.34% | 100 | 180.3073 | 179.2135 | 179.2135 | 1 | 180.3073 | 100 | 393.5345 | 373.7805 | 373.7805 | 373.7805 | 19.754 | 393.5345 | 58.3471 | 52.6123 | 52.6123 | 52.6123 | 5.7348 | 58.3471 | 408.3507 | 336.5787 | 336.5787 | 378.086 | 30.2647 | 336.5787 | 41.5073 | 41.5073 | 408.3507 | 69.1309 | 56.2468 | 56.2468 | 56.2468 | 12.8842 | 69.1309 | 2993.901 | 2993.901 | 1620.2022 | 1620.2022 | 503.3109 | 503.3109 | 680.0067 | 680.0067 | 190.3812 | 190.3812 | 410879100.2017 | 900502308.2544 | 236370539.6617 | 204248004.8037 | 1752 | 41.7647 | 2111997.2992 | 124697.0275 | 156.7712 | 1370.044 | 66 | 608 | 922.3846 | 152 | 38 | 0.72832
2180 | 1030.1083 | 250.8 | 200 | 800 | 7 | 88.59% | 100 | 184.9537 | 183.8565 | 183.8565 | 1 | 184.9537 | 100 | 409.9766 | 389.3954 | 389.3954 | 389.3954 | 20.5812 | 409.9766 | 58.3433 | 52.6084 | 52.6084 | 52.6084 | 5.7349 | 58.3433 | 415.9734 | 343.9296 | 343.9296 | 385.3407 | 30.6327 | 343.9296 | 41.4111 | 41.4111 | 415.9734 | 68.9643 | 56.1009 | 56.1009 | 56.1009 | 12.8634 | 68.9643 | 3078.8799 | 3078.8799 | 1705.3127 | 1705.3127 | 503.2627 | 503.2627 | 679.9416 | 679.9416 | 190.363 | 190.363 | 414934648.7261 | 900430640.5842 | 236764496.6473 | 199870214.0424 | 1752 | 43.5462 | 2063657.2118 | 121842.921 | 153.1829 | 1442.1516 | 66 | 608 | 922.3846 | 152 | 38 | 0.72953
2181 | 20.6022 | 300.2 | 200 | 800 | 7 | 68.55% | 100 | 110.3795 | 110.2267 | 110.2267 | 1 | 110.3795 | 100 | 131.5815 | 124.9983 | 124.9983 | 124.9983 | 6.5832 | 131.5815 | 63.162 | 56.9734 | 56.9734 | 56.9734 | 6.1887 | 63.162 | 199.399 | 129.6555 | 129.6555 | 178.2802 | 21.1188 | 129.6555 | 48.6248 | 48.6248 | 199.399 | 94.8718 | 77.7308 | 77.7308 | 77.7308 | 17.141 | 94.8718 | 1512.1808 | 1512.1808 | 34.228 | 34.228 | 604.5409 | 604.5409 | 682.3692 | 682.3692 | 191.0426 | 191.0426 | 26556944.1517 | 998855879.3817 | 175531861.273 | 551055315.1936 | 1752 | 2.7234 | 6709719.8506 | 396156.8137 | 498.0549 | 28.843 | 79 | 608 | 922.3846 | 152 | 38 | 0.54236
2182 | 51.5054 | 300.2 | 200 | 800 | 7 | 70.45% | 100 | 111.8654 | 111.6797 | 111.6797 | 1 | 111.8654 | 100 | 136.0966 | 129.286 | 129.286 | 129.286 | 6.8106 | 136.0966 | 63.1415 | 56.9535 | 56.9535 | 56.9535 | 6.188 | 63.1415 | 207.1496 | 137.7179 | 137.7179 | 185.7858 | 21.3637 | 137.7179 | 48.068 | 48.068 | 207.1496 | 97.0405 | 79.4867 | 79.4867 | 79.4867 | 17.5538 | 97.0405 | 1563.159 | 1563.159 | 85.5501 | 85.5501 | 604.4002 | 604.4002 | 682.2104 | 682.2104 | 190.9982 | 190.9982 | 64123293.6736 | 998956894.8998 | 171187153.7087 | 517732731.7235 | 1752.0001 | 3.28 | 6223371.3248 | 367441.7128 | 461.9537 | 72.1076 | 79 | 608 | 922.3846 | 152 | 38 | 0.52902
2183 | 154.5162 | 300.2 | 200 | 800 | 7 | 76.54% | 100 | 117.2648 | 116.8349 | 116.8349 | 1 | 117.2648 | 100 | 157.4328 | 149.5494 | 149.5494 | 149.5494 | 7.8834 | 157.4328 | 63.1058 | 56.9175 | 56.9175 | 56.9175 | 6.1882 | 63.1058 | 240.8553 | 171.7665 | 171.7665 | 218.1447 | 22.7106 | 171.7665 | 46.3783 | 46.3783 | 240.8553 | 94.2112 | 77.1132 | 77.1132 | 77.1132 | 17.0979 | 94.2112 | 1733.0916 | 1733.0916 | 256.4776 | 256.4776 | 603.9933 | 603.9933 | 681.7511 | 681.7511 | 190.8696 | 190.8696 | 165248926.9442 | 998926454.8946 | 176888005.671 | 410936612.4902 | 1752 | 5.9555 | 4757929.4602 | 280918.7592 | 353.1757 | 216.3227 | 79 | 608 | 922.3846 | 152 | 38 | 0.54627
2184 | 206.0217 | 300.2 | 200 | 800 | 7 | 79.15% | 100 | 120.3609 | 119.8266 | 119.8266 | 1 | 120.3609 | 100 | 170.0525 | 161.5349 | 161.5349 | 161.5349 | 8.5176 | 170.0525 | 63.0842 | 56.8965 | 56.8965 | 56.8965 | 6.1877 | 63.0842 | 261.9008 | 192.3728 | 192.3728 | 238.2611 | 23.6397 | 192.3728 | 45.8883 | 45.8883 | 261.9008 | 90.2087 | 73.7708 | 73.7708 | 73.7708 | 16.4379 | 90.2087 | 1818.0605 | 1818.0605 | 341.8717 | 341.8717 | 603.8194 | 603.8194 | 681.5548 | 681.5548 | 190.8146 | 190.8146 | 203602006.8974 | 998998709.03 | 184027152.3708 | 365372131.7018 | 1752 | 7.9427 | 4185596.223 | 247126.9293 | 310.692 | 288.4303 | 79 | 608 | 922.3846 | 152 | 38 | 0.56808
2185 | 257.5271 | 300.2 | 200 | 800 | 7 | 81.35% | 100 | 123.7908 | 123.0845 | 123.0845 | 1 | 123.7908 | 100 | 183.5845 | 174.3869 | 174.3869 | 174.3869 | 9.1977 | 183.5845 | 63.0695 | 56.8818 | 56.8818 | 56.8818 | 6.1877 | 63.0695 | 284.193 | 213.8745 | 213.8745 | 259.5376 | 24.6554 | 213.8745 | 45.6631 | 45.6631 | 284.193 | 86.8593 | 70.9647 | 70.9647 | 70.9647 | 15.8946 | 86.8593 | 1903.0308 | 1903.0308 | 427.2279 | 427.2279 | 603.6615 | 603.6615 | 681.3766 | 681.3766 | 190.7648 | 190.7648 | 235080855.0144 | 999004457.9971 | 191086245.5912 | 326828551.7321 | 1752.0001 | 10.3216 | 3721155.5007 | 219705.314 | 276.2171 | 360.5379 | 79 | 608 | 922.3846 | 152 | 38 | 0.58964
2186 | 309.0325 | 300.2 | 200 | 800 | 7 | 83.11% | 100 | 127.4369 | 126.6579 | 126.6579 | 1 | 127.4369 | 100 | 198.7575 | 188.7974 | 188.7974 | 188.7974 | 9.9601 | 198.7575 | 63.0524 | 56.865 | 56.865 | 56.865 | 6.1874 | 63.0524 | 306.5602 | 235.5999 | 235.5999 | 280.8294 | 25.7309 | 235.5999 | 45.2295 | 45.2295 | 306.5602 | 83.8867 | 68.4856 | 68.4856 | 68.4856 | 15.4012 | 83.8867 | 1988.0023 | 1988.0023 | 512.5513 | 512.5513 | 603.5176 | 603.5176 | 681.2142 | 681.2142 | 190.7193 | 190.7193 | 259891808.2042 | 999046500.8899 | 197132380.8449 | 295929295.5964 | 1752 | 13.0621 | 3334197.1344 | 196858.4296 | 247.4937 | 432.6455 | 79 | 608 | 922.3846 | 152 | 38 | 0.60808
2187 | 360.5379 | 300.2 | 200 | 800 | 7 | 84.49% | 100 | 131.3221 | 130.4812 | 130.4812 | 1 | 131.3221 | 100 | 215.2309 | 204.443 | 204.443 | 204.443 | 10.7879 | 215.2309 | 63.0369 | 56.8498 | 56.8498 | 56.8498 | 6.1871 | 63.0369 | 327.6787 | 256.1237 | 256.1237 | 300.9361 | 26.7426 | 256.1237 | 44.8124 | 44.8124 | 327.6787 | 81.6489 | 66.6121 | 66.6121 | 66.6121 | 15.0367 | 81.6489 | 2072.9749 | 2072.9749 | 597.8459 | 597.8459 | 603.3858 | 603.3858 | 681.0654 | 681.0654 | 190.6776 | 190.6776 | 279283679.0132 | 999096288.6704 | 201937189.008 | 271682843.3084 | 1752 | 15.9661 | 3034045.2937 | 179136.796 | 225.2137 | 504.753 | 79 | 608 | 922.3846 | 152 | 38 | 0.6227
2188 | 412.0433 | 300.2 | 200 | 800 | 7 | 85.58% | 100 | 135.396 | 134.5274 | 134.5274 | 1 | 135.396 | 100 | 232.4281 | 220.7761 | 220.7761 | 220.7761 | 11.6521 | 232.4281 | 63.0255 | 56.8384 | 56.8384 | 56.8384 | 6.1871 | 63.0255 | 347.1219 | 275.0206 | 275.0206 | 319.4555 | 27.6665 | 275.0206 | 44.4349 | 44.4349 | 347.1219 | 80.0633 | 65.2725 | 65.2725 | 65.2725 | 14.7907 | 80.0633 | 2157.9483 | 2157.9483 | 683.1154 | 683.1154 | 603.2648 | 603.2648 | 680.9288 | 680.9288 | 190.6394 | 190.6394 | 295155791.5493 | 999100990.2958 | 205094058.4983 | 252649192.0246 | 1752 | 18.9269 | 2799090.8002 | 165264.5591 | 207.7733 | 576.8606 | 79 | 608 | 922.3846 | 152 | 38 | 0.63222
2189 | 463.5487 | 300.2 | 200 | 800 | 7 | 86.51% | 100 | 139.5811 | 138.6354 | 138.6354 | 1 | 139.5811 | 100 | 249.7428 | 237.2205 | 237.2205 | 237.2205 | 12.5223 | 249.7428 | 63.0148 | 56.8277 | 56.8277 | 56.8277 | 6.1871 | 63.0148 | 365.9271 | 293.3056 | 293.3056 | 337.3643 | 28.5628 | 293.3056 | 44.0588 | 44.0588 | 365.9271 | 78.8003 | 64.2019 | 64.2019 | 64.2019 | 14.5984 | 78.8003 | 2242.9226 | 2242.9226 | 768.3626 | 768.3626 | 603.1531 | 603.1531 | 680.8028 | 680.8028 | 190.6041 | 190.6041 | 308559673.8241 | 999113958.3332 | 207996660.1608 | 236329736.5952 | 1752 | 21.8097 | 2590940.3903 | 152974.895 | 192.3225 | 648.9682 | 79 | 608 | 922.3846 | 152 | 38 | 0.64096
2190 | 515.0541 | 300.2 | 200 | 800 | 7 | 87.26% | 100 | 143.8547 | 142.9478 | 142.9478 | 1 | 143.8547 | 100 | 267.4301 | 254.0188 | 254.0188 | 254.0188 | 13.4113 | 267.4301 | 63.0045 | 56.8175 | 56.8175 | 56.8175 | 6.187 | 63.0045 | 383.6656 | 310.6324 | 310.6324 | 354.2531 | 29.4126 | 310.6324 | 43.6207 | 43.6207 | 383.6656 | 77.7499 | 63.3101 | 63.3101 | 63.3101 | 14.4398 | 77.7499 | 2327.8976 | 2327.8976 | 853.5901 | 853.5901 | 603.0499 | 603.0499 | 680.6862 | 680.6862 | 190.5715 | 190.5715 | 319800677.1906 | 999130452.7965 | 209806567.2023 | 223262242.471 | 1751.9999 | 24.6248 | 2429585.7734 | 143448.1588 | 180.3454 | 721.0758 | 79 | 608 | 922.3846 | 152 | 38 | 0.64647
2191 | 566.5595 | 300.2 | 200 | 800 | 7 | 87.9% | 100 | 148.2442 | 147.3028 | 147.3028 | 1 | 148.2442 | 100 | 285.1288 | 270.8278 | 270.8278 | 270.8278 | 14.301 | 285.1288 | 62.9954 | 56.8084 | 56.8084 | 56.8084 | 6.187 | 62.9954 | 400.337 | 326.7073 | 326.7073 | 370.133 | 30.204 | 326.7073 | 43.4256 | 43.4256 | 400.337 | 77.0634 | 62.7207 | 62.7207 | 62.7207 | 14.3427 | 77.0634 | 2412.8733 | 2412.8733 | 938.7999 | 938.7999 | 602.9541 | 602.9541 | 680.5781 | 680.5781 | 190.5412 | 190.5412 | 329748229.4188 | 999108454.2628 | 211230781.7305 | 211912462.5626 | 1751.9999 | 27.3095 | 2294966.4653 | 135499.9348 | 170.3528 | 793.1834 | 79 | 608 | 922.3846 | 152 | 38 | 0.65085
2192 | 618.065 | 300.2 | 200 | 800 | 7 | 88.45% | 100 | 152.7045 | 151.6975 | 151.6975 | 1 | 152.7045 | 100 | 302.9939 | 287.7946 | 287.7946 | 287.7946 | 15.1992 | 302.9939 | 62.9868 | 56.7998 | 56.7998 | 56.7998 | 6.187 | 62.9868 | 415.3751 | 341.2354 | 341.2354 | 384.446 | 30.929 | 341.2354 | 43.2107 | 43.2107 | 415.3751 | 76.6587 | 62.3667 | 62.3667 | 62.3667 | 14.2921 | 76.6587 | 2497.8495 | 2497.8495 | 1023.994 | 1023.994 | 602.865 | 602.865 | 680.4775 | 680.4775 | 190.513 | 190.513 | 338340074.1809 | 999109163.3188 | 212171021.4539 | 202379741.0465 | 1752 | 29.8865 | 2178899.8135 | 128647.101 | 161.7372 | 865.2909 | 79 | 608 | 922.3846 | 152 | 38 | 0.65375
2193 | 669.5704 | 300.2 | 200 | 800 | 7 | 88.91% | 100 | 157.1939 | 156.2137 | 156.2137 | 1 | 157.1939 | 100 | 320.5668 | 304.484 | 304.484 | 304.484 | 16.0828 | 320.5668 | 62.9793 | 56.7923 | 56.7923 | 56.7923 | 6.187 | 62.9793 | 430.1485 | 355.5572 | 355.5572 | 398.5045 | 31.6441 | 355.5572 | 42.9473 | 42.9473 | 430.1485 | 76.3681 | 62.111 | 62.111 | 62.111 | 14.2571 | 76.3681 | 2582.8263 | 2582.8263 | 1109.1739 | 1109.1739 | 602.7819 | 602.7819 | 680.3837 | 680.3837 | 190.4868 | 190.4868 | 346078232.5605 | 999075707.8534 | 212505038.0186 | 194341021.5676 | 1752 | 32.3242 | 2076638.1158 | 122609.3425 | 154.1465 | 937.3985 | 79 | 608 | 922.3846 | 152 | 38 | 0.65478
2194 | 721.0758 | 300.2 | 200 | 800 | 7 | 89.34% | 100 | 161.7254 | 160.649 | 160.649 | 1 | 161.7254 | 100 | 338.3207 | 321.345 | 321.345 | 321.345 | 16.9756 | 338.3207 | 62.9725 | 56.7854 | 56.7854 | 56.7854 | 6.1871 | 62.9725 | 444.0436 | 369.0162 | 369.0162 | 411.7315 | 32.3121 | 369.0162 | 42.7153 | 42.7153 | 444.0436 | 76.1174 | 61.889 | 61.889 | 61.889 | 14.2283 | 76.1174 | 2667.8035 | 2667.8035 | 1194.3411 | 1194.3411 | 602.7042 | 602.7042 | 680.296 | 680.296 | 190.4622 | 190.4622 | 352864347.348 | 999065245.3597 | 213321349.1508 | 186749007.6317 | 1751.9999 | 34.6156 | 1983932.0025 | 117135.7669 | 147.265 | 1009.5061 | 79 | 608 | 922.3846 | 152 | 38 | 0.6573
2195 | 772.5812 | 300.2 | 200 | 800 | 7 | 89.7% | 100 | 166.2852 | 165.2313 | 165.2313 | 1 | 166.2852 | 100 | 356.2233 | 338.3473 | 338.3473 | 338.3473 | 17.876 | 356.2233 | 62.9653 | 56.7783 | 56.7783 | 56.7783 | 6.187 | 62.9653 | 457.4094 | 381.9764 | 381.9764 | 424.4539 | 32.9555 | 381.9764 | 42.4774 | 42.4774 | 457.4094 | 75.8615 | 61.6665 | 61.6665 | 61.6665 | 14.195 | 75.8615 | 2752.7811 | 2752.7811 | 1279.4966 | 1279.4966 | 602.6314 | 602.6314 | 680.2139 | 680.2139 | 190.4392 | 190.4392 | 358959326.3614 | 999070155.0166 | 213595941.9004 | 180374576.7216 | 1752 | 36.7967 | 1906731.9431 | 112577.7034 | 141.5345 | 1081.6137 | 79 | 608 | 922.3846 | 152 | 38 | 0.65814
2196 | 824.0866 | 300.2 | 200 | 800 | 7 | 90.02% | 100 | 170.8805 | 169.8224 | 169.8224 | 1 | 170.8805 | 100 | 374.0517 | 355.279 | 355.279 | 355.279 | 18.7727 | 374.0517 | 62.9574 | 56.7705 | 56.7705 | 56.7705 | 6.1869 | 62.9574 | 469.9059 | 394.047 | 394.047 | 436.3391 | 33.5667 | 394.047 | 42.2921 | 42.2921 | 469.9059 | 75.7323 | 61.547 | 61.547 | 61.547 | 14.1853 | 75.7323 | 2837.7591 | 2837.7591 | 1364.6417 | 1364.6417 | 602.5631 | 602.5631 | 680.1367 | 680.1367 | 190.4176 | 190.4176 | 364440414.1084 | 999121837.0355 | 213667532.2716 | 174770216.5844 | 1752 | 38.8596 | 1842763.5421 | 108800.8664 | 136.7862 | 1153.7213 | 79 | 608 | 922.3846 | 152 | 38 | 0.65836
2197 | 875.592 | 300.2 | 200 | 800 | 7 | 90.31% | 100 | 175.4993 | 174.4239 | 174.4239 | 1 | 175.4993 | 100 | 391.952 | 372.279 | 372.279 | 372.279 | 19.673 | 391.952 | 62.9506 | 56.7638 | 56.7638 | 56.7638 | 6.1868 | 62.9506 | 481.6337 | 405.3819 | 405.3819 | 447.4986 | 34.1351 | 405.3819 | 42.1167 | 42.1167 | 481.6337 | 75.6357 | 61.4552 | 61.4552 | 61.4552 | 14.1806 | 75.6357 | 2922.7375 | 2922.7375 | 1449.7772 | 1449.7772 | 602.4988 | 602.4988 | 680.0642 | 680.0642 | 190.3973 | 190.3973 | 369371978.0139 | 999138665.9248 | 213752793.6554 | 169736506.733 | 1751.9999 | 40.7979 | 1781319.2715 | 105173.0598 | 132.2253 | 1225.8288 | 79 | 608 | 922.3846 | 152 | 38 | 0.65862
2198 | 927.0974 | 300.2 | 200 | 800 | 7 | 90.55% | 100 | 180.148 | 179.063 | 179.063 | 1 | 180.148 | 100 | 409.9742 | 389.3946 | 389.3946 | 389.3946 | 20.5796 | 409.9742 | 62.9449 | 56.758 | 56.758 | 56.758 | 6.1868 | 62.9449 | 492.4446 | 415.7756 | 415.7756 | 457.7872 | 34.6574 | 415.7756 | 42.0115 | 42.0115 | 492.4446 | 75.5818 | 61.3988 | 61.3988 | 61.3988 | 14.183 | 75.5818 | 3007.7162 | 3007.7162 | 1534.9039 | 1534.9039 | 602.4383 | 602.4383 | 679.9959 | 679.9959 | 190.3782 | 190.3782 | 373642460.5551 | 999124692.6695 | 213754756.2624 | 165478090.513 | 1752 | 42.6424 | 1734309.9973 | 102397.5274 | 128.7359 | 1297.9364 | 79 | 608 | 922.3846 | 152 | 38 | 0.65863
2199 | 978.6028 | 300.2 | 200 | 800 | 7 | 90.78% | 100 | 184.8137 | 183.718 | 183.718 | 1 | 184.8137 | 100 | 427.9703 | 406.4854 | 406.4854 | 406.4854 | 21.4848 | 427.9703 | 62.9392 | 56.7525 | 56.7525 | 56.7525 | 6.1868 | 62.9392 | 502.6744 | 425.5999 | 425.5999 | 467.5149 | 35.1595 | 425.5999 | 41.9151 | 41.9151 | 502.6744 | 75.5677 | 61.3763 | 61.3763 | 61.3763 | 14.1914 | 75.5677 | 3092.6952 | 3092.6952 | 1620.0226 | 1620.0226 | 602.3811 | 602.3811 | 679.9314 | 679.9314 | 190.3601 | 190.3601 | 377768064.4618 | 999142641.5771 | 213606285.7345 | 161482960.4631 | 1752 | 44.3784 | 1686955.1507 | 99601.5918 | 125.2208 | 1370.044 | 79 | 608 | 922.3846 | 152 | 38 | 0.65817
2200 | 1030.1083 | 300.2 | 200 | 800 | 7 | 91% | 100 | 189.4861 | 188.3554 | 188.3554 | 1 | 189.4861 | 100 | 445.9005 | 423.5136 | 423.5136 | 423.5136 | 22.3869 | 445.9005 | 62.9337 | 56.747 | 56.747 | 56.747 | 6.1868 | 62.9337 | 512.7323 | 435.2715 | 435.2715 | 477.0769 | 35.6554 | 435.2715 | 41.8054 | 41.8054 | 512.7323 | 75.5394 | 61.3419 | 61.3419 | 61.3419 | 14.1975 | 75.5394 | 3177.6745 | 3177.6745 | 1705.134 | 1705.134 | 602.3271 | 602.3271 | 679.8704 | 679.8704 | 190.3431 | 190.3431 | 381507156.8894 | 999147879.2675 | 213627140.4754 | 157717800.3311 | 1752 | 46.0195 | 1644000.1726 | 97065.4341 | 122.0323 | 1442.1516 | 79 | 608 | 922.3846 | 152 | 38 | 0.65824
2201 | 20.6022 | 353.4 | 200 | 800 | 7 | 73.37% | 100 | 113.5096 | 113.2768 | 113.2768 | 1 | 113.5096 | 100 | 135.7962 | 128.9991 | 128.9991 | 128.9991 | 6.7971 | 135.7962 | 69.1096 | 62.3353 | 62.3353 | 62.3353 | 6.7743 | 69.1096 | 223.257 | 152.7589 | 152.7589 | 201.0114 | 22.2456 | 152.7589 | 48.2526 | 48.2526 | 223.257 | 89.2858 | 73.0292 | 73.0292 | 73.0292 | 16.2566 | 89.2858 | 1618.5563 | 1618.5563 | 34.212 | 34.212 | 711.3415 | 711.3415 | 682.0496 | 682.0496 | 190.9532 | 190.9532 | 25745995.1315 | 1074202869.2092 | 185472958.8355 | 466578176.8237 | 1752 | 7.1912 | 5639852.8682 | 332989.4827 | 418.6398 | 28.843 | 93 | 608 | 922.3846 | 152 | 38 | 0.57278
2202 | 51.5054 | 353.4 | 200 | 800 | 7 | 75.18% | 100 | 115.1267 | 114.8471 | 114.8471 | 1 | 115.1267 | 100 | 140.0086 | 132.9993 | 132.9993 | 132.9993 | 7.0093 | 140.0086 | 69.0915 | 62.3177 | 62.3177 | 62.3177 | 6.7738 | 69.0915 | 233.9478 | 163.5023 | 163.5023 | 211.2579 | 22.6899 | 163.5023 | 47.7556 | 47.7556 | 233.9478 | 91.5378 | 74.8546 | 74.8546 | 74.8546 | 16.6832 | 91.5378 | 1669.5361 | 1669.5361 | 85.5127 | 85.5127 | 711.1974 | 711.1974 | 681.9115 | 681.9115 | 190.9145 | 190.9145 | 62369824.5566 | 1074276970.0258 | 180493131.594 | 434860073.8237 | 1752 | 7.9908 | 5198046.8856 | 306904.2728 | 385.8451 | 72.1076 | 93 | 608 | 922.3846 | 152 | 38 | 0.55748
2203 | 154.5162 | 353.4 | 200 | 800 | 7 | 80.65% | 100 | 121.0788 | 120.5736 | 120.5736 | 1 | 121.0788 | 100 | 161.9588 | 153.8461 | 153.8461 | 153.8461 | 8.1127 | 161.9588 | 69.0488 | 62.2756 | 62.2756 | 62.2756 | 6.7732 | 69.0488 | 278.9816 | 207.7765 | 207.7765 | 254.3349 | 24.6467 | 207.7765 | 46.5585 | 46.5585 | 278.9816 | 92.4809 | 75.5406 | 75.5406 | 75.5406 | 16.9403 | 92.4809 | 1839.4731 | 1839.4731 | 256.3863 | 256.3863 | 710.7768 | 710.7768 | 681.5083 | 681.5083 | 190.8016 | 190.8016 | 160839796.4248 | 1074385911.8563 | 177800761.9198 | 338973451.3142 | 1751.9999 | 11.3029 | 3941909.4579 | 232739.1196 | 292.6035 | 216.3227 | 93 | 608 | 922.3846 | 152 | 38 | 0.54894
2204 | 206.0217 | 353.4 | 200 | 800 | 7 | 82.89% | 100 | 124.419 | 123.7514 | 123.7514 | 1 | 124.419 | 100 | 176.1803 | 167.353 | 167.353 | 167.353 | 8.8273 | 176.1803 | 69.0329 | 62.2597 | 62.2597 | 62.2597 | 6.7732 | 69.0329 | 305.564 | 233.6405 | 233.6405 | 279.7039 | 25.8601 | 233.6405 | 46.0634 | 46.0634 | 305.564 | 90.5867 | 73.9245 | 73.9245 | 73.9245 | 16.6622 | 90.5867 | 1924.4437 | 1924.4437 | 341.7611 | 341.7611 | 710.5954 | 710.5954 | 681.3343 | 681.3343 | 190.7529 | 190.7529 | 196407816.5071 | 1074338060.2843 | 181458051.0994 | 299796076.0066 | 1752 | 13.4453 | 3445996.9817 | 203459.3418 | 255.7924 | 288.4303 | 93 | 608 | 922.3846 | 152 | 38 | 0.56002
2205 | 257.5271 | 353.4 | 200 | 800 | 7 | 84.74% | 100 | 127.9788 | 127.2016 | 127.2016 | 1 | 127.9788 | 100 | 192.1899 | 182.5584 | 182.5584 | 182.5584 | 9.6315 | 192.1899 | 69.0169 | 62.2438 | 62.2438 | 62.2438 | 6.773 | 69.0169 | 333.534 | 260.9338 | 260.9338 | 306.3497 | 27.1843 | 260.9338 | 45.4159 | 45.4159 | 333.534 | 88.1951 | 71.9114 | 71.9114 | 71.9114 | 16.2836 | 88.1951 | 2009.4154 | 2009.4154 | 427.1018 | 427.1018 | 710.4297 | 710.4297 | 681.1755 | 681.1755 | 190.7084 | 190.7084 | 224347400.3323 | 1074420196.5473 | 185790216.0157 | 267442187.1047 | 1752 | 15.8752 | 3022782.2962 | 178471.8035 | 224.3777 | 360.5379 | 93 | 608 | 922.3846 | 152 | 38 | 0.57318
2206 | 309.0325 | 353.4 | 200 | 800 | 7 | 86.17% | 100 | 131.8645 | 130.9971 | 130.9971 | 1 | 131.8645 | 100 | 209.6668 | 199.1572 | 199.1572 | 199.1572 | 10.5095 | 209.6668 | 69.002 | 62.2292 | 62.2292 | 62.2292 | 6.7729 | 69.002 | 360.8904 | 287.2251 | 287.2251 | 332.3852 | 28.5052 | 287.2251 | 45.1601 | 45.1601 | 360.8904 | 86.3838 | 70.3814 | 70.3814 | 70.3814 | 16.0024 | 86.3838 | 2094.3882 | 2094.3882 | 512.4127 | 512.4127 | 710.2779 | 710.2779 | 681.0299 | 681.0299 | 190.6677 | 190.6677 | 246075483.4435 | 1074402869.6979 | 189266559.0711 | 242255087.7875 | 1752 | 18.5767 | 2726469.4163 | 160976.8307 | 202.3827 | 432.6455 | 93 | 608 | 922.3846 | 152 | 38 | 0.5837
2207 | 360.5379 | 353.4 | 200 | 800 | 7 | 87.3% | 100 | 135.8941 | 134.9853 | 134.9853 | 1 | 135.8941 | 100 | 227.9727 | 216.5435 | 216.5435 | 216.5435 | 11.4292 | 227.9727 | 68.9881 | 62.2153 | 62.2153 | 62.2153 | 6.7727 | 68.9881 | 386.6832 | 312.3149 | 312.3149 | 356.9358 | 29.7474 | 312.3149 | 44.6208 | 44.6208 | 386.6832 | 85.0203 | 69.225 | 69.225 | 69.225 | 15.7953 | 85.0203 | 2179.3619 | 2179.3619 | 597.6973 | 597.6973 | 710.1383 | 710.1383 | 680.8961 | 680.8961 | 190.6302 | 190.6302 | 263352348.4335 | 1074448834.2516 | 191706802.2247 | 222492026.4552 | 1752 | 21.3163 | 2472920.4232 | 146006.7331 | 183.5621 | 504.753 | 93 | 608 | 922.3846 | 152 | 38 | 0.59103
2208 | 412.0433 | 353.4 | 200 | 800 | 7 | 88.22% | 100 | 140.1139 | 139.1499 | 139.1499 | 1 | 140.1139 | 100 | 247.1186 | 234.7274 | 234.7274 | 234.7274 | 12.3912 | 247.1186 | 68.9758 | 62.2032 | 62.2032 | 62.2032 | 6.7726 | 68.9758 | 411.2154 | 335.8648 | 335.8648 | 380.2722 | 30.9432 | 335.8648 | 44.4074 | 44.4074 | 411.2154 | 83.8848 | 68.2594 | 68.2594 | 68.2594 | 15.6254 | 83.8848 | 2264.3364 | 2264.3364 | 682.9587 | 682.9587 | 710.0095 | 710.0095 | 680.7725 | 680.7725 | 190.5956 | 190.5956 | 277432106.1333 | 1074439866.1462 | 193740629.0398 | 206387398.6806 | 1752 | 24.0614 | 2283574.8521 | 134827.3486 | 169.5072 | 576.8606 | 93 | 608 | 922.3846 | 152 | 38 | 0.59712
2209 | 463.5487 | 353.4 | 200 | 800 | 7 | 88.99% | 100 | 144.4004 | 143.3764 | 143.3764 | 1 | 144.4004 | 100 | 266.145 | 252.7976 | 252.7976 | 252.7976 | 13.3474 | 266.145 | 68.9648 | 62.1922 | 62.1922 | 62.1922 | 6.7726 | 68.9648 | 434.8537 | 358.7298 | 358.7298 | 402.7639 | 32.0898 | 358.7298 | 44.0341 | 44.0341 | 434.8537 | 83.0271 | 67.5205 | 67.5205 | 67.5205 | 15.5066 | 83.0271 | 2349.3115 | 2349.3115 | 768.1995 | 768.1995 | 709.8903 | 709.8903 | 680.6582 | 680.6582 | 190.5636 | 190.5636 | 289376770.9158 | 1074464196.7532 | 195304739.9048 | 192854366.5882 | 1752.0001 | 26.7033 | 2118995.205 | 125110.1994 | 157.2906 | 648.9682 | 93 | 608 | 922.3846 | 152 | 38 | 0.60178
2210 | 515.0541 | 353.4 | 200 | 800 | 7 | 89.6% | 100 | 148.797 | 147.8046 | 147.8046 | 1 | 148.797 | 100 | 285.4619 | 271.1436 | 271.1436 | 271.1436 | 14.3183 | 285.4619 | 68.9536 | 62.1812 | 62.1812 | 62.1812 | 6.7724 | 68.9536 | 456.6279 | 379.6896 | 379.6896 | 423.4801 | 33.1479 | 379.6896 | 43.7904 | 43.7904 | 456.6279 | 82.5053 | 67.0629 | 67.0629 | 67.0629 | 15.4424 | 82.5053 | 2434.2873 | 2434.2873 | 853.4218 | 853.4218 | 709.7795 | 709.7795 | 680.5521 | 680.5521 | 190.5339 | 190.5339 | 299533326.6333 | 1074517664.6598 | 195726046.9849 | 182222961.7219 | 1752 | 29.287 | 1992375.0629 | 117634.2641 | 147.8917 | 721.0758 | 93 | 608 | 922.3846 | 152 | 38 | 0.60308
2211 | 566.5595 | 353.4 | 200 | 800 | 7 | 90.15% | 100 | 153.2535 | 152.1879 | 152.1879 | 1 | 153.2535 | 100 | 304.8445 | 289.552 | 289.552 | 289.552 | 15.2926 | 304.8445 | 68.9445 | 62.1721 | 62.1721 | 62.1721 | 6.7724 | 68.9445 | 477.5601 | 399.8333 | 399.8333 | 443.3868 | 34.1733 | 399.8333 | 43.5535 | 43.5535 | 477.5601 | 82.0933 | 66.704 | 66.704 | 66.704 | 15.3893 | 82.0933 | 2519.2637 | 2519.2637 | 938.6277 | 938.6277 | 709.6765 | 709.6765 | 680.4532 | 680.4532 | 190.5062 | 190.5062 | 308309382.7257 | 1074480889.3522 | 196609704.1502 | 172600023.7719 | 1752 | 31.7128 | 1870553.1 | 110441.6239 | 138.849 | 793.1834 | 93 | 608 | 922.3846 | 152 | 38 | 0.6058
2212 | 618.065 | 353.4 | 200 | 800 | 7 | 90.6% | 100 | 157.7536 | 156.6704 | 156.6704 | 1 | 157.7536 | 100 | 324.4113 | 308.1351 | 308.1351 | 308.1351 | 16.2762 | 324.4113 | 68.9356 | 62.1632 | 62.1632 | 62.1632 | 6.7724 | 68.9356 | 497.0326 | 418.6653 | 418.6653 | 461.9106 | 35.122 | 418.6653 | 43.2453 | 43.2453 | 497.0326 | 81.7891 | 66.4355 | 66.4355 | 66.4355 | 15.3537 | 81.7891 | 2604.2406 | 2604.2406 | 1023.8188 | 1023.8188 | 709.5803 | 709.5803 | 680.361 | 680.361 | 190.4804 | 190.4804 | 315721284.8507 | 1074492965.1379 | 197057878.2884 | 164727871.7229 | 1752 | 34.0356 | 1770395.0129 | 104528.0672 | 131.4144 | 865.2909 | 93 | 608 | 922.3846 | 152 | 38 | 0.60718
2213 | 669.5704 | 353.4 | 200 | 800 | 7 | 90.98% | 100 | 162.2906 | 161.2245 | 161.2245 | 1 | 162.2906 | 100 | 343.8498 | 326.5962 | 326.5962 | 326.5962 | 17.2536 | 343.8498 | 68.927 | 62.1547 | 62.1547 | 62.1547 | 6.7723 | 68.927 | 515.3047 | 436.3859 | 436.3859 | 479.2921 | 36.0126 | 436.3859 | 42.9062 | 42.9062 | 515.3047 | 81.6488 | 66.3018 | 66.3018 | 66.3018 | 15.347 | 81.6488 | 2689.2179 | 2689.2179 | 1108.9964 | 1108.9964 | 709.4904 | 709.4904 | 680.2748 | 680.2748 | 190.4563 | 190.4563 | 322471563.1303 | 1074506353.3652 | 196984332.2349 | 158037751.2695 | 1752 | 36.2442 | 1689877.0131 | 99774.105 | 125.4376 | 937.3985 | 93 | 608 | 922.3846 | 152 | 38 | 0.60696
2214 | 721.0758 | 353.4 | 200 | 800 | 7 | 91.31% | 100 | 166.8809 | 165.8311 | 165.8311 | 1 | 166.8809 | 100 | 363.2991 | 345.0675 | 345.0675 | 345.0675 | 18.2316 | 363.2991 | 68.919 | 62.1468 | 62.1468 | 62.1468 | 6.7722 | 68.919 | 532.6454 | 453.0127 | 453.0127 | 495.7843 | 36.8611 | 453.0127 | 42.7716 | 42.7716 | 532.6454 | 81.5917 | 66.2375 | 66.2375 | 66.2375 | 15.3542 | 81.5917 | 2774.1957 | 2774.1957 | 1194.1619 | 1194.1619 | 709.4061 | 709.4061 | 680.194 | 680.194 | 190.4337 | 190.4337 | 328506681.3954 | 1074538340.7872 | 196729464.7874 | 152225513.0299 | 1752 | 38.3344 | 1625687.0095 | 95984.1842 | 120.6729 | 1009.5061 | 93 | 608 | 922.3846 | 152 | 38 | 0.60617
2215 | 772.5812 | 353.4 | 200 | 800 | 7 | 91.64% | 100 | 171.4901 | 170.3553 | 170.3553 | 1 | 171.4901 | 100 | 382.7127 | 363.5049 | 363.5049 | 363.5049 | 19.2078 | 382.7127 | 68.9117 | 62.1395 | 62.1395 | 62.1395 | 6.7722 | 68.9117 | 549.7356 | 469.4007 | 469.4007 | 512.0358 | 37.6998 | 469.4007 | 42.6352 | 42.6352 | 549.7356 | 81.5117 | 66.1575 | 66.1575 | 66.1575 | 15.3543 | 81.5117 | 2859.1738 | 2859.1738 | 1279.3164 | 1279.3164 | 709.3269 | 709.3269 | 680.1181 | 680.1181 | 190.4124 | 190.4124 | 334019314.6326 | 1074539234.5893 | 196959909.1388 | 146481541.7531 | 1752 | 40.2918 | 1551650.326 | 91612.8934 | 115.1772 | 1081.6137 | 93 | 608 | 922.3846 | 152 | 38 | 0.60688
2216 | 824.0866 | 353.4 | 200 | 800 | 7 | 91.9% | 100 | 176.1074 | 175.0118 | 175.0118 | 1 | 176.1074 | 100 | 402.1306 | 381.9462 | 381.9462 | 381.9462 | 20.1844 | 402.1306 | 68.9043 | 62.1321 | 62.1321 | 62.1321 | 6.7721 | 68.9043 | 565.8964 | 485.0445 | 485.0445 | 527.3969 | 38.4995 | 485.0445 | 42.3523 | 42.3523 | 565.8964 | 81.4633 | 66.1035 | 66.1035 | 66.1035 | 15.3598 | 81.4633 | 2944.1522 | 2944.1522 | 1364.4608 | 1364.4608 | 709.2524 | 709.2524 | 680.0466 | 680.0466 | 190.3924 | 190.3924 | 338864615.0739 | 1074539733.437 | 196719840.0183 | 141875811.4709 | 1752 | 42.1589 | 1495578.2457 | 88302.2728 | 111.0151 | 1153.7213 | 93 | 608 | 922.3846 | 152 | 38 | 0.60614
2217 | 875.592 | 353.4 | 200 | 800 | 7 | 92.14% | 100 | 180.7547 | 179.6438 | 179.6438 | 1 | 180.7547 | 100 | 421.693 | 400.5247 | 400.5247 | 400.5247 | 21.1683 | 421.693 | 68.8975 | 62.1254 | 62.1254 | 62.1254 | 6.772 | 68.8975 | 580.6667 | 499.3053 | 499.3053 | 541.4296 | 39.2371 | 499.3053 | 42.1243 | 42.1243 | 580.6667 | 81.4747 | 66.0997 | 66.0997 | 66.0997 | 15.375 | 81.4747 | 3029.131 | 3029.131 | 1449.5961 | 1449.5961 | 709.1822 | 709.1822 | 679.9793 | 679.9793 | 190.3735 | 190.3735 | 343099646.6511 | 1074545969.5055 | 196575289.8292 | 137779094.0863 | 1752 | 43.9227 | 1444551.9776 | 85289.5682 | 107.2274 | 1225.8288 | 93 | 608 | 922.3846 | 152 | 38 | 0.6057
2218 | 927.0974 | 353.4 | 200 | 800 | 7 | 92.34% | 100 | 185.4249 | 184.2849 | 184.2849 | 1 | 185.4249 | 100 | 441.5624 | 419.3947 | 419.3947 | 419.3947 | 22.1677 | 441.5624 | 68.8912 | 62.1192 | 62.1192 | 62.1192 | 6.772 | 68.8912 | 593.8518 | 512.062 | 512.062 | 553.9707 | 39.8811 | 512.062 | 41.9088 | 41.9088 | 593.8518 | 81.5053 | 66.1143 | 66.1143 | 66.1143 | 15.391 | 81.5053 | 3114.1101 | 3114.1101 | 1534.7229 | 1534.7229 | 709.1158 | 709.1158 | 679.9157 | 679.9157 | 190.3557 | 190.3557 | 346794174.2279 | 1074555604.0562 | 196446553.3748 | 134203668.3411 | 1752 | 45.5878 | 1400094.7906 | 82664.7168 | 103.9274 | 1297.9364 | 93 | 608 | 922.3846 | 152 | 38 | 0.6053
2219 | 978.6028 | 353.4 | 200 | 800 | 7 | 92.54% | 100 | 190.1004 | 188.9165 | 188.9165 | 1 | 190.1004 | 100 | 461.2062 | 438.0504 | 438.0504 | 438.0504 | 23.1558 | 461.2062 | 68.8854 | 62.1135 | 62.1135 | 62.1135 | 6.772 | 68.8854 | 607.4615 | 525.2049 | 525.2049 | 566.9187 | 40.5428 | 525.2049 | 41.7138 | 41.7138 | 607.4615 | 81.5051 | 66.1049 | 66.1049 | 66.1049 | 15.4003 | 81.5051 | 3199.0894 | 3199.0894 | 1619.8419 | 1619.8419 | 709.0531 | 709.0531 | 679.8555 | 679.8555 | 190.3389 | 190.3389 | 350401008.6849 | 1074556942.442 | 196427234.971 | 130614766.1385 | 1752 | 47.1575 | 1354799.6318 | 79990.3897 | 100.5652 | 1370.044 | 93 | 608 | 922.3846 | 152 | 38 | 0.60524
2220 | 1030.1083 | 353.4 | 200 | 800 | 7 | 92.72% | 100 | 194.7893 | 193.6261 | 193.6261 | 1 | 194.7893 | 100 | 480.7413 | 456.6028 | 456.6028 | 456.6028 | 24.1385 | 480.7413 | 68.8804 | 62.1084 | 62.1084 | 62.1084 | 6.772 | 68.8804 | 620.7114 | 537.9532 | 537.9532 | 579.5167 | 41.1947 | 537.9532 | 41.5636 | 41.5636 | 620.7114 | 81.5233 | 66.1101 | 66.1101 | 66.1101 | 15.4131 | 81.5233 | 3284.069 | 3284.069 | 1704.9538 | 1704.9538 | 708.9937 | 708.9937 | 679.7985 | 679.7985 | 190.3229 | 190.3229 | 353752948.5418 | 1074536260.4356 | 196176762.8079 | 127534028.2147 | 1752 | 48.653 | 1320659.5297 | 77974.6819 | 98.0311 | 1442.1516 | 93 | 608 | 922.3846 | 152 | 38 | 0.60447
2221 | 20.6022 | 402.8 | 200 | 800 | 7 | 76.62% | 100 | 117.0882 | 116.7907 | 116.7907 | 1 | 117.0882 | 100 | 139.7883 | 132.7888 | 132.7888 | 132.7888 | 6.9994 | 139.7883 | 74.9891 | 67.636 | 67.636 | 67.636 | 7.3532 | 74.9891 | 244.3086 | 173.647 | 173.647 | 221.1396 | 23.169 | 173.647 | 47.4927 | 47.4927 | 244.3086 | 86.8975 | 70.9572 | 70.9572 | 70.9572 | 15.9403 | 86.8975 | 1717.3364 | 1717.3364 | 34.199 | 34.199 | 810.4673 | 810.4673 | 681.7897 | 681.7897 | 190.8804 | 190.8804 | 25016987.8943 | 1127953012.695 | 189390590.0427 | 409639407.9163 | 1752 | 12.0812 | 4873448.5667 | 287739.2647 | 361.7505 | 28.843 | 106 | 608 | 922.3846 | 152 | 38 | 0.58467
2222 | 51.5054 | 402.8 | 200 | 800 | 7 | 78.34% | 100 | 118.8285 | 118.4557 | 118.4557 | 1 | 118.8285 | 100 | 144.1445 | 136.9257 | 136.9257 | 136.9257 | 7.2188 | 144.1445 | 74.9775 | 67.6243 | 67.6243 | 67.6243 | 7.3532 | 74.9775 | 257.7617 | 186.8774 | 186.8774 | 234.0132 | 23.7485 | 186.8774 | 47.1358 | 47.1358 | 257.7617 | 89.276 | 72.8794 | 72.8794 | 72.8794 | 16.3965 | 89.276 | 1768.3174 | 1768.3174 | 85.482 | 85.482 | 810.3218 | 810.3218 | 681.6673 | 681.6673 | 190.8462 | 190.8462 | 60555670.1043 | 1127945687.6448 | 184070904.8628 | 379427739.182 | 1752 | 12.9396 | 4478118.0899 | 264398.0723 | 332.4056 | 72.1076 | 106 | 608 | 922.3846 | 152 | 38 | 0.56832
2223 | 154.5162 | 402.8 | 200 | 800 | 7 | 83.35% | 100 | 125.1662 | 124.577 | 124.577 | 1 | 125.1662 | 100 | 167.6383 | 159.2388 | 159.2388 | 159.2388 | 8.3996 | 167.6383 | 74.9358 | 67.5832 | 67.5832 | 67.5832 | 7.3526 | 74.9358 | 313.2505 | 240.8665 | 240.8665 | 286.93 | 26.3205 | 240.8665 | 46.0635 | 46.0635 | 313.2505 | 92.1901 | 75.1711 | 75.1711 | 75.1711 | 17.019 | 92.1901 | 1938.2577 | 1938.2577 | 256.3107 | 256.3107 | 809.894 | 809.894 | 681.3075 | 681.3075 | 190.7454 | 190.7454 | 155174250.1638 | 1128054616.1138 | 177004821.0611 | 291766312.6613 | 1752 | 16.5555 | 3359093.7124 | 198328.3791 | 249.3417 | 216.3227 | 106 | 608 | 922.3846 | 152 | 38 | 0.54635
2224 | 206.0217 | 402.8 | 200 | 800 | 7 | 85.36% | 100 | 128.703 | 127.9617 | 127.9617 | 1 | 128.703 | 100 | 182.9382 | 173.77 | 173.77 | 173.77 | 9.1682 | 182.9382 | 74.9208 | 67.5681 | 67.5681 | 67.5681 | 7.3527 | 74.9208 | 346.2141 | 272.5442 | 272.5442 | 318.3433 | 27.8708 | 272.5442 | 45.7992 | 45.7992 | 346.2141 | 91.2842 | 74.3716 | 74.3716 | 74.3716 | 16.9127 | 91.2842 | 2023.2296 | 2023.2296 | 341.6691 | 341.6691 | 809.708 | 809.708 | 681.1509 | 681.1509 | 190.7016 | 190.7016 | 188873897.3375 | 1128036358.7084 | 178523311.8049 | 256566367.2329 | 1751.9999 | 18.698 | 2932590.9208 | 173146.7037 | 217.6829 | 288.4303 | 106 | 608 | 922.3846 | 152 | 38 | 0.55084
2225 | 257.5271 | 402.8 | 200 | 800 | 7 | 86.9% | 100 | 132.4592 | 131.632 | 131.632 | 1 | 132.4592 | 100 | 201.1333 | 191.0512 | 191.0512 | 191.0512 | 10.0821 | 201.1333 | 74.9078 | 67.555 | 67.555 | 67.555 | 7.3528 | 74.9078 | 378.306 | 303.7441 | 303.7441 | 348.9086 | 29.3974 | 303.7441 | 45.1646 | 45.1646 | 378.306 | 90.0246 | 73.2821 | 73.2821 | 73.2821 | 16.7426 | 90.0246 | 2108.2026 | 2108.2026 | 426.9964 | 426.9964 | 809.5373 | 809.5373 | 681.0074 | 681.0074 | 190.6614 | 190.6614 | 214257523.1567 | 1128001855.1996 | 180304868.2108 | 229435753.4329 | 1752 | 21.1031 | 2587244.5648 | 152756.6852 | 192.0482 | 360.5379 | 106 | 608 | 922.3846 | 152 | 38 | 0.55614
2226 | 309.0325 | 402.8 | 200 | 800 | 7 | 88.23% | 100 | 136.4045 | 135.4469 | 135.4469 | 1 | 136.4045 | 100 | 219.7388 | 208.722 | 208.722 | 208.722 | 11.0167 | 219.7388 | 74.8919 | 67.5394 | 67.5394 | 67.5394 | 7.3525 | 74.8919 | 412.2891 | 336.5402 | 336.5402 | 381.2283 | 31.0608 | 336.5402 | 44.6881 | 44.6881 | 412.2891 | 88.5907 | 72.0653 | 72.0653 | 72.0653 | 16.5254 | 88.5907 | 2193.1764 | 2193.1764 | 512.2963 | 512.2963 | 809.3803 | 809.3803 | 680.8753 | 680.8753 | 190.6244 | 190.6244 | 234678233.8642 | 1128085691.9725 | 182970386.8483 | 206265737.3655 | 1752.0001 | 23.5587 | 2295766.4645 | 135547.1686 | 170.4121 | 432.6455 | 106 | 608 | 922.3846 | 152 | 38 | 0.56417
2227 | 360.5379 | 402.8 | 200 | 800 | 7 | 89.17% | 100 | 140.5613 | 139.6461 | 139.6461 | 1 | 140.5613 | 100 | 239.8847 | 227.8559 | 227.8559 | 227.8559 | 12.0288 | 239.8847 | 74.8786 | 67.5262 | 67.5262 | 67.5262 | 7.3524 | 74.8786 | 442.8631 | 366.0737 | 366.0737 | 410.3122 | 32.5509 | 366.0737 | 44.2385 | 44.2385 | 442.8631 | 87.6918 | 71.2909 | 71.2909 | 71.2909 | 16.4008 | 87.6918 | 2278.151 | 2278.151 | 597.572 | 597.572 | 809.2353 | 809.2353 | 680.7534 | 680.7534 | 190.5903 | 190.5903 | 250214901.0333 | 1128061172.2976 | 183964809.8477 | 189759210.0451 | 1752.0001 | 26.1288 | 2089712.5461 | 123381.286 | 155.117 | 504.753 | 106 | 608 | 922.3846 | 152 | 38 | 0.56704
2228 | 412.0433 | 402.8 | 200 | 800 | 7 | 89.96% | 100 | 144.8498 | 143.835 | 143.835 | 1 | 144.8498 | 100 | 260.1956 | 247.1463 | 247.1463 | 247.1463 | 13.0493 | 260.1956 | 74.867 | 67.5146 | 67.5146 | 67.5146 | 7.3524 | 74.867 | 471.505 | 393.6974 | 393.6974 | 437.5571 | 33.9479 | 393.6974 | 43.8597 | 43.8597 | 471.505 | 87.2055 | 70.8546 | 70.8546 | 70.8546 | 16.351 | 87.2055 | 2363.1263 | 2363.1263 | 682.8261 | 682.8261 | 809.1011 | 809.1011 | 680.6404 | 680.6404 | 190.5586 | 190.5586 | 263393506.1863 | 1128078359.9653 | 184703785.905 | 175824347.9433 | 1752 | 28.6198 | 1919481.4839 | 113330.4647 | 142.4809 | 576.8606 | 106 | 608 | 922.3846 | 152 | 38 | 0.56913
2229 | 463.5487 | 402.8 | 200 | 800 | 7 | 90.59% | 100 | 149.2441 | 148.2282 | 148.2282 | 1 | 149.2441 | 100 | 280.8135 | 266.7281 | 266.7281 | 266.7281 | 14.0854 | 280.8135 | 74.8554 | 67.5032 | 67.5032 | 67.5032 | 7.3522 | 74.8554 | 498.5954 | 419.6774 | 419.6774 | 463.3263 | 35.2691 | 419.6774 | 43.6489 | 43.6489 | 498.5954 | 86.8663 | 70.5409 | 70.5409 | 70.5409 | 16.3254 | 86.8663 | 2448.1022 | 2448.1022 | 768.061 | 768.061 | 808.9764 | 808.9764 | 680.5355 | 680.5355 | 190.5293 | 190.5293 | 274155296.5507 | 1128098788.9797 | 184870691.6496 | 164875222.82 | 1752 | 31.0629 | 1798861.6797 | 106208.8026 | 133.5275 | 648.9682 | 106 | 608 | 922.3846 | 152 | 38 | 0.56963
2230 | 515.0541 | 402.8 | 200 | 800 | 7 | 91.12% | 100 | 153.7086 | 152.6482 | 152.6482 | 1 | 153.7086 | 100 | 301.6693 | 286.5356 | 286.5356 | 286.5356 | 15.1336 | 301.6693 | 74.8452 | 67.493 | 67.493 | 67.493 | 7.3522 | 74.8452 | 523.7758 | 443.8375 | 443.8375 | 487.2652 | 36.5106 | 443.8375 | 43.4277 | 43.4277 | 523.7758 | 86.6647 | 70.3436 | 70.3436 | 70.3436 | 16.3211 | 86.6647 | 2533.0786 | 2533.0786 | 853.2786 | 853.2786 | 808.8603 | 808.8603 | 680.4378 | 680.4378 | 190.5019 | 190.5019 | 283279358.2884 | 1128100188.4367 | 184984484.4877 | 155635968.7872 | 1752 | 33.3988 | 1687041.8794 | 99606.7124 | 125.2272 | 721.0758 | 106 | 608 | 922.3846 | 152 | 38 | 0.56998
2231 | 566.5595 | 402.8 | 200 | 800 | 7 | 91.58% | 100 | 158.2199 | 157.0898 | 157.0898 | 1 | 158.2199 | 100 | 322.676 | 306.4865 | 306.4865 | 306.4865 | 16.1895 | 322.676 | 74.8346 | 67.4825 | 67.4825 | 67.4825 | 7.352 | 74.8346 | 548.0224 | 467.1337 | 467.1337 | 510.2962 | 37.7263 | 467.1337 | 43.1624 | 43.1624 | 548.0224 | 86.4889 | 70.1787 | 70.1787 | 70.1787 | 16.3102 | 86.4889 | 2618.0556 | 2618.0556 | 938.4807 | 938.4807 | 808.7519 | 808.7519 | 680.3466 | 680.3466 | 190.4764 | 190.4764 | 290997015.9189 | 1128137767.6922 | 185290417.997 | 147574798.3919 | 1752 | 35.6151 | 1585006.8067 | 93582.3343 | 117.6532 | 793.1834 | 106 | 608 | 922.3846 | 152 | 38 | 0.57093
2232 | 618.065 | 402.8 | 200 | 800 | 7 | 91.96% | 100 | 162.777 | 161.6149 | 161.6149 | 1 | 162.777 | 100 | 343.6227 | 326.3802 | 326.3802 | 326.3802 | 17.2425 | 343.6227 | 74.8256 | 67.4736 | 67.4736 | 67.4736 | 7.352 | 74.8256 | 570.3949 | 488.6472 | 488.6472 | 531.5581 | 38.8368 | 488.6472 | 42.9109 | 42.9109 | 570.3949 | 86.4985 | 70.1666 | 70.1666 | 70.1666 | 16.3319 | 86.4985 | 2703.0329 | 2703.0329 | 1023.6687 | 1023.6687 | 808.6504 | 808.6504 | 680.2613 | 680.2613 | 190.4525 | 190.4525 | 297948015.6405 | 1128133378.8071 | 185056000.3071 | 140862605.2452 | 1752 | 37.7244 | 1508595.2542 | 89070.826 | 111.9813 | 865.2909 | 106 | 608 | 922.3846 | 152 | 38 | 0.5702
2233 | 669.5704 | 402.8 | 200 | 800 | 7 | 92.27% | 100 | 167.37 | 166.2426 | 166.2426 | 1 | 167.37 | 100 | 364.5749 | 346.279 | 346.279 | 346.279 | 18.2959 | 364.5749 | 74.8171 | 67.4651 | 67.4651 | 67.4651 | 7.3519 | 74.8171 | 591.3693 | 508.789 | 508.789 | 551.5027 | 39.8666 | 508.789 | 42.7137 | 42.7137 | 591.3693 | 86.5738 | 70.2078 | 70.2078 | 70.2078 | 16.366 | 86.5738 | 2788.0108 | 2788.0108 | 1108.844 | 1108.844 | 808.5553 | 808.5553 | 680.1813 | 680.1813 | 190.4301 | 190.4301 | 303997255.9827 | 1128129735.2833 | 184508882.8356 | 135364193.0114 | 1752.0001 | 39.7271 | 1441736.8583 | 85123.3573 | 107.0185 | 937.3985 | 106 | 608 | 922.3846 | 152 | 38 | 0.56852
2234 | 721.0758 | 402.8 | 200 | 800 | 7 | 92.6% | 100 | 171.9754 | 170.7719 | 170.7719 | 1 | 171.9754 | 100 | 385.4451 | 366.0998 | 366.0998 | 366.0998 | 19.3453 | 385.4451 | 74.8093 | 67.4574 | 67.4574 | 67.4574 | 7.3519 | 74.8093 | 613.047 | 529.6063 | 529.6063 | 572.0989 | 40.9481 | 529.6063 | 42.4926 | 42.4926 | 613.047 | 86.5135 | 70.144 | 70.144 | 70.144 | 16.3694 | 86.5135 | 2872.9889 | 2872.9889 | 1194.0077 | 1194.0077 | 808.466 | 808.466 | 680.1061 | 680.1061 | 190.4091 | 190.4091 | 309512133.39 | 1128147360.781 | 184620602.6216 | 129719859.7572 | 1752 | 41.6034 | 1373043.4063 | 81067.5428 | 101.9194 | 1009.5061 | 106 | 608 | 922.3846 | 152 | 38 | 0.56886
2235 | 772.5812 | 402.8 | 200 | 800 | 7 | 92.86% | 100 | 176.6032 | 175.3579 | 175.3579 | 1 | 176.6032 | 100 | 406.3396 | 385.9436 | 385.9436 | 385.9436 | 20.396 | 406.3396 | 74.8017 | 67.4499 | 67.4499 | 67.4499 | 7.3518 | 74.8017 | 632.9884 | 548.8251 | 548.8251 | 591.0512 | 41.9372 | 548.8251 | 42.2261 | 42.2261 | 632.9884 | 86.5494 | 70.1578 | 70.1578 | 70.1578 | 16.3916 | 86.5494 | 2957.9674 | 2957.9674 | 1279.1609 | 1279.1609 | 808.3819 | 808.3819 | 680.0354 | 680.0354 | 190.3893 | 190.3893 | 314368244.6045 | 1128146020.2819 | 184469737.4628 | 125015997.6508 | 1752 | 43.3813 | 1313420.1756 | 77547.2543 | 97.4937 | 1081.6137 | 106 | 608 | 922.3846 | 152 | 38 | 0.5684
2236 | 824.0866 | 402.8 | 200 | 800 | 7 | 93.11% | 100 | 181.251 | 179.9936 | 179.9936 | 1 | 181.251 | 100 | 427.294 | 405.8442 | 405.8442 | 405.8442 | 21.4498 | 427.294 | 74.7952 | 67.4434 | 67.4434 | 67.4434 | 7.3519 | 74.7952 | 652.7359 | 567.795 | 567.795 | 609.8273 | 42.9086 | 567.795 | 42.0324 | 42.0324 | 652.7359 | 86.5224 | 70.1236 | 70.1236 | 70.1236 | 16.3988 | 86.5224 | 3042.9463 | 3042.9463 | 1364.3045 | 1364.3045 | 808.3026 | 808.3026 | 679.9687 | 679.9687 | 190.3706 | 190.3706 | 318721572.1271 | 1128156873.3785 | 184353633.5601 | 120767861.3534 | 1751.9999 | 45.0712 | 1264680.2526 | 74669.5407 | 93.8758 | 1153.7213 | 106 | 608 | 922.3846 | 152 | 38 | 0.56804
2237 | 875.592 | 402.8 | 200 | 800 | 7 | 93.32% | 100 | 185.9255 | 184.6689 | 184.6689 | 1 | 185.9255 | 100 | 448.3468 | 425.8382 | 425.8382 | 425.8382 | 22.5086 | 448.3468 | 74.7884 | 67.4366 | 67.4366 | 67.4366 | 7.3518 | 74.7884 | 671.3387 | 585.5668 | 585.5668 | 627.4991 | 43.8397 | 585.5668 | 41.9323 | 41.9323 | 671.3387 | 86.5289 | 70.1181 | 70.1181 | 70.1181 | 16.4108 | 86.5289 | 3127.9254 | 3127.9254 | 1449.4391 | 1449.4391 | 808.2276 | 808.2276 | 679.9057 | 679.9057 | 190.3529 | 190.3529 | 322610967.0793 | 1128159156.2286 | 184166106.5436 | 117063742.6013 | 1752 | 46.6752 | 1225535.095 | 72358.3233 | 90.9701 | 1225.8288 | 106 | 608 | 922.3846 | 152 | 38 | 0.56746
2238 | 927.0974 | 402.8 | 200 | 800 | 7 | 93.51% | 100 | 190.6176 | 189.3365 | 189.3365 | 1 | 190.6176 | 100 | 469.328 | 445.7641 | 445.7641 | 445.7641 | 23.5639 | 469.328 | 74.783 | 67.4312 | 67.4312 | 67.4312 | 7.3518 | 74.783 | 688.9711 | 602.3611 | 602.3611 | 644.2469 | 44.7242 | 602.3611 | 41.8858 | 41.8858 | 688.9711 | 86.582 | 70.1503 | 70.1503 | 70.1503 | 16.4316 | 86.582 | 3212.9047 | 3212.9047 | 1534.5657 | 1534.5657 | 808.1568 | 808.1568 | 679.846 | 679.846 | 190.3362 | 190.3362 | 326299632.9084 | 1128138633.962 | 183936024.5122 | 113625647.6522 | 1751.9999 | 48.1915 | 1187705.0997 | 70124.7561 | 88.162 | 1297.9364 | 106 | 608 | 922.3846 | 152 | 38 | 0.56675
2239 | 978.6028 | 402.8 | 200 | 800 | 7 | 93.67% | 100 | 195.3189 | 194.0765 | 194.0765 | 1 | 195.3189 | 100 | 490.1996 | 465.5859 | 465.5859 | 465.5859 | 24.6137 | 490.1996 | 74.7772 | 67.4254 | 67.4254 | 67.4254 | 7.3518 | 74.7772 | 705.1426 | 617.835 | 617.835 | 659.6182 | 45.5244 | 617.835 | 41.7832 | 41.7832 | 705.1426 | 86.7336 | 70.2628 | 70.2628 | 70.2628 | 16.4709 | 86.7336 | 3297.8843 | 3297.8843 | 1619.6847 | 1619.6847 | 808.0896 | 808.0896 | 679.7895 | 679.7895 | 190.3204 | 190.3204 | 329699219.3821 | 1128156320.8263 | 183326276.3067 | 110818183.4849 | 1752 | 49.6293 | 1149843.4315 | 67889.3188 | 85.3516 | 1370.044 | 106 | 608 | 922.3846 | 152 | 38 | 0.56487
2240 | 1030.1083 | 402.8 | 200 | 800 | 7 | 93.84% | 100 | 200.017 | 198.7151 | 198.7151 | 1 | 200.017 | 100 | 511.0304 | 485.3688 | 485.3688 | 485.3688 | 25.6616 | 511.0304 | 74.772 | 67.4202 | 67.4202 | 67.4202 | 7.3518 | 74.772 | 721.1248 | 633.2574 | 633.2574 | 674.8108 | 46.314 | 633.2574 | 41.5534 | 41.5534 | 721.1248 | 86.839 | 70.338 | 70.338 | 70.338 | 16.501 | 86.839 | 3382.8642 | 3382.8642 | 1704.7969 | 1704.7969 | 808.0259 | 808.0259 | 679.736 | 679.736 | 190.3054 | 190.3054 | 332712073.4493 | 1128145011.7508 | 183168429.8598 | 107974484.9401 | 1752 | 50.9935 | 1116848.8814 | 65941.247 | 82.9024 | 1442.1516 | 106 | 608 | 922.3846 | 152 | 38 | 0.56439
2241 | 20.6022 | 452.2 | 200 | 800 | 7 | 79.17% | 100 | 121.1633 | 120.7905 | 120.7905 | 1 | 121.1633 | 100 | 144.1086 | 136.8905 | 136.8905 | 136.8905 | 7.2181 | 144.1086 | 80.9922 | 73.048 | 73.048 | 73.048 | 7.9442 | 80.9922 | 265.2895 | 194.4763 | 194.4763 | 241.2102 | 24.0794 | 194.4763 | 46.7339 | 46.7339 | 265.2895 | 85.9056 | 70.0499 | 70.0499 | 70.0499 | 15.8557 | 85.9056 | 1816.1187 | 1816.1187 | 34.1874 | 34.1874 | 909.5564 | 909.5564 | 681.5591 | 681.5591 | 190.8158 | 190.8158 | 24250205.444 | 1172117166.7014 | 190683643.8954 | 364948958.4942 | 1752 | 17.1416 | 4273396.7411 | 252310.8676 | 317.2094 | 28.843 | 119 | 608 | 922.3846 | 152 | 38 | 0.58845
2242 | 51.5054 | 452.2 | 200 | 800 | 7 | 80.77% | 100 | 122.9801 | 122.5374 | 122.5374 | 1 | 122.9801 | 100 | 149.6041 | 142.1096 | 142.1096 | 142.1096 | 7.4945 | 149.6041 | 80.9773 | 73.0334 | 73.0334 | 73.0334 | 7.9439 | 80.9773 | 281.1085 | 210.0335 | 210.0335 | 256.307 | 24.8015 | 210.0335 | 46.2735 | 46.2735 | 281.1085 | 88.5034 | 72.1447 | 72.1447 | 72.1447 | 16.3586 | 88.5034 | 1867.1007 | 1867.1007 | 85.4548 | 85.4548 | 909.4107 | 909.4107 | 681.4499 | 681.4499 | 190.7853 | 190.7853 | 58323797.3172 | 1172130722.2546 | 184661531.1603 | 336883923.803 | 1752 | 18.0608 | 3903040.6789 | 230444.2203 | 289.7183 | 72.1076 | 119 | 608 | 922.3846 | 152 | 38 | 0.56994
2243 | 154.5162 | 452.2 | 200 | 800 | 7 | 85.39% | 100 | 129.6978 | 129.0327 | 129.0327 | 1 | 129.6978 | 100 | 173.8925 | 165.1773 | 165.1773 | 165.1773 | 8.7151 | 173.8925 | 80.9412 | 72.9975 | 72.9975 | 72.9975 | 7.9438 | 80.9412 | 347.5659 | 273.936 | 273.936 | 319.6291 | 27.9368 | 273.936 | 45.6931 | 45.6931 | 347.5659 | 93.0132 | 75.7358 | 75.7358 | 75.7358 | 17.2774 | 93.0132 | 2037.0438 | 2037.0438 | 256.2428 | 256.2428 | 908.9795 | 908.9795 | 681.1268 | 681.1268 | 190.6948 | 190.6948 | 149672736.0353 | 1172173739.6901 | 174209690.6433 | 255943903.4463 | 1752.0001 | 21.6848 | 2922499.3534 | 172550.8751 | 216.9338 | 216.3227 | 119 | 608 | 922.3846 | 152 | 38 | 0.5376
2244 | 206.0217 | 452.2 | 200 | 800 | 7 | 87.24% | 100 | 133.3371 | 132.4708 | 132.4708 | 1 | 133.3371 | 100 | 190.1858 | 180.6522 | 180.6522 | 180.6522 | 9.5336 | 190.1858 | 80.9266 | 72.9828 | 72.9828 | 72.9828 | 7.9438 | 80.9266 | 386.7848 | 311.6675 | 311.6675 | 356.9297 | 29.855 | 311.6675 | 45.2623 | 45.2623 | 386.7848 | 92.8152 | 75.5152 | 75.5152 | 75.5152 | 17.3 | 92.8152 | 2122.0169 | 2122.0169 | 341.586 | 341.586 | 908.7906 | 908.7906 | 680.9852 | 680.9852 | 190.6552 | 190.6552 | 181624051.7856 | 1172140419.201 | 174651565.2706 | 223583963.7428 | 1752 | 23.7398 | 2523171.2226 | 148973.6523 | 187.2921 | 288.4303 | 119 | 608 | 922.3846 | 152 | 38 | 0.53878
2245 | 257.5271 | 452.2 | 200 | 800 | 7 | 88.63% | 100 | 137.2337 | 136.302 | 136.302 | 1 | 137.2337 | 100 | 209.8831 | 199.3602 | 199.3602 | 199.3602 | 10.5229 | 209.8831 | 80.9098 | 72.9662 | 72.9662 | 72.9662 | 7.9435 | 80.9098 | 425.3574 | 348.8017 | 348.8017 | 393.6048 | 31.7526 | 348.8017 | 44.8032 | 44.8032 | 425.3574 | 92.0335 | 74.8235 | 74.8235 | 74.8235 | 17.2101 | 92.0335 | 2206.9909 | 2206.9909 | 426.9008 | 426.9008 | 908.6166 | 908.6166 | 680.8548 | 680.8548 | 190.6187 | 190.6187 | 205135077.4565 | 1172191418.0747 | 175400587.8686 | 199272916.6002 | 1752 | 26.0159 | 2227972.6554 | 131544.471 | 165.3799 | 360.5379 | 119 | 608 | 922.3846 | 152 | 38 | 0.5409
2246 | 309.0325 | 452.2 | 200 | 800 | 7 | 89.72% | 100 | 141.314 | 140.3641 | 140.3641 | 1 | 141.314 | 100 | 230.3896 | 218.8366 | 218.8366 | 218.8366 | 11.553 | 230.3896 | 80.8944 | 72.9511 | 72.9511 | 72.9511 | 7.9433 | 80.8944 | 463.5859 | 385.5712 | 385.5712 | 429.9407 | 33.6452 | 385.5712 | 44.3695 | 44.3695 | 463.5859 | 91.3299 | 74.2031 | 74.2031 | 74.2031 | 17.1268 | 91.3299 | 2291.9656 | 2291.9656 | 512.1903 | 512.1903 | 908.4559 | 908.4559 | 680.7344 | 680.7344 | 190.585 | 190.585 | 223628248.2414 | 1172233626.8373 | 176038841.6166 | 180099283.3047 | 1752 | 28.3404 | 1991929.4497 | 117607.9541 | 147.8587 | 432.6455 | 119 | 608 | 922.3846 | 152 | 38 | 0.54268
2247 | 360.5379 | 452.2 | 200 | 800 | 7 | 90.57% | 100 | 145.5629 | 144.6034 | 144.6034 | 1 | 145.5629 | 100 | 251.7743 | 239.147 | 239.147 | 239.147 | 12.6273 | 251.7743 | 80.8804 | 72.9373 | 72.9373 | 72.9373 | 7.9431 | 80.8804 | 499.5882 | 420.1025 | 420.1025 | 464.1686 | 35.4197 | 420.1025 | 44.0661 | 44.0661 | 499.5882 | 90.8917 | 73.8063 | 73.8063 | 73.8063 | 17.0854 | 90.8917 | 2376.941 | 2376.941 | 597.4574 | 597.4574 | 908.307 | 908.307 | 680.6228 | 680.6228 | 190.5537 | 190.5537 | 238220757.055 | 1172232076.4497 | 176356668.1252 | 165190498.3701 | 1752 | 30.6684 | 1816026.212 | 107222.2349 | 134.8016 | 504.753 | 119 | 608 | 922.3846 | 152 | 38 | 0.54347
2248 | 412.0433 | 452.2 | 200 | 800 | 7 | 91.24% | 100 | 149.9134 | 148.9033 | 148.9033 | 1 | 149.9134 | 100 | 273.7801 | 260.0471 | 260.0471 | 260.0471 | 13.733 | 273.7801 | 80.8688 | 72.9258 | 72.9258 | 72.9258 | 7.943 | 80.8688 | 531.6491 | 451.1157 | 451.1157 | 494.6625 | 36.9866 | 451.1157 | 43.5468 | 43.5468 | 531.6491 | 90.8023 | 73.6954 | 73.6954 | 73.6954 | 17.1069 | 90.8023 | 2461.917 | 2461.917 | 682.7045 | 682.7045 | 908.1686 | 908.1686 | 680.5192 | 680.5192 | 190.5247 | 190.5247 | 250093248.1762 | 1172247161.6986 | 176146000.4372 | 153513642.6418 | 1752.0001 | 32.9366 | 1664129.5174 | 98253.9155 | 123.5264 | 576.8606 | 119 | 608 | 922.3846 | 152 | 38 | 0.54287
2249 | 463.5487 | 452.2 | 200 | 800 | 7 | 91.8% | 100 | 154.3613 | 153.2573 | 153.2573 | 1 | 154.3613 | 100 | 295.8915 | 281.0474 | 281.0474 | 281.0474 | 14.8441 | 295.8915 | 80.8586 | 72.9156 | 72.9156 | 72.9156 | 7.9431 | 80.8586 | 562.4496 | 480.6358 | 480.6358 | 523.9496 | 38.5 | 480.6358 | 43.3138 | 43.3138 | 562.4496 | 90.7566 | 73.6196 | 73.6196 | 73.6196 | 17.137 | 90.7566 | 2546.8935 | 2546.8935 | 767.9335 | 767.9335 | 908.0397 | 908.0397 | 680.4226 | 680.4226 | 190.4977 | 190.4977 | 260026311.0792 | 1172232101.4375 | 176081634.7576 | 143659980.6628 | 1752 | 35.1304 | 1549705.3233 | 91498.0561 | 115.0329 | 648.9682 | 119 | 608 | 922.3846 | 152 | 38 | 0.54255
2250 | 515.0541 | 452.2 | 200 | 800 | 7 | 92.27% | 100 | 158.8709 | 157.732 | 157.732 | 1 | 158.8709 | 100 | 318.0785 | 302.1194 | 302.1194 | 302.1194 | 15.9591 | 318.0785 | 80.8491 | 72.906 | 72.906 | 72.906 | 7.9431 | 80.8491 | 591.7124 | 508.642 | 508.642 | 551.7499 | 39.9626 | 508.642 | 43.1078 | 43.1078 | 591.7124 | 90.7979 | 73.6226 | 73.6226 | 73.6226 | 17.1753 | 90.7979 | 2631.8705 | 2631.8705 | 853.1464 | 853.1464 | 907.9194 | 907.9194 | 680.3324 | 680.3324 | 190.4724 | 190.4724 | 268607565.1049 | 1172240676.5992 | 175636366.5504 | 135515391.7455 | 1752 | 37.2357 | 1454097.6229 | 85853.1644 | 107.936 | 721.0758 | 119 | 608 | 922.3846 | 152 | 38 | 0.54118
2251 | 566.5595 | 452.2 | 200 | 800 | 7 | 92.65% | 100 | 163.4204 | 162.2521 | 162.2521 | 1 | 163.4204 | 100 | 340.4953 | 323.4094 | 323.4094 | 323.4094 | 17.0859 | 340.4953 | 80.8391 | 72.8961 | 72.8961 | 72.8961 | 7.943 | 80.8391 | 619.4396 | 535.2446 | 535.2446 | 578.0982 | 41.3414 | 535.2446 | 42.8536 | 42.8536 | 619.4396 | 90.8296 | 73.6246 | 73.6246 | 73.6246 | 17.205 | 90.8296 | 2716.848 | 2716.848 | 938.3446 | 938.3446 | 907.8067 | 907.8067 | 680.248 | 680.248 | 190.4488 | 190.4488 | 275640482.6064 | 1172252150.2656 | 175419761.0718 | 128687577.7398 | 1752 | 39.234 | 1371924.7688 | 81001.4959 | 101.8364 | 793.1834 | 119 | 608 | 922.3846 | 152 | 38 | 0.54051
2252 | 618.065 | 452.2 | 200 | 800 | 7 | 93.01% | 100 | 167.9933 | 166.78 | 166.78 | 1 | 167.9933 | 100 | 362.7575 | 344.5525 | 344.5525 | 344.5525 | 18.205 | 362.7575 | 80.8297 | 72.8868 | 72.8868 | 72.8868 | 7.9429 | 80.8297 | 646.3329 | 561.152 | 561.152 | 603.663 | 42.6699 | 561.152 | 42.511 | 42.511 | 646.3329 | 90.9066 | 73.6679 | 73.6679 | 73.6679 | 17.2387 | 90.9066 | 2801.8259 | 2801.8259 | 1023.5295 | 1023.5295 | 907.701 | 907.701 | 680.1688 | 680.1688 | 190.4266 | 190.4266 | 282098716.9996 | 1172269689.0874 | 175105482.3984 | 122526104.2043 | 1752 | 41.1276 | 1297375.8167 | 76599.9596 | 96.3027 | 865.2909 | 119 | 608 | 922.3846 | 152 | 38 | 0.53954
2253 | 669.5704 | 452.2 | 200 | 800 | 7 | 93.32% | 100 | 172.6001 | 171.3533 | 171.3533 | 1 | 172.6001 | 100 | 384.8627 | 365.5464 | 365.5464 | 365.5464 | 19.3164 | 384.8627 | 80.8212 | 72.8784 | 72.8784 | 72.8784 | 7.9428 | 80.8212 | 672.4678 | 586.238 | 586.238 | 628.5073 | 43.9605 | 586.238 | 42.2693 | 42.2693 | 672.4678 | 91.0324 | 73.7528 | 73.7528 | 73.7528 | 17.2796 | 91.0324 | 2886.8041 | 2886.8041 | 1108.7023 | 1108.7023 | 907.6017 | 907.6017 | 680.0944 | 680.0944 | 190.4058 | 190.4058 | 287921530.8259 | 1172274052.1681 | 174693437.4032 | 117110979.6029 | 1752 | 42.9215 | 1229865.664 | 72614.0098 | 91.2915 | 937.3985 | 119 | 608 | 922.3846 | 152 | 38 | 0.53827
2254 | 721.0758 | 452.2 | 200 | 800 | 7 | 93.57% | 100 | 177.2407 | 175.9732 | 175.9732 | 1 | 177.2407 | 100 | 407.1344 | 386.6982 | 386.6982 | 386.6982 | 20.4362 | 407.1344 | 80.8142 | 72.8713 | 72.8713 | 72.8713 | 7.9429 | 80.8142 | 695.9073 | 608.728 | 608.728 | 650.7867 | 45.1207 | 608.728 | 42.0587 | 42.0587 | 695.9073 | 91.2506 | 73.9123 | 73.9123 | 73.9123 | 17.3383 | 91.2506 | 2971.7827 | 2971.7827 | 1193.864 | 1193.864 | 907.5082 | 907.5082 | 680.0243 | 680.0243 | 190.3861 | 190.3861 | 292912871.4396 | 1172259385.2424 | 174132929.2107 | 112694827.3772 | 1752 | 44.6359 | 1181355.9923 | 69749.8906 | 87.6907 | 1009.5061 | 119 | 608 | 922.3846 | 152 | 38 | 0.53655
2255 | 772.5812 | 452.2 | 200 | 800 | 7 | 93.8% | 100 | 181.9044 | 180.608 | 180.608 | 1 | 181.9044 | 100 | 429.5055 | 407.9444 | 407.9444 | 407.9444 | 21.5611 | 429.5055 | 80.8071 | 72.8642 | 72.8642 | 72.8642 | 7.9429 | 80.8071 | 719.2234 | 630.9631 | 630.9631 | 672.9337 | 46.2898 | 630.9631 | 41.9706 | 41.9706 | 719.2234 | 91.3592 | 73.9845 | 73.9845 | 73.9845 | 17.3747 | 91.3592 | 3056.7615 | 3056.7615 | 1279.0157 | 1279.0157 | 907.42 | 907.42 | 679.9582 | 679.9582 | 190.3676 | 190.3676 | 297312998.8773 | 1172270560.105 | 173796723.6209 | 108619717.3967 | 1752 | 46.2564 | 1133970.5672 | 66952.1495 | 84.1733 | 1081.6137 | 119 | 608 | 922.3846 | 152 | 38 | 0.53551
2256 | 824.0866 | 452.2 | 200 | 800 | 7 | 94.02% | 100 | 186.579 | 185.2436 | 185.2436 | 1 | 186.579 | 100 | 451.8118 | 429.1289 | 429.1289 | 429.1289 | 22.6829 | 451.8118 | 80.7997 | 72.8569 | 72.8569 | 72.8569 | 7.9428 | 80.7997 | 742.1907 | 652.8869 | 652.8869 | 694.7437 | 47.447 | 652.8869 | 41.8568 | 41.8568 | 742.1907 | 91.4499 | 74.0448 | 74.0448 | 74.0448 | 17.4051 | 91.4499 | 3141.7407 | 3141.7407 | 1364.1581 | 1364.1581 | 907.3367 | 907.3367 | 679.8957 | 679.8957 | 190.3502 | 190.3502 | 301389477.3628 | 1172274164.2525 | 173529176.8787 | 104807181.506 | 1752 | 47.7918 | 1095194.3836 | 64662.7172 | 81.295 | 1153.7213 | 119 | 608 | 922.3846 | 152 | 38 | 0.53469
2257 | 875.592 | 452.2 | 200 | 800 | 7 | 94.19% | 100 | 191.2704 | 189.9425 | 189.9425 | 1 | 191.2704 | 100 | 474.205 | 450.3959 | 450.3959 | 450.3959 | 23.8091 | 474.205 | 80.7929 | 72.8501 | 72.8501 | 72.8501 | 7.9428 | 80.7929 | 763.0024 | 672.7866 | 672.7866 | 714.5146 | 48.4878 | 672.7866 | 41.728 | 41.728 | 763.0024 | 91.6072 | 74.1592 | 74.1592 | 74.1592 | 17.448 | 91.6072 | 3226.7201 | 3226.7201 | 1449.292 | 1449.292 | 907.2578 | 907.2578 | 679.8366 | 679.8366 | 190.3336 | 190.3336 | 304932808.178 | 1172286909.0259 | 173060206.151 | 101720076.6451 | 1752 | 49.249 | 1055271.0828 | 62305.5566 | 78.3316 | 1225.8288 | 119 | 608 | 922.3846 | 152 | 38 | 0.53324
2258 | 927.0974 | 452.2 | 200 | 800 | 7 | 94.36% | 100 | 195.9732 | 194.6056 | 194.6056 | 1 | 195.9732 | 100 | 496.6446 | 471.7069 | 471.7069 | 471.7069 | 24.9377 | 496.6446 | 80.7865 | 72.8438 | 72.8438 | 72.8438 | 7.9427 | 80.7865 | 782.4739 | 691.4353 | 691.4353 | 733.0144 | 49.4595 | 691.4353 | 41.5791 | 41.5791 | 782.4739 | 91.7763 | 74.284 | 74.284 | 74.284 | 17.4923 | 91.7763 | 3311.6997 | 3311.6997 | 1534.4181 | 1534.4181 | 907.1831 | 907.1831 | 679.7806 | 679.7806 | 190.3179 | 190.3179 | 308186580.0448 | 1172289618.839 | 172688601.3045 | 98835199.8118 | 1752 | 50.635 | 1024708.5987 | 60501.0794 | 76.063 | 1297.9364 | 119 | 608 | 922.3846 | 152 | 38 | 0.5321
2259 | 978.6028 | 452.2 | 200 | 800 | 7 | 94.51% | 100 | 200.6875 | 199.2577 | 199.2577 | 1 | 200.6875 | 100 | 518.9477 | 492.8882 | 492.8882 | 492.8882 | 26.0595 | 518.9477 | 80.781 | 72.8383 | 72.8383 | 72.8383 | 7.9428 | 80.781 | 801.1946 | 709.3303 | 709.3303 | 750.7875 | 50.4071 | 709.3303 | 41.4572 | 41.4572 | 801.1946 | 91.9769 | 74.4356 | 74.4356 | 74.4356 | 17.5413 | 91.9769 | 3396.6796 | 3396.6796 | 1619.5369 | 1619.5369 | 907.1121 | 907.1121 | 679.7275 | 679.7275 | 190.3031 | 190.3031 | 311312795.036 | 1172286254.3868 | 172296059.9432 | 96104890.634 | 1752 | 51.9486 | 993615.6737 | 58665.2838 | 73.755 | 1370.044 | 119 | 608 | 922.3846 | 152 | 38 | 0.53089
2260 | 1030.1083 | 452.2 | 200 | 800 | 7 | 94.67% | 100 | 205.3987 | 203.9185 | 203.9185 | 1 | 205.3987 | 100 | 541.1711 | 513.9937 | 513.9937 | 513.9937 | 27.1774 | 541.1711 | 80.7756 | 72.8328 | 72.8328 | 72.8328 | 7.9427 | 80.7756 | 820.9143 | 728.2326 | 728.2326 | 769.5101 | 51.4042 | 728.2326 | 41.2775 | 41.2775 | 820.9143 | 92.064 | 74.4955 | 74.4955 | 74.4955 | 17.5686 | 92.064 | 3481.6597 | 3481.6597 | 1704.649 | 1704.649 | 907.0447 | 907.0447 | 679.677 | 679.677 | 190.2889 | 190.2889 | 314136024.8722 | 1172281104.5939 | 172118385.8062 | 93464484.7277 | 1752 | 53.1928 | 957326.5827 | 56522.695 | 71.0613 | 1442.1516 | 119 | 608 | 922.3846 | 152 | 38 | 0.53034
2261 | 20.6022 | 501.6 | 200 | 800 | 7 | 81.1% | 100 | 125.6272 | 125.2097 | 125.2097 | 1 | 125.6272 | 100 | 151.7631 | 144.1594 | 144.1594 | 144.1594 | 7.6037 | 151.7631 | 87.0939 | 78.5489 | 78.5489 | 78.5489 | 8.545 | 87.0939 | 284.8307 | 214.0242 | 214.0242 | 259.9012 | 24.9295 | 214.0242 | 45.877 | 45.877 | 284.8307 | 86.111 | 70.1148 | 70.1148 | 70.1148 | 15.9961 | 86.111 | 1914.9029 | 1914.9029 | 34.1771 | 34.1771 | 1008.6147 | 1008.6147 | 681.353 | 681.353 | 190.7582 | 190.7582 | 23034385.3421 | 1208678898.7857 | 189163379.7052 | 331123336.167 | 1752 | 22.1591 | 3804761.5791 | 224641.6032 | 282.4231 | 28.843 | 132 | 608 | 922.3846 | 152 | 38 | 0.58356
2262 | 51.5054 | 501.6 | 200 | 800 | 7 | 82.64% | 100 | 127.5643 | 127.0756 | 127.0756 | 1 | 127.5643 | 100 | 156.7287 | 148.8752 | 148.8752 | 148.8752 | 7.8535 | 156.7287 | 87.0823 | 78.5373 | 78.5373 | 78.5373 | 8.545 | 87.0823 | 303.8901 | 232.3277 | 232.3277 | 278.0655 | 25.8246 | 232.3277 | 45.7378 | 45.7378 | 303.8901 | 88.4959 | 72.0337 | 72.0337 | 72.0337 | 16.4622 | 88.4959 | 1965.8858 | 1965.8858 | 85.4303 | 85.4303 | 1008.4697 | 1008.4697 | 681.255 | 681.255 | 190.7307 | 190.7307 | 55674669.1449 | 1208664831.0311 | 183560558.2705 | 304099941.5535 | 1752 | 23.0698 | 3485480.8397 | 205790.5568 | 258.7233 | 72.1076 | 132 | 608 | 922.3846 | 152 | 38 | 0.56635
2263 | 154.5162 | 501.6 | 200 | 800 | 7 | 87.07% | 100 | 134.4869 | 133.6667 | 133.6667 | 1 | 134.4869 | 100 | 180.5906 | 171.5377 | 171.5377 | 171.5377 | 9.0529 | 180.5906 | 87.0415 | 78.4972 | 78.4972 | 78.4972 | 8.5443 | 87.0415 | 383.2078 | 308.2462 | 308.2462 | 353.5107 | 29.6972 | 308.2462 | 45.2644 | 45.2644 | 383.2078 | 93.6009 | 76.1171 | 76.1171 | 76.1171 | 17.4838 | 93.6009 | 2135.8313 | 2135.8313 | 256.1813 | 256.1813 | 1008.0378 | 1008.0378 | 680.9633 | 680.9633 | 190.649 | 190.649 | 144011277.5442 | 1208835238.6547 | 172649815.1037 | 226503723.4827 | 1752.0001 | 26.5091 | 2553954.3452 | 150791.1565 | 189.5771 | 216.3227 | 132 | 608 | 922.3846 | 152 | 38 | 0.53266
2264 | 206.0217 | 501.6 | 200 | 800 | 7 | 88.74% | 100 | 138.2208 | 137.2756 | 137.2756 | 1 | 138.2208 | 100 | 197.7275 | 187.8137 | 187.8137 | 187.8137 | 9.9138 | 197.7275 | 87.023 | 78.479 | 78.479 | 78.479 | 8.5439 | 87.023 | 429.1743 | 352.4661 | 352.4661 | 397.1966 | 31.9777 | 352.4661 | 44.7305 | 44.7305 | 429.1743 | 94.1041 | 76.4721 | 76.4721 | 76.4721 | 17.6319 | 94.1041 | 2220.8054 | 2220.8054 | 341.5105 | 341.5105 | 1007.8473 | 1007.8473 | 680.8346 | 680.8346 | 190.613 | 190.613 | 174519390.6981 | 1208875163.8438 | 171296205.7789 | 197309143.3122 | 1751.9999 | 28.4665 | 2204383.1588 | 130151.6945 | 163.6289 | 288.4303 | 132 | 608 | 922.3846 | 152 | 38 | 0.5283
2265 | 257.5271 | 501.6 | 200 | 800 | 7 | 90% | 100 | 142.2243 | 141.2492 | 141.2492 | 1 | 142.2243 | 100 | 218.8347 | 207.8608 | 207.8608 | 207.8608 | 10.9739 | 218.8347 | 87.0064 | 78.4628 | 78.4628 | 78.4628 | 8.5437 | 87.0064 | 475.0284 | 396.3188 | 396.3188 | 440.7806 | 34.2479 | 396.3188 | 44.4618 | 44.4618 | 475.0284 | 93.6374 | 76.0435 | 76.0435 | 76.0435 | 17.594 | 93.6374 | 2305.7802 | 2305.7802 | 426.8135 | 426.8135 | 1007.6713 | 1007.6713 | 680.7157 | 680.7157 | 190.5797 | 190.5797 | 196525534.4816 | 1208881260.0442 | 171372809.3 | 175220308.5685 | 1751.9999 | 30.5522 | 1943680.6532 | 114759.2376 | 144.2772 | 360.5379 | 132 | 608 | 922.3846 | 152 | 38 | 0.52835
2266 | 309.0325 | 501.6 | 200 | 800 | 7 | 90.94% | 100 | 146.4305 | 145.4039 | 145.4039 | 1 | 146.4305 | 100 | 240.9324 | 228.8486 | 228.8486 | 228.8486 | 12.0838 | 240.9324 | 86.9945 | 78.4508 | 78.4508 | 78.4508 | 8.5437 | 86.9945 | 517.2804 | 436.6898 | 436.6898 | 480.9158 | 36.3646 | 436.6898 | 44.226 | 44.226 | 517.2804 | 93.6959 | 76.039 | 76.039 | 76.039 | 17.6569 | 93.6959 | 2390.7557 | 2390.7557 | 512.0933 | 512.0933 | 1007.5081 | 1007.5081 | 680.6055 | 680.6055 | 190.5489 | 190.5489 | 213731867.4055 | 1208904045.8952 | 170659872.5342 | 158704117.7981 | 1751.9999 | 32.7068 | 1753005.7529 | 103501.3665 | 130.1236 | 432.6455 | 132 | 608 | 922.3846 | 152 | 38 | 0.52611
2267 | 360.5379 | 501.6 | 200 | 800 | 7 | 91.69% | 100 | 150.7366 | 149.7107 | 149.7107 | 1 | 150.7366 | 100 | 263.8456 | 250.6107 | 250.6107 | 250.6107 | 13.2349 | 263.8456 | 86.9819 | 78.4382 | 78.4382 | 78.4382 | 8.5437 | 86.9819 | 557.866 | 475.6583 | 475.6583 | 519.4958 | 38.3702 | 475.6583 | 43.8375 | 43.8375 | 557.866 | 93.6217 | 75.935 | 75.935 | 75.935 | 17.6867 | 93.6217 | 2475.7318 | 2475.7318 | 597.3522 | 597.3522 | 1007.3564 | 1007.3564 | 680.503 | 680.503 | 190.5202 | 190.5202 | 227228890.436 | 1208897112.4711 | 170228632.912 | 145645364.1809 | 1752 | 34.8157 | 1594135.851 | 94121.3334 | 118.3309 | 504.753 | 132 | 608 | 922.3846 | 152 | 38 | 0.52456
2268 | 412.0433 | 501.6 | 200 | 800 | 7 | 92.28% | 100 | 155.1582 | 154.0755 | 154.0755 | 1 | 155.1582 | 100 | 287.2528 | 272.8418 | 272.8418 | 272.8418 | 14.411 | 287.2528 | 86.969 | 78.4255 | 78.4255 | 78.4255 | 8.5435 | 86.969 | 594.8079 | 511.0781 | 511.0781 | 554.6121 | 40.1958 | 511.0781 | 43.5341 | 43.5341 | 594.8079 | 93.8217 | 76.0612 | 76.0612 | 76.0612 | 17.7605 | 93.8217 | 2560.7084 | 2560.7084 | 682.5925 | 682.5925 | 1007.215 | 1007.215 | 680.4075 | 680.4075 | 190.4934 | 190.4934 | 238348404.9989 | 1208923701.1052 | 169504655.3354 | 135223238.5605 | 1752 | 36.8739 | 1469712.256 | 86775.0871 | 109.0951 | 576.8606 | 132 | 608 | 922.3846 | 152 | 38 | 0.52233
2269 | 463.5487 | 501.6 | 200 | 800 | 7 | 92.76% | 100 | 159.6532 | 158.4487 | 158.4487 | 1 | 159.6532 | 100 | 310.666 | 295.0784 | 295.0784 | 295.0784 | 15.5875 | 310.666 | 86.9586 | 78.4151 | 78.4151 | 78.4151 | 8.5435 | 86.9586 | 627.8335 | 542.8231 | 542.8231 | 585.988 | 41.8455 | 542.8231 | 43.1648 | 43.1648 | 627.8335 | 94.3313 | 76.4393 | 76.4393 | 76.4393 | 17.892 | 94.3313 | 2645.6855 | 2645.6855 | 767.8158 | 767.8158 | 1007.083 | 1007.083 | 680.3183 | 680.3183 | 190.4685 | 190.4685 | 247732160.9241 | 1208927686.3558 | 168529549.6132 | 126810603.1069 | 1752 | 38.8555 | 1360695.3566 | 80338.4864 | 101.0029 | 648.9682 | 132 | 608 | 922.3846 | 152 | 38 | 0.51933
2270 | 515.0541 | 501.6 | 200 | 800 | 7 | 93.18% | 100 | 164.1842 | 162.9314 | 162.9314 | 1 | 164.1842 | 100 | 334.2261 | 317.4545 | 317.4545 | 317.4545 | 16.7716 | 334.2261 | 86.9494 | 78.4059 | 78.4059 | 78.4059 | 8.5435 | 86.9494 | 661.254 | 574.909 | 574.909 | 617.7534 | 43.5007 | 574.909 | 42.8443 | 42.8443 | 661.254 | 94.5309 | 76.572 | 76.572 | 76.572 | 17.9588 | 94.5309 | 2730.6631 | 2730.6631 | 853.0239 | 853.0239 | 1006.9593 | 1006.9593 | 680.2347 | 680.2347 | 190.4451 | 190.4451 | 255533770.832 | 1208926257.627 | 167987818.8273 | 119552152.7137 | 1752 | 40.7461 | 1279209.0009 | 75527.3503 | 94.9542 | 721.0758 | 132 | 608 | 922.3846 | 152 | 38 | 0.51766
2271 | 566.5595 | 501.6 | 200 | 800 | 7 | 93.53% | 100 | 168.7676 | 167.4794 | 167.4794 | 1 | 168.7676 | 100 | 358.0172 | 340.0497 | 340.0497 | 340.0497 | 17.9674 | 358.0172 | 86.9395 | 78.3961 | 78.3961 | 78.3961 | 8.5434 | 86.9395 | 693.2153 | 605.4409 | 605.4409 | 648.1177 | 45.0976 | 605.4409 | 42.6768 | 42.6768 | 693.2153 | 94.6932 | 76.6806 | 76.6806 | 76.6806 | 18.0126 | 94.6932 | 2815.641 | 2815.641 | 938.2182 | 938.2182 | 1006.8433 | 1006.8433 | 680.1564 | 680.1564 | 190.4231 | 190.4231 | 262147337.2387 | 1208948747.9123 | 167515388.0403 | 113388526.8087 | 1752 | 42.5525 | 1205101.7418 | 71151.8926 | 89.4533 | 793.1834 | 132 | 608 | 922.3846 | 152 | 38 | 0.5162
2272 | 618.065 | 501.6 | 200 | 800 | 7 | 93.84% | 100 | 173.3769 | 172.0426 | 172.0426 | 1 | 173.3769 | 100 | 381.5962 | 362.4435 | 362.4435 | 362.4435 | 19.1527 | 381.5962 | 86.9299 | 78.3866 | 78.3866 | 78.3866 | 8.5433 | 86.9299 | 724.447 | 635.2861 | 635.2861 | 677.7908 | 46.6562 | 635.2861 | 42.5047 | 42.5047 | 724.447 | 94.8942 | 76.8241 | 76.8241 | 76.8241 | 18.0701 | 94.8942 | 2900.6193 | 2900.6193 | 1023.3999 | 1023.3999 | 1006.7342 | 1006.7342 | 680.0827 | 680.0827 | 190.4025 | 190.4025 | 268154001.3452 | 1208958315.0745 | 167014071.824 | 107873611.7564 | 1752 | 44.2625 | 1143647.7933 | 67523.5145 | 84.8917 | 865.2909 | 132 | 608 | 922.3846 | 152 | 38 | 0.51466
2273 | 669.5704 | 501.6 | 200 | 800 | 7 | 94.11% | 100 | 178.0025 | 176.6851 | 176.6851 | 1 | 178.0025 | 100 | 405.1466 | 384.8099 | 384.8099 | 384.8099 | 20.3367 | 405.1466 | 86.9219 | 78.3786 | 78.3786 | 78.3786 | 8.5433 | 86.9219 | 754.8203 | 664.4094 | 664.4094 | 706.6536 | 48.1667 | 664.4094 | 42.2442 | 42.2442 | 754.8203 | 95.0623 | 76.9442 | 76.9442 | 76.9442 | 18.1181 | 95.0623 | 2985.5979 | 2985.5979 | 1108.5701 | 1108.5701 | 1006.6315 | 1006.6315 | 680.0133 | 680.0133 | 190.3831 | 190.3831 | 273419023.6355 | 1208951668.3189 | 166467895.1741 | 103161412.8715 | 1752 | 45.8899 | 1084659.644 | 64040.7227 | 80.513 | 937.3985 | 132 | 608 | 922.3846 | 152 | 38 | 0.51297
2274 | 721.0758 | 501.6 | 200 | 800 | 7 | 94.34% | 100 | 182.6629 | 181.3364 | 181.3364 | 1 | 182.6629 | 100 | 428.7916 | 407.266 | 407.266 | 407.266 | 21.5256 | 428.7916 | 86.9142 | 78.3709 | 78.3709 | 78.3709 | 8.5433 | 86.9142 | 782.2808 | 690.652 | 690.652 | 732.7354 | 49.5455 | 690.652 | 42.0834 | 42.0834 | 782.2808 | 95.3396 | 77.1517 | 77.1517 | 77.1517 | 18.1879 | 95.3396 | 3070.5768 | 3070.5768 | 1193.7297 | 1193.7297 | 1006.5345 | 1006.5345 | 679.9478 | 679.9478 | 190.3647 | 190.3647 | 278101492.3883 | 1208954630.7889 | 165781461.4063 | 99162415.4164 | 1752 | 47.4406 | 1038725.2643 | 61328.6546 | 77.1034 | 1009.5061 | 132 | 608 | 922.3846 | 152 | 38 | 0.51086
2275 | 772.5812 | 501.6 | 200 | 800 | 7 | 94.54% | 100 | 187.3372 | 186.0075 | 186.0075 | 1 | 187.3372 | 100 | 452.394 | 429.6816 | 429.6816 | 429.6816 | 22.7124 | 452.394 | 86.9065 | 78.3633 | 78.3633 | 78.3633 | 8.5432 | 86.9065 | 808.2414 | 715.5178 | 715.5178 | 757.3905 | 50.8508 | 715.5178 | 41.8727 | 41.8727 | 808.2414 | 95.6408 | 77.3793 | 77.3793 | 77.3793 | 18.2615 | 95.6408 | 3155.556 | 3155.556 | 1278.8797 | 1278.8797 | 1006.4429 | 1006.4429 | 679.8859 | 679.8859 | 190.3474 | 190.3474 | 282305736.6845 | 1208969626.4833 | 165063146.2121 | 95661490.6201 | 1752 | 48.9106 | 996413.3471 | 58830.4647 | 73.9626 | 1081.6137 | 132 | 608 | 922.3846 | 152 | 38 | 0.50865
2276 | 824.0866 | 501.6 | 200 | 800 | 7 | 94.74% | 100 | 192.0269 | 190.5856 | 190.5856 | 1 | 192.0269 | 100 | 475.8528 | 451.9607 | 451.9607 | 451.9607 | 23.8921 | 475.8528 | 86.8993 | 78.3561 | 78.3561 | 78.3561 | 8.5432 | 86.8993 | 833.9741 | 740.0832 | 740.0832 | 781.8379 | 52.1362 | 740.0832 | 41.7547 | 41.7547 | 833.9741 | 95.9188 | 77.5897 | 77.5897 | 77.5897 | 18.3291 | 95.9188 | 3240.5354 | 3240.5354 | 1364.0209 | 1364.0209 | 1006.3562 | 1006.3562 | 679.8273 | 679.8273 | 190.331 | 190.331 | 286147670.6615 | 1208969626.4833 | 164689864.9518 | 92192814.9387 | 1752 | 50.3057 | 959148.9195 | 56630.2898 | 71.1965 | 1153.7213 | 132 | 608 | 922.3846 | 152 | 38 | 0.5075
2277 | 875.592 | 501.6 | 200 | 800 | 7 | 94.9% | 100 | 196.7243 | 195.3223 | 195.3223 | 1 | 196.7243 | 100 | 499.488 | 474.4072 | 474.4072 | 474.4072 | 25.0807 | 499.488 | 86.8927 | 78.3495 | 78.3495 | 78.3495 | 8.5432 | 86.8927 | 858.8834 | 763.9327 | 763.9327 | 805.4871 | 53.3963 | 763.9327 | 41.5544 | 41.5544 | 858.8834 | 96.1123 | 77.7349 | 77.7349 | 77.7349 | 18.3774 | 96.1123 | 3325.5151 | 3325.5151 | 1449.1538 | 1449.1538 | 1006.274 | 1006.274 | 679.7718 | 679.7718 | 190.3155 | 190.3155 | 289486217.2607 | 1208969626.4833 | 164145840.92 | 89398315.336 | 1752 | 51.6359 | 920810.616 | 54366.7109 | 68.3507 | 1225.8288 | 132 | 608 | 922.3846 | 152 | 38 | 0.50582
2278 | 927.0974 | 501.6 | 200 | 800 | 7 | 95.05% | 100 | 201.4342 | 199.8944 | 199.8944 | 1 | 201.4342 | 100 | 523.1607 | 496.8894 | 496.8894 | 496.8894 | 26.2714 | 523.1607 | 86.8867 | 78.3435 | 78.3435 | 78.3435 | 8.5432 | 86.8867 | 880.9418 | 785.144 | 785.144 | 826.4214 | 54.5204 | 785.144 | 41.2774 | 41.2774 | 880.9418 | 96.4018 | 77.9584 | 77.9584 | 77.9584 | 18.4434 | 96.4018 | 3410.495 | 3410.495 | 1534.2792 | 1534.2792 | 1006.196 | 1006.196 | 679.7191 | 679.7191 | 190.3007 | 190.3007 | 292513992.8354 | 1208970973.8842 | 163853341.6696 | 86661691.6108 | 1752 | 52.8958 | 887497.5769 | 52399.8349 | 65.8779 | 1297.9364 | 132 | 608 | 922.3846 | 152 | 38 | 0.50492
2279 | 978.6028 | 501.6 | 200 | 800 | 7 | 95.18% | 100 | 206.1498 | 204.7098 | 204.7098 | 1 | 206.1498 | 100 | 546.7373 | 519.2801 | 519.2801 | 519.2801 | 27.4572 | 546.7373 | 86.8808 | 78.3376 | 78.3376 | 78.3376 | 8.5432 | 86.8808 | 903.2541 | 806.5702 | 806.5702 | 847.6105 | 55.6436 | 806.5702 | 41.0403 | 41.0403 | 903.2541 | 96.6312 | 78.1337 | 78.1337 | 78.1337 | 18.4975 | 96.6312 | 3495.4751 | 3495.4751 | 1619.3976 | 1619.3976 | 1006.1219 | 1006.1219 | 679.669 | 679.669 | 190.2867 | 190.2867 | 295442838.8026 | 1208970973.8842 | 163084401.8997 | 84501785.4136 | 1752 | 54.1016 | 863464.3403 | 50980.859 | 64.094 | 1370.044 | 132 | 608 | 922.3846 | 152 | 38 | 0.50255
2280 | 1030.1083 | 501.6 | 200 | 800 | 7 | 95.28% | 100 | 210.8838 | 209.4912 | 209.4912 | 1 | 210.8838 | 100 | 570.1975 | 541.5602 | 541.5602 | 541.5602 | 28.6373 | 570.1975 | 86.8753 | 78.3321 | 78.3321 | 78.3321 | 8.5432 | 86.8753 | 923.3764 | 825.7824 | 825.7824 | 866.7218 | 56.6546 | 825.7824 | 40.9394 | 40.9394 | 923.3764 | 96.9657 | 78.3933 | 78.3933 | 78.3933 | 18.5723 | 96.9657 | 3580.4554 | 3580.4554 | 1704.5094 | 1704.5094 | 1006.0513 | 1006.0513 | 679.6213 | 679.6213 | 190.2733 | 190.2733 | 298069462.0188 | 1208970973.8842 | 162327773.7199 | 82631830.1506 | 1752 | 55.2513 | 844388.8292 | 49854.5983 | 62.678 | 1442.1516 | 132 | 608 | 922.3846 | 152 | 38 | 0.50022
2281 | 20.6022 | 551 | 200 | 800 | 7 | 82.75% | 100 | 130.3783 | 129.9103 | 129.9103 | 1 | 130.3783 | 100 | 157.4514 | 149.5607 | 149.5607 | 149.5607 | 7.8907 | 157.4514 | 93.325 | 84.1663 | 84.1663 | 84.1663 | 9.1586 | 93.325 | 305.3384 | 234.0962 | 234.0962 | 279.4745 | 25.8639 | 234.0962 | 45.3783 | 45.3783 | 305.3384 | 85.8496 | 69.8135 | 69.8135 | 69.8135 | 16.0361 | 85.8496 | 2013.6888 | 2013.6888 | 34.1678 | 34.1678 | 1107.6469 | 1107.6469 | 681.1678 | 681.1678 | 190.7063 | 190.7063 | 22188302.4055 | 1238771984.7804 | 188767845.9207 | 302271851.1158 | 1752 | 26.863 | 3436493.5038 | 202898.2353 | 255.087 | 28.843 | 145 | 608 | 922.3846 | 152 | 38 | 0.58214
2282 | 51.5054 | 551 | 200 | 800 | 7 | 84.24% | 100 | 132.3511 | 131.8277 | 131.8277 | 1 | 132.3511 | 100 | 162.4744 | 154.3309 | 154.3309 | 154.3309 | 8.1434 | 162.4744 | 93.3105 | 84.1522 | 84.1522 | 84.1522 | 9.1583 | 93.3105 | 327.6958 | 255.5541 | 255.5541 | 300.7608 | 26.935 | 255.5541 | 45.2067 | 45.2067 | 327.6958 | 88.0802 | 71.6103 | 71.6103 | 71.6103 | 16.4699 | 88.0802 | 2064.6723 | 2064.6723 | 85.4083 | 85.4083 | 1107.5031 | 1107.5031 | 681.0794 | 681.0794 | 190.6816 | 190.6816 | 53708001.7764 | 1238854336.9245 | 183285417.1038 | 276152149.1257 | 1751.9999 | 27.7135 | 3123162.0692 | 184398.4491 | 231.8288 | 72.1076 | 145 | 608 | 922.3846 | 152 | 38 | 0.56529
2283 | 154.5162 | 551 | 200 | 800 | 7 | 88.35% | 100 | 139.4878 | 138.6151 | 138.6151 | 1 | 139.4878 | 100 | 186.9164 | 177.5444 | 177.5444 | 177.5444 | 9.372 | 186.9164 | 93.2741 | 84.1162 | 84.1162 | 84.1162 | 9.1579 | 93.2741 | 417.5991 | 341.5498 | 341.5498 | 386.2301 | 31.369 | 341.5498 | 44.6803 | 44.6803 | 417.5991 | 94.5488 | 76.7961 | 76.7961 | 76.7961 | 17.7527 | 94.5488 | 2234.6199 | 2234.6199 | 256.1253 | 256.1253 | 1107.0725 | 1107.0725 | 680.8146 | 680.8146 | 190.6074 | 190.6074 | 139254515.3064 | 1238863288.3321 | 169824741.2356 | 204057455.126 | 1752 | 30.9954 | 2279331.3057 | 134576.8002 | 169.1922 | 216.3227 | 145 | 608 | 922.3846 | 152 | 38 | 0.52381
2284 | 206.0217 | 551 | 200 | 800 | 7 | 89.93% | 100 | 143.3576 | 142.3024 | 142.3024 | 1 | 143.3576 | 100 | 204.8551 | 194.5821 | 194.5821 | 194.5821 | 10.2731 | 204.8551 | 93.255 | 84.0975 | 84.0975 | 84.0975 | 9.1575 | 93.255 | 471.6124 | 392.9194 | 392.9194 | 437.5222 | 34.0902 | 392.9194 | 44.6028 | 44.6028 | 471.6124 | 95.448 | 77.4823 | 77.4823 | 77.4823 | 17.9657 | 95.448 | 2319.5949 | 2319.5949 | 341.4416 | 341.4416 | 1106.8816 | 1106.8816 | 680.6972 | 680.6972 | 190.5745 | 190.5745 | 168505732.9989 | 1238950572.7595 | 168104119.3757 | 176439574.8659 | 1752 | 32.8028 | 1962919.4472 | 115895.1389 | 145.7053 | 288.4303 | 145 | 608 | 922.3846 | 152 | 38 | 0.51838
2285 | 257.5271 | 551 | 200 | 800 | 7 | 91.08% | 100 | 147.4112 | 146.3131 | 146.3131 | 1 | 147.4112 | 100 | 227.095 | 215.7049 | 215.7049 | 215.7049 | 11.3901 | 227.095 | 93.2395 | 84.0822 | 84.0822 | 84.0822 | 9.1573 | 93.2395 | 523.6032 | 442.8198 | 442.8198 | 486.9025 | 36.7007 | 442.8198 | 44.0827 | 44.0827 | 523.6032 | 95.4835 | 77.4632 | 77.4632 | 77.4632 | 18.0203 | 95.4835 | 2404.5705 | 2404.5705 | 426.7337 | 426.7337 | 1106.7045 | 1106.7045 | 680.5883 | 680.5883 | 190.5441 | 190.5441 | 189256770.3553 | 1238965964.8956 | 167453584.0829 | 156323680.6662 | 1752 | 34.7153 | 1718780.0768 | 101480.6063 | 127.5831 | 360.5379 | 145 | 608 | 922.3846 | 152 | 38 | 0.51613
2286 | 309.0325 | 551 | 200 | 800 | 7 | 91.91% | 100 | 151.6838 | 150.594 | 150.594 | 1 | 151.6838 | 100 | 251.0028 | 238.4118 | 238.4118 | 238.4118 | 12.591 | 251.0028 | 93.2265 | 84.0693 | 84.0693 | 84.0693 | 9.1572 | 93.2265 | 570.8319 | 487.9033 | 487.9033 | 531.7791 | 39.0528 | 487.9033 | 43.8759 | 43.8759 | 570.8319 | 95.7737 | 77.647 | 77.647 | 77.647 | 18.1268 | 95.7737 | 2489.5466 | 2489.5466 | 512.0042 | 512.0042 | 1106.5398 | 1106.5398 | 680.487 | 680.487 | 190.5157 | 190.5157 | 205043044.5861 | 1238986888.2686 | 166150504.2061 | 141819562.9391 | 1752 | 36.6748 | 1552516.718 | 91664.0471 | 115.2415 | 432.6455 | 145 | 608 | 922.3846 | 152 | 38 | 0.51212
2287 | 360.5379 | 551 | 200 | 800 | 7 | 92.55% | 100 | 156.0586 | 154.9831 | 154.9831 | 1 | 156.0586 | 100 | 275.2584 | 261.4488 | 261.4488 | 261.4488 | 13.8095 | 275.2584 | 93.2158 | 84.0585 | 84.0585 | 84.0585 | 9.1573 | 93.2158 | 615.043 | 530.2749 | 530.2749 | 573.7859 | 41.2572 | 530.2749 | 43.5109 | 43.5109 | 615.043 | 96.2229 | 77.9714 | 77.9714 | 77.9714 | 18.2515 | 96.2229 | 2574.5233 | 2574.5233 | 597.2553 | 597.2553 | 1106.3862 | 1106.3862 | 680.3926 | 680.3926 | 190.4893 | 190.4893 | 217731312.6566 | 1238985642.9037 | 164810044.3024 | 130473000.1372 | 1752 | 38.5963 | 1412139.6783 | 83375.8738 | 104.8215 | 504.753 | 145 | 608 | 922.3846 | 152 | 38 | 0.50799
2288 | 412.0433 | 551 | 200 | 800 | 7 | 93.08% | 100 | 160.529 | 159.3617 | 159.3617 | 1 | 160.529 | 100 | 299.854 | 284.8087 | 284.8087 | 284.8087 | 15.0454 | 299.854 | 93.2039 | 84.0467 | 84.0467 | 84.0467 | 9.1572 | 93.2039 | 655.5522 | 569.0318 | 569.0318 | 612.2667 | 43.2855 | 569.0318 | 43.2349 | 43.2349 | 655.5522 | 96.8192 | 78.4172 | 78.4172 | 78.4172 | 18.4019 | 96.8192 | 2659.5005 | 2659.5005 | 682.489 | 682.489 | 1106.2427 | 1106.2427 | 680.3043 | 680.3043 | 190.4645 | 190.4645 | 228234181.4897 | 1239005127.4625 | 163568029.4685 | 121192661.5793 | 1752 | 40.4607 | 1307740.1553 | 77211.8933 | 97.0721 | 576.8606 | 145 | 608 | 922.3846 | 152 | 38 | 0.50419
2289 | 463.5487 | 551 | 200 | 800 | 7 | 93.52% | 100 | 165.0566 | 163.8347 | 163.8347 | 1 | 165.0566 | 100 | 324.6565 | 308.3648 | 308.3648 | 308.3648 | 16.2917 | 324.6565 | 93.1918 | 84.0347 | 84.0347 | 84.0347 | 9.157 | 93.1918 | 694.5893 | 606.3239 | 606.3239 | 649.3573 | 45.2319 | 606.3239 | 43.0334 | 43.0334 | 694.5893 | 97.2846 | 78.7618 | 78.7618 | 78.7618 | 18.5228 | 97.2846 | 2744.4781 | 2744.4781 | 767.7068 | 767.7068 | 1106.1083 | 1106.1083 | 680.2217 | 680.2217 | 190.4414 | 190.4414 | 236812204.8902 | 1239009265.2007 | 162631030.8005 | 113547499.1086 | 1752 | 42.2463 | 1219493.5531 | 72001.6172 | 90.5216 | 648.9682 | 145 | 608 | 922.3846 | 152 | 38 | 0.50128
2290 | 515.0541 | 551 | 200 | 800 | 7 | 93.91% | 100 | 169.6298 | 168.2794 | 168.2794 | 1 | 169.6298 | 100 | 349.4559 | 331.9178 | 331.9178 | 331.9178 | 17.5381 | 349.4559 | 93.1819 | 84.0249 | 84.0249 | 84.0249 | 9.157 | 93.1819 | 732.3591 | 642.3459 | 642.3459 | 685.2266 | 47.1325 | 642.3459 | 42.8807 | 42.8807 | 732.3591 | 97.7005 | 79.0727 | 79.0727 | 79.0727 | 18.6277 | 97.7005 | 2829.4561 | 2829.4561 | 852.9102 | 852.9102 | 1105.9821 | 1105.9821 | 680.1441 | 680.1441 | 190.4197 | 190.4197 | 244398908.0674 | 1239014215.6133 | 161877339.6183 | 106709561.6114 | 1752 | 43.9525 | 1140364.5973 | 67329.6673 | 84.648 | 721.0758 | 145 | 608 | 922.3846 | 152 | 38 | 0.49896
2291 | 566.5595 | 551 | 200 | 800 | 7 | 94.24% | 100 | 174.2228 | 172.7622 | 172.7622 | 1 | 174.2228 | 100 | 374.3337 | 355.5452 | 355.5452 | 355.5452 | 18.7885 | 374.3337 | 93.1728 | 84.0158 | 84.0158 | 84.0158 | 9.157 | 93.1728 | 769.2864 | 677.6991 | 677.6991 | 720.2987 | 48.9876 | 677.6991 | 42.5997 | 42.5997 | 769.2864 | 97.9811 | 79.2764 | 79.2764 | 79.2764 | 18.7046 | 97.9811 | 2914.4345 | 2914.4345 | 938.1006 | 938.1006 | 1105.8635 | 1105.8635 | 680.0711 | 680.0711 | 190.3993 | 190.3993 | 250716892.7029 | 1239010277.6601 | 161442764.3044 | 100830020.3442 | 1752 | 45.5732 | 1068789.3801 | 63103.707 | 79.335 | 793.1834 | 145 | 608 | 922.3846 | 152 | 38 | 0.49762
2292 | 618.065 | 551 | 200 | 800 | 7 | 94.52% | 100 | 178.8399 | 177.4576 | 177.4576 | 1 | 178.8399 | 100 | 399.17 | 379.133 | 379.133 | 379.133 | 20.037 | 399.17 | 93.164 | 84.007 | 84.007 | 84.007 | 9.157 | 93.164 | 805.8225 | 712.6898 | 712.6898 | 755.0126 | 50.8099 | 712.6898 | 42.3228 | 42.3228 | 805.8225 | 98.2008 | 79.4365 | 79.4365 | 79.4365 | 18.7643 | 98.2008 | 2999.4131 | 2999.4131 | 1023.279 | 1023.279 | 1105.7517 | 1105.7517 | 680.0024 | 680.0024 | 190.38 | 190.38 | 256305409.513 | 1239019267.0321 | 160637201.9354 | 96038121.5195 | 1752 | 47.1243 | 1009820.6648 | 59622.0626 | 74.9578 | 865.2909 | 145 | 608 | 922.3846 | 152 | 38 | 0.49514
2293 | 669.5704 | 551 | 200 | 800 | 7 | 94.75% | 100 | 183.4849 | 182.1187 | 182.1187 | 1 | 183.4849 | 100 | 423.955 | 402.6719 | 402.6719 | 402.6719 | 21.2831 | 423.955 | 93.1553 | 83.9984 | 83.9984 | 83.9984 | 9.1569 | 93.1553 | 839.4277 | 744.889 | 744.889 | 786.9343 | 52.4934 | 744.889 | 42.0453 | 42.0453 | 839.4277 | 98.5441 | 79.6945 | 79.6945 | 79.6945 | 18.8496 | 98.5441 | 3084.3921 | 3084.3921 | 1108.4465 | 1108.4465 | 1105.6462 | 1105.6462 | 679.9375 | 679.9375 | 190.3618 | 190.3618 | 261243635.9213 | 1239027887.8544 | 159827268.7743 | 91901207.4501 | 1752 | 48.6034 | 962549.622 | 56831.0749 | 71.449 | 937.3985 | 145 | 608 | 922.3846 | 152 | 38 | 0.49265
2294 | 721.0758 | 551 | 200 | 800 | 7 | 94.96% | 100 | 188.1559 | 186.7777 | 186.7777 | 1 | 188.1559 | 100 | 448.6135 | 426.0906 | 426.0906 | 426.0906 | 22.5229 | 448.6135 | 93.1478 | 83.9909 | 83.9909 | 83.9909 | 9.1569 | 93.1478 | 870.4016 | 774.5512 | 774.5512 | 816.3516 | 54.0499 | 774.5512 | 41.8004 | 41.8004 | 870.4016 | 99.0135 | 80.0579 | 80.0579 | 80.0579 | 18.9556 | 99.0135 | 3169.3713 | 3169.3713 | 1193.604 | 1193.604 | 1105.5465 | 1105.5465 | 679.8762 | 679.8762 | 190.3447 | 190.3447 | 265796077.3307 | 1239014609.184 | 158896110.7577 | 88293202.7277 | 1752 | 50.0098 | 918631.3904 | 54238.0446 | 68.189 | 1009.5061 | 145 | 608 | 922.3846 | 152 | 38 | 0.48978
2295 | 772.5812 | 551 | 200 | 800 | 7 | 95.14% | 100 | 192.8435 | 191.4455 | 191.4455 | 1 | 192.8435 | 100 | 473.3257 | 449.5602 | 449.5602 | 449.5602 | 23.7655 | 473.3257 | 93.1411 | 83.9842 | 83.9842 | 83.9842 | 9.157 | 93.1411 | 900.6292 | 803.442 | 803.442 | 845.0608 | 55.5683 | 803.442 | 41.6189 | 41.6189 | 900.6292 | 99.3994 | 80.3557 | 80.3557 | 80.3557 | 19.0438 | 99.3994 | 3254.3508 | 3254.3508 | 1278.7522 | 1278.7522 | 1105.4521 | 1105.4521 | 679.8181 | 679.8181 | 190.3284 | 190.3284 | 269718715.4957 | 1239019837.382 | 158187374.4262 | 85074072.6962 | 1752 | 51.3487 | 883935.1482 | 52189.5011 | 65.6135 | 1081.6137 | 145 | 608 | 922.3846 | 152 | 38 | 0.48759
2296 | 824.0866 | 551 | 200 | 800 | 7 | 95.32% | 100 | 197.5455 | 196.0719 | 196.0719 | 1 | 197.5455 | 100 | 498.0395 | 473.0312 | 473.0312 | 473.0312 | 25.0083 | 498.0395 | 93.1341 | 83.9772 | 83.9772 | 83.9772 | 9.1569 | 93.1341 | 930.3457 | 831.7811 | 831.7811 | 873.2817 | 57.064 | 831.7811 | 41.5005 | 41.5005 | 930.3457 | 99.7351 | 80.6154 | 80.6154 | 80.6154 | 19.1196 | 99.7351 | 3339.3305 | 3339.3305 | 1363.8919 | 1363.8919 | 1105.3625 | 1105.3625 | 679.7631 | 679.7631 | 190.313 | 190.313 | 273318444.8972 | 1239025065.5799 | 157672321.9234 | 81984132.7603 | 1752 | 52.6193 | 845586.989 | 49925.3404 | 62.767 | 1153.7213 | 145 | 608 | 922.3846 | 152 | 38 | 0.48601
2297 | 875.592 | 551 | 200 | 800 | 7 | 95.47% | 100 | 202.2534 | 200.7694 | 200.7694 | 1 | 202.2534 | 100 | 522.8762 | 496.6188 | 496.6188 | 496.6188 | 26.2574 | 522.8762 | 93.1277 | 83.9708 | 83.9708 | 83.9708 | 9.1569 | 93.1277 | 957.9329 | 858.2337 | 858.2337 | 899.4698 | 58.4631 | 858.2337 | 41.2361 | 41.2361 | 957.9329 | 100.0565 | 80.8645 | 80.8645 | 80.8645 | 19.192 | 100.0565 | 3424.3105 | 3424.3105 | 1449.0237 | 1449.0237 | 1105.2776 | 1105.2776 | 679.7108 | 679.7108 | 190.2984 | 190.2984 | 276425443.2943 | 1239003801.3339 | 157123881.4215 | 79446873.9503 | 1752 | 53.8327 | 813673.5636 | 48041.1006 | 60.3981 | 1225.8288 | 145 | 608 | 922.3846 | 152 | 38 | 0.48432
2298 | 927.0974 | 551 | 200 | 800 | 7 | 95.58% | 100 | 206.9798 | 205.5487 | 205.5487 | 1 | 206.9798 | 100 | 547.7679 | 520.2586 | 520.2586 | 520.2586 | 27.5093 | 547.7679 | 93.1214 | 83.9645 | 83.9645 | 83.9645 | 9.1569 | 93.1214 | 982.363 | 881.5964 | 881.5964 | 922.6691 | 59.6939 | 881.5964 | 41.0726 | 41.0726 | 982.363 | 100.456 | 81.1756 | 81.1756 | 81.1756 | 19.2803 | 100.456 | 3509.2906 | 3509.2906 | 1534.1483 | 1534.1483 | 1105.1968 | 1105.1968 | 679.6611 | 679.6611 | 190.2845 | 190.2845 | 279337540.8957 | 1239030654.6705 | 156232267.1451 | 77399542.5069 | 1752 | 54.994 | 793500.166 | 46850.0182 | 58.9006 | 1297.9364 | 145 | 608 | 922.3846 | 152 | 38 | 0.48157
2299 | 978.6028 | 551 | 200 | 800 | 7 | 95.69% | 100 | 211.7217 | 210.3025 | 210.3025 | 1 | 211.7217 | 100 | 572.4686 | 543.717 | 543.717 | 543.717 | 28.7517 | 572.4686 | 93.1149 | 83.958 | 83.958 | 83.958 | 9.1569 | 93.1149 | 1004.7969 | 902.9529 | 902.9529 | 943.9712 | 60.8257 | 902.9529 | 41.0183 | 41.0183 | 1004.7969 | 100.9574 | 81.571 | 81.571 | 81.571 | 19.3864 | 100.9574 | 3594.2709 | 3594.2709 | 1619.266 | 1619.266 | 1105.1198 | 1105.1198 | 679.6138 | 679.6138 | 190.2712 | 190.2712 | 282106433.8083 | 1239037127.9538 | 155319363.9052 | 75537074.3326 | 1752 | 56.0998 | 772799.9062 | 45627.8288 | 57.3641 | 1370.044 | 145 | 608 | 922.3846 | 152 | 38 | 0.47876
2300 | 1030.1083 | 551 | 200 | 800 | 7 | 95.79% | 100 | 216.4585 | 214.994 | 214.994 | 1 | 216.4585 | 100 | 597.1703 | 567.1761 | 567.1761 | 567.1761 | 29.9942 | 597.1703 | 93.1091 | 83.9523 | 83.9523 | 83.9523 | 9.1568 | 93.1091 | 1025.5527 | 922.6709 | 922.6709 | 963.6709 | 61.8818 | 922.6709 | 41.0001 | 41.0001 | 1025.5527 | 101.2938 | 81.8013 | 81.8013 | 81.8013 | 19.4925 | 101.2938 | 3679.2514 | 3679.2514 | 1704.3775 | 1704.3775 | 1105.0465 | 1105.0465 | 679.5687 | 679.5687 | 190.2586 | 190.2586 | 284552951.8686 | 1239033322.1962 | 154580899.409 | 73832826.5262 | 1752 | 57.1556 | 754557.2768 | 44550.7433 | 56.0099 | 1442.1516 | 145 | 608 | 922.3846 | 152 | 38 | 0.47648
2301 | 20.6022 | 600.4 | 200 | 800 | 7 | 84.13% | 100 | 135.3471 | 134.8377 | 134.8377 | 1 | 135.3471 | 100 | 163.4763 | 155.2818 | 155.2818 | 155.2818 | 8.1946 | 163.4763 | 99.5759 | 89.8016 | 89.8016 | 89.8016 | 9.7742 | 99.5759 | 326.0919 | 254.2006 | 254.2006 | 299.2565 | 26.8354 | 254.2006 | 45.0559 | 45.0559 | 326.0919 | 85.9379 | 69.8183 | 69.8183 | 69.8183 | 16.1195 | 85.9379 | 2112.4759 | 2112.4759 | 34.1594 | 34.1594 | 1206.6566 | 1206.6566 | 681.0005 | 681.0005 | 190.6595 | 190.6595 | 21368195.5188 | 1264802798.5226 | 187814544.3627 | 278014461.5958 | 1752 | 31.2117 | 3134711.0789 | 185080.3283 | 232.686 | 28.843 | 158 | 608 | 922.3846 | 152 | 38 | 0.57916
2302 | 51.5054 | 600.4 | 200 | 800 | 7 | 85.53% | 100 | 137.3951 | 136.8157 | 136.8157 | 1 | 137.3951 | 100 | 167.7043 | 159.2968 | 159.2968 | 159.2968 | 8.4074 | 167.7043 | 99.5634 | 89.7893 | 89.7893 | 89.7893 | 9.7741 | 99.5634 | 350.8095 | 277.8423 | 277.8423 | 322.7659 | 28.0437 | 277.8423 | 44.9235 | 44.9235 | 350.8095 | 88.6061 | 71.9677 | 71.9677 | 71.9677 | 16.6384 | 88.6061 | 2163.4602 | 2163.4602 | 85.3884 | 85.3884 | 1206.5145 | 1206.5145 | 680.9203 | 680.9203 | 190.637 | 190.637 | 52024508.4974 | 1264838235.8276 | 181559129.1202 | 253578126.5548 | 1752 | 32.0474 | 2852932.4995 | 168443.493 | 211.7699 | 72.1076 | 158 | 608 | 922.3846 | 152 | 38 | 0.55986
2303 | 154.5162 | 600.4 | 200 | 800 | 7 | 89.45% | 100 | 144.69 | 143.6935 | 143.6935 | 1 | 144.69 | 100 | 193.4727 | 183.7702 | 183.7702 | 183.7702 | 9.7025 | 193.4727 | 99.53 | 89.7561 | 89.7561 | 89.7561 | 9.7739 | 99.53 | 453.2838 | 375.6366 | 375.6366 | 420.127 | 33.1569 | 375.6366 | 44.4904 | 44.4904 | 453.2838 | 95.5071 | 77.508 | 77.508 | 77.508 | 17.9991 | 95.5071 | 2333.4095 | 2333.4095 | 256.0743 | 256.0743 | 1206.0869 | 1206.0869 | 680.6789 | 680.6789 | 190.5694 | 190.5694 | 134482260.0398 | 1264888212.2148 | 167711493.719 | 184918199.8023 | 1752.0002 | 35.0907 | 2053316.3147 | 121232.3714 | 152.4153 | 216.3227 | 158 | 608 | 922.3846 | 152 | 38 | 0.51735
2304 | 206.0217 | 600.4 | 200 | 800 | 7 | 90.91% | 100 | 148.5843 | 147.4824 | 147.4824 | 1 | 148.5843 | 100 | 212.0009 | 201.3676 | 201.3676 | 201.3676 | 10.6333 | 212.0009 | 99.5124 | 89.7388 | 89.7388 | 89.7388 | 9.7736 | 99.5124 | 515.3214 | 434.9168 | 434.9168 | 479.04 | 36.2814 | 434.9168 | 44.1232 | 44.1232 | 515.3214 | 96.7179 | 78.4493 | 78.4493 | 78.4493 | 18.2686 | 96.7179 | 2418.3852 | 2418.3852 | 341.3784 | 341.3784 | 1205.8962 | 1205.8962 | 680.5713 | 680.5713 | 190.5393 | 190.5393 | 162632799.7221 | 1264917399.1813 | 165216107.2225 | 159233693.874 | 1752 | 36.7443 | 1754226.7855 | 103573.459 | 130.2143 | 288.4303 | 158 | 608 | 922.3846 | 152 | 38 | 0.50935
2305 | 257.5271 | 600.4 | 200 | 800 | 7 | 91.9% | 100 | 152.7549 | 151.6815 | 151.6815 | 1 | 152.7549 | 100 | 236.0547 | 224.2133 | 224.2133 | 224.2133 | 11.8414 | 236.0547 | 99.4988 | 89.7252 | 89.7252 | 89.7252 | 9.7735 | 99.4988 | 571.1504 | 488.1974 | 488.1974 | 532.0584 | 39.092 | 488.1974 | 43.861 | 43.861 | 571.1504 | 97.3728 | 78.9282 | 78.9282 | 78.9282 | 18.4447 | 97.3728 | 2503.3615 | 2503.3615 | 426.6602 | 426.6602 | 1205.7188 | 1205.7188 | 680.4712 | 680.4712 | 190.5113 | 190.5113 | 182042535.197 | 1264918278.2243 | 163171738.7616 | 141867447.817 | 1752 | 38.5167 | 1556301.2809 | 91887.4961 | 115.5225 | 360.5379 | 158 | 608 | 922.3846 | 152 | 38 | 0.50306
2306 | 309.0325 | 600.4 | 200 | 800 | 7 | 92.67% | 100 | 157.0891 | 155.9202 | 155.9202 | 1 | 157.0891 | 100 | 260.7454 | 247.6637 | 247.6637 | 247.6637 | 13.0817 | 260.7454 | 99.4876 | 89.714 | 89.714 | 89.714 | 9.7736 | 99.4876 | 623.3 | 537.8314 | 537.8314 | 581.5986 | 41.7015 | 537.8314 | 43.7672 | 43.7672 | 623.3 | 98.2571 | 79.5955 | 79.5955 | 79.5955 | 18.6616 | 98.2571 | 2588.3383 | 2588.3383 | 511.922 | 511.922 | 1205.5533 | 1205.5533 | 680.3778 | 680.3778 | 190.4851 | 190.4851 | 197351735.216 | 1264906985.1343 | 161367163.9929 | 128374095.3143 | 1752 | 40.2871 | 1399886.6199 | 82652.4259 | 103.912 | 432.6455 | 158 | 608 | 922.3846 | 152 | 38 | 0.4975
2307 | 360.5379 | 600.4 | 200 | 800 | 7 | 93.26% | 100 | 161.507 | 160.3144 | 160.3144 | 1 | 161.507 | 100 | 286.4179 | 272.0464 | 272.0464 | 272.0464 | 14.3715 | 286.4179 | 99.4762 | 89.7025 | 89.7025 | 89.7025 | 9.7736 | 99.4762 | 671.2787 | 583.7901 | 583.7901 | 627.1666 | 44.1121 | 583.7901 | 43.3765 | 43.3765 | 671.2787 | 99.0061 | 80.1601 | 80.1601 | 80.1601 | 18.846 | 99.0061 | 2673.3155 | 2673.3155 | 597.1657 | 597.1657 | 1205.3986 | 1205.3986 | 680.2905 | 680.2905 | 190.4607 | 190.4607 | 209233115.1522 | 1264911078.9648 | 159721885.197 | 118133888.6976 | 1752 | 42.0309 | 1274724.3729 | 75262.5679 | 94.6213 | 504.753 | 158 | 608 | 922.3846 | 152 | 38 | 0.49248
2308 | 412.0433 | 600.4 | 200 | 800 | 7 | 93.76% | 100 | 165.9941 | 164.7271 | 164.7271 | 1 | 165.9941 | 100 | 312.1116 | 296.4491 | 296.4491 | 296.4491 | 15.6625 | 312.1116 | 99.464 | 89.6905 | 89.6905 | 89.6905 | 9.7735 | 99.464 | 719.1993 | 629.5484 | 629.5484 | 672.6588 | 46.5405 | 629.5484 | 43.1104 | 43.1104 | 719.1993 | 99.5503 | 80.5668 | 80.5668 | 80.5668 | 18.9835 | 99.5503 | 2758.2932 | 2758.2932 | 682.393 | 682.393 | 1205.2537 | 1205.2537 | 680.2087 | 680.2087 | 190.4378 | 190.4378 | 219235749.9384 | 1264918982.3881 | 158593412.3483 | 109251823.3369 | 1752 | 43.7067 | 1177177.2447 | 69503.1681 | 87.3805 | 576.8606 | 158 | 608 | 922.3846 | 152 | 38 | 0.48904
2309 | 463.5487 | 600.4 | 200 | 800 | 7 | 94.18% | 100 | 170.5505 | 169.1936 | 169.1936 | 1 | 170.5505 | 100 | 337.8617 | 320.9052 | 320.9052 | 320.9052 | 16.9565 | 337.8617 | 99.4542 | 89.6807 | 89.6807 | 89.6807 | 9.7735 | 99.4542 | 763.9973 | 672.1779 | 672.1779 | 715.2088 | 48.7885 | 672.1779 | 43.0309 | 43.0309 | 763.9973 | 100.1933 | 81.0566 | 81.0566 | 81.0566 | 19.1367 | 100.1933 | 2843.2712 | 2843.2712 | 767.6055 | 767.6055 | 1205.1176 | 1205.1176 | 680.1319 | 680.1319 | 190.4163 | 190.4163 | 227576583.9098 | 1264921321.5099 | 157460381.7248 | 102041712.8555 | 1752 | 45.3159 | 1095276.5117 | 64667.5663 | 81.3011 | 648.9682 | 158 | 608 | 922.3846 | 152 | 38 | 0.48557
2310 | 515.0541 | 600.4 | 200 | 800 | 7 | 94.53% | 100 | 175.1253 | 173.7113 | 173.7113 | 1 | 175.1253 | 100 | 363.8112 | 345.5505 | 345.5505 | 345.5505 | 18.2607 | 363.8112 | 99.4444 | 89.6709 | 89.6709 | 89.6709 | 9.7735 | 99.4444 | 807.8973 | 714.2014 | 714.2014 | 756.9183 | 50.979 | 714.2014 | 42.717 | 42.717 | 807.8973 | 100.6244 | 81.379 | 81.379 | 81.379 | 19.2454 | 100.6244 | 2928.2496 | 2928.2496 | 852.8044 | 852.8044 | 1204.9896 | 1204.9896 | 680.0597 | 680.0597 | 190.3961 | 190.3961 | 234700446.9822 | 1264944005.0391 | 156535635.149 | 95819912.8297 | 1752 | 46.8559 | 1019629.8275 | 60201.2174 | 75.686 | 721.0758 | 158 | 608 | 922.3846 | 152 | 38 | 0.48272
2311 | 566.5595 | 600.4 | 200 | 800 | 7 | 94.82% | 100 | 179.7417 | 178.333 | 178.333 | 1 | 179.7417 | 100 | 389.9692 | 370.3937 | 370.3937 | 370.3937 | 19.5755 | 389.9692 | 99.434 | 89.6606 | 89.6606 | 89.6606 | 9.7734 | 99.434 | 850.0267 | 754.4158 | 754.4158 | 796.9288 | 53.0979 | 754.4158 | 42.513 | 42.513 | 850.0267 | 100.9955 | 81.6582 | 81.6582 | 81.6582 | 19.3372 | 100.9955 | 3013.2284 | 3013.2284 | 937.9909 | 937.9909 | 1204.8689 | 1204.8689 | 679.9916 | 679.9916 | 190.377 | 190.377 | 240504472.8351 | 1264947295.2652 | 155803081.7041 | 90745216.5562 | 1752.0001 | 48.3333 | 963190.1552 | 56868.8934 | 71.4965 | 793.1834 | 158 | 608 | 922.3846 | 152 | 38 | 0.48046
2312 | 618.065 | 600.4 | 200 | 800 | 7 | 95.08% | 100 | 184.383 | 182.9139 | 182.9139 | 1 | 184.383 | 100 | 416.0257 | 395.1404 | 395.1404 | 395.1404 | 20.8853 | 416.0257 | 99.4243 | 89.651 | 89.651 | 89.651 | 9.7733 | 99.4243 | 888.7669 | 791.519 | 791.519 | 833.7138 | 55.0531 | 791.519 | 42.1948 | 42.1948 | 888.7669 | 101.5083 | 82.0543 | 82.0543 | 82.0543 | 19.4539 | 101.5083 | 3098.2074 | 3098.2074 | 1023.1661 | 1023.1661 | 1204.755 | 1204.755 | 679.9273 | 679.9273 | 190.359 | 190.359 | 245876675.2561 | 1264961139.2548 | 154880009.0371 | 86282176.4521 | 1752 | 49.7394 | 905813.4037 | 53481.2421 | 67.2375 | 865.2909 | 158 | 608 | 922.3846 | 152 | 38 | 0.47761
2313 | 669.5704 | 600.4 | 200 | 800 | 7 | 95.28% | 100 | 189.0481 | 187.626 | 187.626 | 1 | 189.0481 | 100 | 442.0011 | 419.8099 | 419.8099 | 419.8099 | 22.1912 | 442.0011 | 99.4155 | 89.6423 | 89.6423 | 89.6423 | 9.7732 | 99.4155 | 925.6444 | 826.8005 | 826.8005 | 868.7263 | 56.9181 | 826.8005 | 41.9259 | 41.9259 | 925.6444 | 102.0328 | 82.4615 | 82.4615 | 82.4615 | 19.5714 | 102.0328 | 3183.1867 | 3183.1867 | 1108.3308 | 1108.3308 | 1204.6473 | 1204.6473 | 679.8665 | 679.8665 | 190.342 | 190.342 | 250564291.647 | 1264972588.049 | 153795366.726 | 82667753.5779 | 1752 | 51.0868 | 862418.0484 | 50919.0836 | 64.0163 | 937.3985 | 158 | 608 | 922.3846 | 152 | 38 | 0.47427
2314 | 721.0758 | 600.4 | 200 | 800 | 7 | 95.48% | 100 | 193.7165 | 192.2629 | 192.2629 | 1 | 193.7165 | 100 | 467.782 | 444.2946 | 444.2946 | 444.2946 | 23.4875 | 467.782 | 99.4072 | 89.6341 | 89.6341 | 89.6341 | 9.7731 | 99.4072 | 962.2212 | 861.7177 | 861.7177 | 903.4644 | 58.7568 | 861.7177 | 41.7467 | 41.7467 | 962.2212 | 102.3645 | 82.6841 | 82.6841 | 82.6841 | 19.6804 | 102.3645 | 3268.1662 | 3268.1662 | 1193.486 | 1193.486 | 1204.5453 | 1204.5453 | 679.809 | 679.809 | 190.3259 | 190.3259 | 254836255.2164 | 1264972588.049 | 152967206.4755 | 79223953.6389 | 1752 | 52.3658 | 825932.7568 | 48764.9107 | 61.308 | 1009.5061 | 158 | 608 | 922.3846 | 152 | 38 | 0.47172
2315 | 772.5812 | 600.4 | 200 | 800 | 7 | 95.63% | 100 | 198.4229 | 197.0377 | 197.0377 | 1 | 198.4229 | 100 | 493.6795 | 468.8898 | 468.8898 | 468.8898 | 24.7897 | 493.6795 | 99.3999 | 89.6268 | 89.6268 | 89.6268 | 9.7731 | 99.3999 | 995.2198 | 893.1276 | 893.1276 | 934.8128 | 60.407 | 893.1276 | 41.6852 | 41.6852 | 995.2198 | 102.9026 | 83.1037 | 83.1037 | 83.1037 | 19.7989 | 102.9026 | 3353.1459 | 3353.1459 | 1278.6323 | 1278.6323 | 1204.4486 | 1204.4486 | 679.7544 | 679.7544 | 190.3106 | 190.3106 | 258564204.7727 | 1264972588.049 | 151904468.0948 | 76558739.0835 | 1752 | 53.5909 | 796442.7213 | 47023.7533 | 59.119 | 1081.6137 | 158 | 608 | 922.3846 | 152 | 38 | 0.46845
2316 | 824.0866 | 600.4 | 200 | 800 | 7 | 95.78% | 100 | 203.1342 | 201.6496 | 201.6496 | 1 | 203.1342 | 100 | 519.5562 | 493.4652 | 493.4652 | 493.4652 | 26.091 | 519.5562 | 99.3933 | 89.6202 | 89.6202 | 89.6202 | 9.7731 | 99.3933 | 1026.0876 | 922.668 | 922.668 | 964.1228 | 61.9648 | 922.668 | 41.4548 | 41.4548 | 1026.0876 | 103.4394 | 83.5234 | 83.5234 | 83.5234 | 19.916 | 103.4394 | 3438.1259 | 3438.1259 | 1363.7705 | 1363.7705 | 1204.3568 | 1204.3568 | 679.7025 | 679.7025 | 190.2961 | 190.2961 | 261970931.5048 | 1264964360.0819 | 151177528.743 | 73887179.6704 | 1752 | 54.7531 | 759036.0484 | 44815.1799 | 56.3424 | 1153.7213 | 158 | 608 | 922.3846 | 152 | 38 | 0.46621
2317 | 875.592 | 600.4 | 200 | 800 | 7 | 95.91% | 100 | 207.855 | 206.3609 | 206.3609 | 1 | 207.855 | 100 | 545.5815 | 518.1817 | 518.1817 | 518.1817 | 27.3998 | 545.5815 | 99.3869 | 89.6137 | 89.6137 | 89.6137 | 9.7731 | 99.3869 | 1055.0856 | 950.4676 | 950.4676 | 991.659 | 63.4266 | 950.4676 | 41.1914 | 41.1914 | 1055.0856 | 103.9259 | 83.9051 | 83.9051 | 83.9051 | 20.0208 | 103.9259 | 3523.106 | 3523.106 | 1448.9011 | 1448.9011 | 1204.2695 | 1204.2695 | 679.6533 | 679.6533 | 190.2823 | 190.2823 | 264873418.507 | 1264970369.5691 | 150427904.0419 | 71728307.8819 | 1752 | 55.8669 | 737140.4791 | 43522.4167 | 54.7171 | 1225.8288 | 158 | 608 | 922.3846 | 152 | 38 | 0.4639
2318 | 927.0974 | 600.4 | 200 | 800 | 7 | 96% | 100 | 212.5986 | 211.2021 | 211.2021 | 1 | 212.5986 | 100 | 571.7271 | 543.0124 | 543.0124 | 543.0124 | 28.7147 | 571.7271 | 99.381 | 89.6078 | 89.6078 | 89.6078 | 9.7732 | 99.381 | 1079.4574 | 973.7058 | 973.7058 | 1014.8023 | 64.6552 | 973.7058 | 41.0965 | 41.0965 | 1079.4574 | 104.5143 | 84.3693 | 84.3693 | 84.3693 | 20.145 | 104.5143 | 3608.0864 | 3608.0864 | 1534.0246 | 1534.0246 | 1204.1863 | 1204.1863 | 679.6063 | 679.6063 | 190.2691 | 190.2691 | 267571234.8051 | 1264949551.578 | 149323584.1691 | 70155629.4478 | 1752 | 56.9342 | 717704.9489 | 42374.8997 | 53.2744 | 1297.9364 | 158 | 608 | 922.3846 | 152 | 38 | 0.46049
2319 | 978.6028 | 600.4 | 200 | 800 | 7 | 96.1% | 100 | 217.3434 | 215.8236 | 215.8236 | 1 | 217.3434 | 100 | 597.6117 | 567.5951 | 567.5951 | 567.5951 | 30.0166 | 597.6117 | 99.3764 | 89.6031 | 89.6031 | 89.6031 | 9.7733 | 99.3764 | 1103.3542 | 996.545 | 996.545 | 1037.4948 | 65.8594 | 996.545 | 40.9497 | 40.9497 | 1103.3542 | 105.0921 | 84.8243 | 84.8243 | 84.8243 | 20.2678 | 105.0921 | 3693.0669 | 3693.0669 | 1619.1416 | 1619.1416 | 1204.1071 | 1204.1071 | 679.5616 | 679.5616 | 190.2566 | 190.2566 | 270183319.042 | 1264945174.1672 | 148591765.8951 | 68279740.8958 | 1752 | 57.9459 | 695326.4589 | 41053.6238 | 51.6133 | 1370.044 | 158 | 608 | 922.3846 | 152 | 38 | 0.45824
2320 | 1030.1083 | 600.4 | 200 | 800 | 7 | 96.19% | 100 | 222.0896 | 220.5955 | 220.5955 | 1 | 222.0896 | 100 | 623.5132 | 592.1937 | 592.1937 | 592.1937 | 31.3195 | 623.5132 | 99.3707 | 89.5974 | 89.5974 | 89.5974 | 9.7733 | 99.3707 | 1127.2604 | 1019.4247 | 1019.4247 | 1060.1982 | 67.0621 | 1019.4247 | 40.7735 | 40.7735 | 1127.2604 | 105.5821 | 85.2088 | 85.2088 | 85.2088 | 20.3734 | 105.5821 | 3778.0476 | 3778.0476 | 1704.2526 | 1704.2526 | 1204.0314 | 1204.0314 | 679.5189 | 679.5189 | 190.2447 | 190.2447 | 272473101.9838 | 1264961840.6367 | 147774421.3153 | 66790564.4754 | 1751.9999 | 58.9175 | 678032.7859 | 40032.5668 | 50.3296 | 1442.1516 | 158 | 608 | 922.3846 | 152 | 38 | 0.45572
2321 | 20.6022 | 653.6 | 200 | 800 | 7 | 85.39% | 100 | 140.8788 | 140.2936 | 140.2936 | 1 | 140.8788 | 100 | 167.9272 | 159.5076 | 159.5076 | 159.5076 | 8.4196 | 167.9272 | 106.3176 | 95.8793 | 95.8793 | 95.8793 | 10.4383 | 106.3176 | 348.3132 | 275.5866 | 275.5866 | 320.3864 | 27.9268 | 275.5866 | 44.7998 | 44.7998 | 348.3132 | 86.543 | 70.2477 | 70.2477 | 70.2477 | 16.2953 | 86.543 | 2218.8635 | 2218.8635 | 34.1512 | 34.1512 | 1313.261 | 1313.261 | 680.8374 | 680.8374 | 190.6138 | 190.6138 | 20781060.7111 | 1289330580.5707 | 186000502.0875 | 255887856.6308 | 1752 | 35.5094 | 2866939.8403 | 169270.5176 | 212.8097 | 28.843 | 172 | 608 | 922.3846 | 152 | 38 | 0.57361
2322 | 51.5054 | 653.6 | 200 | 800 | 7 | 86.71% | 100 | 142.9561 | 142.3231 | 142.3231 | 1 | 142.9561 | 100 | 173.5226 | 164.8216 | 164.8216 | 164.8216 | 8.701 | 173.5226 | 106.3049 | 95.8669 | 95.8669 | 95.8669 | 10.438 | 106.3049 | 375.9716 | 302.1251 | 302.1251 | 346.6861 | 29.2856 | 302.1251 | 44.561 | 44.561 | 375.9716 | 89.2633 | 72.4364 | 72.4364 | 72.4364 | 16.827 | 89.2633 | 2269.8483 | 2269.8483 | 85.3689 | 85.3689 | 1313.121 | 1313.121 | 680.7649 | 680.7649 | 190.5935 | 190.5935 | 50227324.2361 | 1289340009.0884 | 179595817.8498 | 232836848.8257 | 1752 | 36.2804 | 2594852.264 | 153205.8607 | 192.6129 | 72.1076 | 172 | 608 | 922.3846 | 152 | 38 | 0.55388
2323 | 154.5162 | 653.6 | 200 | 800 | 7 | 90.46% | 100 | 150.3676 | 149.3541 | 149.3541 | 1 | 150.3676 | 100 | 200.5545 | 190.4949 | 190.4949 | 190.4949 | 10.0596 | 200.5545 | 106.2731 | 95.8351 | 95.8351 | 95.8351 | 10.4379 | 106.2731 | 494.9853 | 415.5186 | 415.5186 | 459.7378 | 35.2475 | 415.5186 | 44.2192 | 44.2192 | 494.9853 | 96.0415 | 77.8789 | 77.8789 | 77.8789 | 18.1627 | 96.0415 | 2439.7993 | 2439.7993 | 256.0241 | 256.0241 | 1312.6978 | 1312.6978 | 680.5454 | 680.5454 | 190.5321 | 190.5321 | 129661822.2639 | 1289372762.6979 | 165874294.394 | 167091128.8569 | 1752 | 39.0539 | 1846842.1503 | 109041.6765 | 137.089 | 216.3227 | 172 | 608 | 922.3846 | 152 | 38 | 0.51155
2324 | 206.0217 | 653.6 | 200 | 800 | 7 | 91.8% | 100 | 154.3789 | 153.254 | 153.254 | 1 | 154.3789 | 100 | 219.7019 | 208.6804 | 208.6804 | 208.6804 | 11.0215 | 219.7019 | 106.2584 | 95.8206 | 95.8206 | 95.8206 | 10.4378 | 106.2584 | 564.3361 | 481.4159 | 481.4159 | 525.5609 | 38.7753 | 481.4159 | 44.145 | 44.145 | 564.3361 | 98.1367 | 79.5376 | 79.5376 | 79.5376 | 18.5991 | 98.1367 | 2524.7757 | 2524.7757 | 341.3161 | 341.3161 | 1312.5081 | 1312.5081 | 680.4471 | 680.4471 | 190.5045 | 190.5045 | 157058292.5542 | 1289329836.4007 | 161894303.5361 | 143717568.3612 | 1752 | 40.5864 | 1583638.2616 | 93501.5324 | 117.5517 | 288.4303 | 172 | 608 | 922.3846 | 152 | 38 | 0.49928
2325 | 257.5271 | 653.6 | 200 | 800 | 7 | 92.67% | 100 | 158.6359 | 157.4669 | 157.4669 | 1 | 158.6359 | 100 | 244.7118 | 232.4341 | 232.4341 | 232.4341 | 12.2777 | 244.7118 | 106.2438 | 95.8061 | 95.8061 | 95.8061 | 10.4377 | 106.2438 | 623.3507 | 537.6544 | 537.6544 | 581.6089 | 41.7418 | 537.6544 | 43.9545 | 43.9545 | 623.3507 | 99.8849 | 80.9009 | 80.9009 | 80.9009 | 18.9841 | 99.8849 | 2609.7526 | 2609.7526 | 426.5875 | 426.5875 | 1312.331 | 1312.331 | 680.3553 | 680.3553 | 190.4788 | 190.4788 | 175547625.8203 | 1289392689.812 | 158568761.2667 | 128490923.101 | 1752 | 42.2055 | 1410604.0254 | 83285.2054 | 104.7075 | 360.5379 | 172 | 608 | 922.3846 | 152 | 38 | 0.48908
2326 | 309.0325 | 653.6 | 200 | 800 | 7 | 93.35% | 100 | 162.9932 | 161.7798 | 161.7798 | 1 | 162.9932 | 100 | 270.8613 | 257.27 | 257.27 | 257.27 | 13.5913 | 270.8613 | 106.2299 | 95.7924 | 95.7924 | 95.7924 | 10.4375 | 106.2299 | 679.9985 | 591.8742 | 591.8742 | 635.4004 | 44.5981 | 591.8742 | 43.5261 | 43.5261 | 679.9985 | 101.1442 | 81.8746 | 81.8746 | 81.8746 | 19.2696 | 101.1442 | 2694.73 | 2694.73 | 511.8404 | 511.8404 | 1312.1654 | 1312.1654 | 680.2694 | 680.2694 | 190.4548 | 190.4548 | 189933112.6846 | 1289418434.3821 | 156140606.6901 | 116507846.2432 | 1752 | 43.8056 | 1261920.0659 | 74506.5731 | 93.6709 | 432.6455 | 172 | 608 | 922.3846 | 152 | 38 | 0.48165
2327 | 360.5379 | 653.6 | 200 | 800 | 7 | 93.91% | 100 | 167.4421 | 166.1377 | 166.1377 | 1 | 167.4421 | 100 | 297.8276 | 282.8815 | 282.8815 | 282.8815 | 14.9461 | 297.8276 | 106.2179 | 95.7805 | 95.7805 | 95.7805 | 10.4374 | 106.2179 | 734.4174 | 643.903 | 643.903 | 687.0646 | 47.3527 | 643.903 | 43.1616 | 43.1616 | 734.4174 | 102.0051 | 82.5299 | 82.5299 | 82.5299 | 19.4752 | 102.0051 | 2779.7077 | 2779.7077 | 597.0765 | 597.0765 | 1312.0101 | 1312.0101 | 680.1889 | 680.1889 | 190.4322 | 190.4322 | 201186318.5872 | 1289423355.8422 | 154606530.9267 | 106783794.644 | 1752 | 45.3638 | 1150295.961 | 67916.0372 | 85.3852 | 504.753 | 172 | 608 | 922.3846 | 152 | 38 | 0.47696
2328 | 412.0433 | 653.6 | 200 | 800 | 7 | 94.37% | 100 | 171.96 | 170.5548 | 170.5548 | 1 | 171.96 | 100 | 324.7171 | 308.4199 | 308.4199 | 308.4199 | 16.2972 | 324.7171 | 106.207 | 95.7696 | 95.7696 | 95.7696 | 10.4374 | 106.207 | 788.423 | 695.1436 | 695.1436 | 738.3535 | 50.0694 | 695.1436 | 43.21 | 43.21 | 788.423 | 102.5811 | 82.9316 | 82.9316 | 82.9316 | 19.6495 | 102.5811 | 2864.6859 | 2864.6859 | 682.2973 | 682.2973 | 1311.8642 | 1311.8642 | 680.1133 | 680.1133 | 190.4111 | 190.4111 | 210751035.0329 | 1289427176.6217 | 153257955.6094 | 98563761.0618 | 1751.9999 | 46.8672 | 1065260.7053 | 62895.3662 | 79.0731 | 576.8606 | 172 | 608 | 922.3846 | 152 | 38 | 0.47284
2329 | 463.5487 | 653.6 | 200 | 800 | 7 | 94.75% | 100 | 176.5164 | 175.0753 | 175.0753 | 1 | 176.5164 | 100 | 351.7886 | 334.1309 | 334.1309 | 334.1309 | 17.6577 | 351.7886 | 106.1953 | 95.7581 | 95.7581 | 95.7581 | 10.4372 | 106.1953 | 840.369 | 744.7647 | 744.7647 | 787.6787 | 52.6903 | 744.7647 | 42.9141 | 42.9141 | 840.369 | 103.1917 | 83.3943 | 83.3943 | 83.3943 | 19.7974 | 103.1917 | 2949.6644 | 2949.6644 | 767.5042 | 767.5042 | 1311.727 | 1311.727 | 680.0421 | 680.0421 | 190.3911 | 190.3911 | 218521179.3838 | 1289456275.4895 | 152126841.384 | 91895703.7427 | 1752 | 48.3147 | 979808.2417 | 57850.0623 | 72.73 | 648.9682 | 172 | 608 | 922.3846 | 152 | 38 | 0.46936
2330 | 515.0541 | 653.6 | 200 | 800 | 7 | 95.07% | 100 | 181.1096 | 179.6268 | 179.6268 | 1 | 181.1096 | 100 | 378.9738 | 359.9498 | 359.9498 | 359.9498 | 19.024 | 378.9738 | 106.185 | 95.7479 | 95.7479 | 95.7479 | 10.4372 | 106.185 | 889.2459 | 791.5727 | 791.5727 | 834.0978 | 55.1481 | 791.5727 | 42.5252 | 42.5252 | 889.2459 | 103.811 | 83.8691 | 83.8691 | 83.8691 | 19.9419 | 103.811 | 3034.6432 | 3034.6432 | 852.6982 | 852.6982 | 1311.5975 | 1311.5975 | 679.975 | 679.975 | 190.3724 | 190.3724 | 225201484.265 | 1289464055.0357 | 151011669.0524 | 86322791.6468 | 1752 | 49.7025 | 913434.1461 | 53931.1877 | 67.8032 | 721.0758 | 172 | 608 | 922.3846 | 152 | 38 | 0.46592
2331 | 566.5595 | 653.6 | 200 | 800 | 7 | 95.34% | 100 | 185.7308 | 184.2484 | 184.2484 | 1 | 185.7308 | 100 | 406.4625 | 386.0568 | 386.0568 | 386.0568 | 20.4057 | 406.4625 | 106.1767 | 95.7395 | 95.7395 | 95.7395 | 10.4372 | 106.1767 | 936.1466 | 836.5602 | 836.5602 | 878.6509 | 57.4957 | 836.5602 | 42.0907 | 42.0907 | 936.1466 | 104.2711 | 84.2198 | 84.2198 | 84.2198 | 20.0512 | 104.2711 | 3119.6222 | 3119.6222 | 937.8807 | 937.8807 | 1311.4753 | 1311.4753 | 679.9117 | 679.9117 | 190.3546 | 190.3546 | 230723586.546 | 1289419117.4941 | 150185864.7487 | 81671462.6365 | 1752 | 51.0311 | 855972.8958 | 50538.5474 | 63.5379 | 793.1834 | 172 | 608 | 922.3846 | 152 | 38 | 0.46338
2332 | 618.065 | 653.6 | 200 | 800 | 7 | 95.56% | 100 | 190.3927 | 188.8885 | 188.8885 | 1 | 190.3927 | 100 | 433.8354 | 412.0537 | 412.0537 | 412.0537 | 21.7817 | 433.8354 | 106.1693 | 95.732 | 95.732 | 95.732 | 10.4373 | 106.1693 | 979.5875 | 878.0155 | 878.0155 | 919.9043 | 59.6832 | 878.0155 | 41.8889 | 41.8889 | 979.5875 | 104.8528 | 84.6695 | 84.6695 | 84.6695 | 20.1834 | 104.8528 | 3204.6016 | 3204.6016 | 1023.0523 | 1023.0523 | 1311.3597 | 1311.3597 | 679.8517 | 679.8517 | 190.3378 | 190.3378 | 235733225.4602 | 1289450791.2589 | 149099900.273 | 77716058.1751 | 1752 | 52.3058 | 809453.6377 | 47791.9468 | 60.0848 | 865.2909 | 172 | 608 | 922.3846 | 152 | 38 | 0.46003
2333 | 669.5704 | 653.6 | 200 | 800 | 7 | 95.74% | 100 | 195.0815 | 193.6633 | 193.6633 | 1 | 195.0815 | 100 | 461.0139 | 437.8658 | 437.8658 | 437.8658 | 23.1481 | 461.0139 | 106.1595 | 95.7224 | 95.7224 | 95.7224 | 10.4371 | 106.1595 | 1019.3596 | 915.9264 | 915.9264 | 957.6658 | 61.6938 | 915.9264 | 41.7394 | 41.7394 | 1019.3596 | 105.6135 | 85.2683 | 85.2683 | 85.2683 | 20.3452 | 105.6135 | 3289.5812 | 3289.5812 | 1108.2141 | 1108.2141 | 1311.2502 | 1311.2502 | 679.7949 | 679.7949 | 190.3219 | 190.3219 | 240181190.1652 | 1289464055.0357 | 147718363.5726 | 74636391.2265 | 1752 | 53.5307 | 778161.2787 | 45944.3762 | 57.762 | 937.3985 | 172 | 608 | 922.3846 | 152 | 38 | 0.45578
2334 | 721.0758 | 653.6 | 200 | 800 | 7 | 95.9% | 100 | 199.7939 | 198.386 | 198.386 | 1 | 199.7939 | 100 | 487.9304 | 463.429 | 463.429 | 463.429 | 24.5015 | 487.9304 | 106.1517 | 95.7145 | 95.7145 | 95.7145 | 10.4371 | 106.1517 | 1056.2797 | 950.9585 | 950.9585 | 992.7174 | 63.5624 | 950.9585 | 41.7589 | 41.7589 | 1056.2797 | 106.4598 | 85.9356 | 85.9356 | 85.9356 | 20.5242 | 106.4598 | 3374.561 | 3374.561 | 1193.3668 | 1193.3668 | 1311.1463 | 1311.1463 | 679.7411 | 679.7411 | 190.3069 | 190.3069 | 244259478.1904 | 1289460885.3736 | 146398381.8063 | 71881254.6297 | 1752 | 54.6962 | 748349.9195 | 44184.2471 | 55.5492 | 1009.5061 | 172 | 608 | 922.3846 | 152 | 38 | 0.45171
2335 | 772.5812 | 653.6 | 200 | 800 | 7 | 96.05% | 100 | 204.5078 | 202.9579 | 202.9579 | 1 | 204.5078 | 100 | 515.037 | 489.1725 | 489.1725 | 489.1725 | 25.8645 | 515.037 | 106.144 | 95.7069 | 95.7069 | 95.7069 | 10.4371 | 106.144 | 1091.6129 | 984.6718 | 984.6718 | 1026.2758 | 65.3371 | 984.6718 | 41.604 | 41.604 | 1091.6129 | 107.1595 | 86.4851 | 86.4851 | 86.4851 | 20.6743 | 107.1595 | 3459.541 | 3459.541 | 1278.511 | 1278.511 | 1311.0475 | 1311.0475 | 679.6899 | 679.6899 | 190.2925 | 190.2925 | 247811836.0949 | 1289468698.7151 | 145573057.1409 | 69146408.0491 | 1752 | 55.8044 | 715401.761 | 42238.9144 | 53.1035 | 1081.6137 | 172 | 608 | 922.3846 | 152 | 38 | 0.44917
2336 | 824.0866 | 653.6 | 200 | 800 | 7 | 96.18% | 100 | 209.2246 | 207.6626 | 207.6626 | 1 | 209.2246 | 100 | 542.1859 | 514.9562 | 514.9562 | 514.9562 | 27.2297 | 542.1859 | 106.1372 | 95.7002 | 95.7002 | 95.7002 | 10.4371 | 106.1372 | 1125.9873 | 1017.6139 | 1017.6139 | 1058.915 | 67.0723 | 1017.6139 | 41.3011 | 41.3011 | 1125.9873 | 107.7599 | 86.9574 | 86.9574 | 86.9574 | 20.8025 | 107.7599 | 3544.5212 | 3544.5212 | 1363.6474 | 1363.6474 | 1310.9536 | 1310.9536 | 679.6412 | 679.6412 | 190.2789 | 190.2789 | 250982517.2904 | 1289464844.4988 | 144682988.3409 | 66869649.8699 | 1752 | 56.8655 | 685861.9516 | 40494.8182 | 50.9108 | 1153.7213 | 172 | 608 | 922.3846 | 152 | 38 | 0.44642
2337 | 875.592 | 653.6 | 200 | 800 | 7 | 96.29% | 100 | 213.951 | 212.3824 | 212.3824 | 1 | 213.951 | 100 | 569.5536 | 540.9476 | 540.9476 | 540.9476 | 28.606 | 569.5536 | 106.1303 | 95.6932 | 95.6932 | 95.6932 | 10.437 | 106.1303 | 1157.9829 | 1048.3102 | 1048.3102 | 1089.2986 | 68.6844 | 1048.3102 | 40.9884 | 40.9884 | 1157.9829 | 108.2896 | 87.3731 | 87.3731 | 87.3731 | 20.9165 | 108.2896 | 3629.5016 | 3629.5016 | 1448.7766 | 1448.7766 | 1310.8642 | 1310.8642 | 679.5949 | 679.5949 | 190.2659 | 190.2659 | 253681528.9522 | 1289473035.1727 | 143930452.2918 | 64914983.5833 | 1752 | 57.8803 | 661038.7712 | 39029.2023 | 49.0682 | 1225.8288 | 172 | 608 | 922.3846 | 152 | 38 | 0.4441
2338 | 927.0974 | 653.6 | 200 | 800 | 7 | 96.38% | 100 | 218.6967 | 217.1628 | 217.1628 | 1 | 218.6967 | 100 | 597.0062 | 567.0195 | 567.0195 | 567.0195 | 29.9867 | 597.0062 | 106.1244 | 95.6874 | 95.6874 | 95.6874 | 10.4371 | 106.1244 | 1185.7449 | 1074.8096 | 1074.8096 | 1115.6525 | 70.0924 | 1074.8096 | 40.843 | 40.843 | 1185.7449 | 108.8769 | 87.8349 | 87.8349 | 87.8349 | 21.042 | 108.8769 | 3714.4821 | 3714.4821 | 1533.899 | 1533.899 | 1310.779 | 1310.779 | 679.5507 | 679.5507 | 190.2535 | 190.2535 | 256197667.423 | 1289466827.238 | 142995722.3745 | 63339717.3603 | 1751.9999 | 58.8542 | 645902.4791 | 38135.5219 | 47.9446 | 1297.9364 | 172 | 608 | 922.3846 | 152 | 38 | 0.44122
2339 | 978.6028 | 653.6 | 200 | 800 | 7 | 96.48% | 100 | 223.4468 | 221.8844 | 221.8844 | 1 | 223.4468 | 100 | 624.2192 | 592.8638 | 592.8638 | 592.8638 | 31.3554 | 624.2192 | 106.1176 | 95.6806 | 95.6806 | 95.6806 | 10.437 | 106.1176 | 1213.7738 | 1101.5204 | 1101.5204 | 1142.2581 | 71.5157 | 1101.5204 | 40.7378 | 40.7378 | 1213.7738 | 109.4428 | 88.28 | 88.28 | 88.28 | 21.1629 | 109.4428 | 3799.4628 | 3799.4628 | 1619.015 | 1619.015 | 1310.6976 | 1310.6976 | 679.5085 | 679.5085 | 190.2417 | 190.2417 | 258607308.446 | 1289485392.3475 | 142186164.8756 | 61721134.3309 | 1752 | 59.7823 | 625359.644 | 36922.6271 | 46.4197 | 1370.044 | 172 | 608 | 922.3846 | 152 | 38 | 0.43873
2340 | 1030.1083 | 653.6 | 200 | 800 | 7 | 96.55% | 100 | 228.2022 | 226.6611 | 226.6611 | 1 | 228.2022 | 100 | 651.4036 | 618.6809 | 618.6809 | 618.6809 | 32.7228 | 651.4036 | 106.1114 | 95.6745 | 95.6745 | 95.6745 | 10.4369 | 106.1114 | 1238.3806 | 1125.0561 | 1125.0561 | 1165.615 | 72.7656 | 1125.0561 | 40.5589 | 40.5589 | 1238.3806 | 110.0653 | 88.7711 | 88.7711 | 88.7711 | 21.2942 | 110.0653 | 3884.4437 | 3884.4437 | 1704.1252 | 1704.1252 | 1310.6198 | 1310.6198 | 679.4682 | 679.4682 | 190.2304 | 190.2304 | 260769909.9206 | 1289485392.3475 | 141292182.9821 | 60452514.7498 | 1752 | 60.6743 | 610296.0758 | 36033.2405 | 45.3016 | 1442.1516 | 172 | 608 | 922.3846 | 152 | 38 | 0.43598
2341 | 20.6022 | 703 | 200 | 800 | 7 | 86.39% | 100 | 146.0882 | 145.4922 | 145.4922 | 1 | 146.0882 | 100 | 173.396 | 164.7006 | 164.7006 | 164.7006 | 8.6954 | 173.396 | 112.5732 | 101.5187 | 101.5187 | 101.5187 | 11.0544 | 112.5732 | 368.901 | 295.5869 | 295.5869 | 339.9901 | 28.911 | 295.5869 | 44.4031 | 44.4031 | 368.901 | 87.1548 | 70.6912 | 70.6912 | 70.6912 | 16.4637 | 87.1548 | 2317.6529 | 2317.6529 | 34.1443 | 34.1443 | 1412.2336 | 1412.2336 | 680.6998 | 680.6998 | 190.5753 | 190.5753 | 20127924.3966 | 1309470573.5748 | 183936304.4286 | 238465197.6 | 1752 | 39.1141 | 2651362.5783 | 156542.3556 | 196.8076 | 28.843 | 185 | 608 | 922.3846 | 152 | 38 | 0.56727
2342 | 51.5054 | 703 | 200 | 800 | 7 | 87.66% | 100 | 148.2285 | 147.5374 | 147.5374 | 1 | 148.2285 | 100 | 179.7574 | 170.7421 | 170.7421 | 170.7421 | 9.0153 | 179.7574 | 112.565 | 101.5104 | 101.5104 | 101.5104 | 11.0546 | 112.565 | 399.5128 | 324.795 | 324.795 | 369.0816 | 30.4312 | 324.795 | 44.2866 | 44.2866 | 399.5128 | 89.9094 | 72.9089 | 72.9089 | 72.9089 | 17.0005 | 89.9094 | 2368.6382 | 2368.6382 | 85.3524 | 85.3524 | 1412.0958 | 1412.0958 | 680.6334 | 680.6334 | 190.5567 | 190.5567 | 48465727.3822 | 1309444422.9007 | 177866891.1573 | 216222958.5598 | 1752 | 39.835 | 2395812.4566 | 141454.1069 | 177.8384 | 72.1076 | 185 | 608 | 922.3846 | 152 | 38 | 0.54857
2343 | 154.5162 | 703 | 200 | 800 | 7 | 91.26% | 100 | 155.7557 | 154.642 | 154.642 | 1 | 155.7557 | 100 | 207.0767 | 196.6884 | 196.6884 | 196.6884 | 10.3883 | 207.0767 | 112.528 | 101.4741 | 101.4741 | 101.4741 | 11.0539 | 112.528 | 533.1989 | 452.0022 | 452.0022 | 496.0231 | 37.1758 | 452.0022 | 44.0209 | 44.0209 | 533.1989 | 97.0876 | 78.6749 | 78.6749 | 78.6749 | 18.4128 | 97.0876 | 2538.5906 | 2538.5906 | 255.9813 | 255.9813 | 1411.6774 | 1411.6774 | 680.4317 | 680.4317 | 190.5002 | 190.5002 | 125597512.9625 | 1309529957.6176 | 163697707.3876 | 153174822.0323 | 1752 | 42.3933 | 1683973.182 | 99425.5297 | 124.9994 | 216.3227 | 185 | 608 | 922.3846 | 152 | 38 | 0.50502
2344 | 206.0217 | 703 | 200 | 800 | 7 | 92.43% | 100 | 159.8372 | 158.7195 | 158.7195 | 1 | 159.8372 | 100 | 226.7486 | 215.3719 | 215.3719 | 215.3719 | 11.3767 | 226.7486 | 112.517 | 101.4628 | 101.4628 | 101.4628 | 11.0542 | 112.517 | 606.2151 | 521.5466 | 521.5466 | 565.3489 | 40.8662 | 521.5466 | 43.8023 | 43.8023 | 606.2151 | 100.2767 | 81.2181 | 81.2181 | 81.2181 | 19.0585 | 100.2767 | 2623.5676 | 2623.5676 | 341.2628 | 341.2628 | 1411.489 | 1411.489 | 680.3409 | 680.3409 | 190.4748 | 190.4748 | 152105989.8294 | 1309499928.4392 | 157717627.3578 | 132676454.3735 | 1752 | 43.8176 | 1452776.989 | 85775.1912 | 107.838 | 288.4303 | 185 | 608 | 922.3846 | 152 | 38 | 0.48664
2345 | 257.5271 | 703 | 200 | 800 | 7 | 93.22% | 100 | 164.1398 | 162.9857 | 162.9857 | 1 | 164.1398 | 100 | 253.1179 | 240.4167 | 240.4167 | 240.4167 | 12.7012 | 253.1179 | 112.5021 | 101.4482 | 101.4482 | 101.4482 | 11.054 | 112.5021 | 669.9389 | 582.2551 | 582.2551 | 625.8568 | 44.0821 | 582.2551 | 43.6017 | 43.6017 | 669.9389 | 102.3163 | 82.8152 | 82.8152 | 82.8152 | 19.5011 | 102.3163 | 2708.545 | 2708.545 | 426.5253 | 426.5253 | 1411.3128 | 1411.3128 | 680.256 | 680.256 | 190.451 | 190.451 | 169593867.0833 | 1309527527.1136 | 154174574.6555 | 118703946.3359 | 1751.9999 | 45.2968 | 1291202.1035 | 76235.4498 | 95.8445 | 360.5379 | 185 | 608 | 922.3846 | 152 | 38 | 0.47577
2346 | 309.0325 | 703 | 200 | 800 | 7 | 93.88% | 100 | 168.5259 | 167.2455 | 167.2455 | 1 | 168.5259 | 100 | 280.6697 | 266.5844 | 266.5844 | 266.5844 | 14.0853 | 280.6697 | 112.4898 | 101.4359 | 101.4359 | 101.4359 | 11.0539 | 112.4898 | 732.2426 | 641.6953 | 641.6953 | 684.9936 | 47.2489 | 641.6953 | 43.2983 | 43.2983 | 732.2426 | 103.4933 | 83.6923 | 83.6923 | 83.6923 | 19.8011 | 103.4933 | 2793.5228 | 2793.5228 | 511.7704 | 511.7704 | 1411.1475 | 1411.1475 | 680.1763 | 680.1763 | 190.4287 | 190.4287 | 183236810.055 | 1309516735.1159 | 151973973.1366 | 107272481.6924 | 1752 | 46.7468 | 1156562.0447 | 68286.0007 | 85.8503 | 432.6455 | 185 | 608 | 922.3846 | 152 | 38 | 0.46904
2347 | 360.5379 | 703 | 200 | 800 | 7 | 94.39% | 100 | 173.0035 | 171.6571 | 171.6571 | 1 | 173.0035 | 100 | 308.532 | 293.0468 | 293.0468 | 293.0468 | 15.4852 | 308.532 | 112.4766 | 101.4228 | 101.4228 | 101.4228 | 11.0537 | 112.4766 | 792.459 | 699.1459 | 699.1459 | 742.1625 | 50.2965 | 699.1459 | 43.0166 | 43.0166 | 792.459 | 104.6082 | 84.5527 | 84.5527 | 84.5527 | 20.0555 | 104.6082 | 2878.501 | 2878.501 | 596.9997 | 596.9997 | 1410.9921 | 1410.9921 | 680.1014 | 680.1014 | 190.4077 | 190.4077 | 194166396.7997 | 1309555363.0433 | 150044143.0581 | 98234097.0989 | 1752 | 48.1635 | 1056648.7876 | 62386.8993 | 78.4338 | 504.753 | 185 | 608 | 922.3846 | 152 | 38 | 0.46314
2348 | 412.0433 | 703 | 200 | 800 | 7 | 94.83% | 100 | 177.5492 | 176.076 | 176.076 | 1 | 177.5492 | 100 | 336.4717 | 319.5826 | 319.5826 | 319.5826 | 16.8891 | 336.4717 | 112.4665 | 101.4127 | 101.4127 | 101.4127 | 11.0538 | 112.4665 | 851.6098 | 755.3815 | 755.3815 | 798.3426 | 53.2672 | 755.3815 | 42.9612 | 42.9612 | 851.6098 | 105.5392 | 85.2732 | 85.2732 | 85.2732 | 20.266 | 105.5392 | 2963.4796 | 2963.4796 | 682.2147 | 682.2147 | 1410.8459 | 1410.8459 | 680.0309 | 680.0309 | 190.388 | 190.388 | 203254166.5862 | 1309551299.4338 | 148625503.6417 | 90568982.4228 | 1752 | 49.5245 | 970028.1539 | 57272.6241 | 72.0041 | 576.8606 | 185 | 608 | 922.3846 | 152 | 38 | 0.45878
2349 | 463.5487 | 703 | 200 | 800 | 7 | 95.18% | 100 | 182.1241 | 180.6195 | 180.6195 | 1 | 182.1241 | 100 | 364.8562 | 346.5406 | 346.5406 | 346.5406 | 18.3156 | 364.8562 | 112.4546 | 101.401 | 101.401 | 101.401 | 11.0536 | 112.4546 | 907.3775 | 808.7046 | 808.7046 | 851.2909 | 56.0866 | 808.7046 | 42.5863 | 42.5863 | 907.3775 | 106.3057 | 85.8615 | 85.8615 | 85.8615 | 20.4442 | 106.3057 | 3048.4584 | 3048.4584 | 767.4165 | 767.4165 | 1410.708 | 1410.708 | 679.9645 | 679.9645 | 190.3694 | 190.3694 | 210617844.7116 | 1309581436.8279 | 147301490.0276 | 84499228.4329 | 1752 | 50.8443 | 899081.8072 | 53083.7937 | 66.7378 | 648.9682 | 185 | 608 | 922.3846 | 152 | 38 | 0.4547
2350 | 515.0541 | 703 | 200 | 800 | 7 | 95.47% | 100 | 186.7395 | 185.1873 | 185.1873 | 1 | 186.7395 | 100 | 393.2166 | 373.4756 | 373.4756 | 373.4756 | 19.741 | 393.2166 | 112.4448 | 101.3913 | 101.3913 | 101.3913 | 11.0535 | 112.4448 | 961.1159 | 860.0122 | 860.0122 | 902.3041 | 58.8118 | 860.0122 | 42.2919 | 42.2919 | 961.1159 | 107.0257 | 86.4179 | 86.4179 | 86.4179 | 20.6078 | 107.0257 | 3133.4375 | 3133.4375 | 852.6063 | 852.6063 | 1410.5778 | 1410.5778 | 679.9017 | 679.9017 | 190.3518 | 190.3518 | 217011158.73 | 1309571563.1166 | 146109689.1022 | 79307589.0511 | 1752 | 52.1104 | 836063.3183 | 49363.0416 | 62.06 | 721.0758 | 185 | 608 | 922.3846 | 152 | 38 | 0.45103
2351 | 566.5595 | 703 | 200 | 800 | 7 | 95.7% | 100 | 191.3914 | 189.8854 | 189.8854 | 1 | 191.3914 | 100 | 421.8205 | 400.6417 | 400.6417 | 400.6417 | 21.1787 | 421.8205 | 112.4368 | 101.3832 | 101.3832 | 101.3832 | 11.0536 | 112.4368 | 1009.8449 | 906.5223 | 906.5223 | 948.5947 | 61.2501 | 906.5223 | 42.0724 | 42.0724 | 1009.8449 | 107.7709 | 86.9966 | 86.9966 | 86.9966 | 20.7743 | 107.7709 | 3218.4169 | 3218.4169 | 937.785 | 937.785 | 1410.4545 | 1410.4545 | 679.8423 | 679.8423 | 190.3352 | 190.3352 | 222289822.801 | 1309570257.4603 | 144819738.235 | 75320181.5037 | 1752 | 53.3269 | 790165.8727 | 46653.1541 | 58.6531 | 793.1834 | 185 | 608 | 922.3846 | 152 | 38 | 0.44706
2352 | 618.065 | 703 | 200 | 800 | 7 | 95.9% | 100 | 196.0696 | 194.561 | 194.561 | 1 | 196.0696 | 100 | 450.3474 | 427.7346 | 427.7346 | 427.7346 | 22.6128 | 450.3474 | 112.4275 | 101.374 | 101.374 | 101.374 | 11.0535 | 112.4275 | 1056.4191 | 950.8589 | 950.8589 | 992.8206 | 63.5985 | 950.8589 | 41.9617 | 41.9617 | 1056.4191 | 108.5035 | 87.5668 | 87.5668 | 87.5668 | 20.9367 | 108.5035 | 3303.3966 | 3303.3966 | 1022.9534 | 1022.9534 | 1410.3377 | 1410.3377 | 679.786 | 679.786 | 190.3194 | 190.3194 | 227034764.426 | 1309581530.4551 | 143622686.4601 | 71761018.6587 | 1752 | 54.493 | 752137.455 | 44407.8716 | 55.8303 | 865.2909 | 185 | 608 | 922.3846 | 152 | 38 | 0.44337
2353 | 669.5704 | 703 | 200 | 800 | 7 | 96.08% | 100 | 200.7635 | 199.1911 | 199.1911 | 1 | 200.7635 | 100 | 478.6739 | 454.6369 | 454.6369 | 454.6369 | 24.0369 | 478.6739 | 112.4204 | 101.3668 | 101.3668 | 101.3668 | 11.0536 | 112.4204 | 1099.454 | 991.9482 | 991.9482 | 1033.6711 | 65.7829 | 991.9482 | 41.7228 | 41.7228 | 1099.454 | 109.3322 | 88.2202 | 88.2202 | 88.2202 | 21.1119 | 109.3322 | 3388.3764 | 3388.3764 | 1108.1125 | 1108.1125 | 1410.2269 | 1410.2269 | 679.7326 | 679.7326 | 190.3045 | 190.3045 | 231322045.3016 | 1309562423.0901 | 142485884.847 | 68629649.3119 | 1752 | 55.6062 | 711681.3704 | 42019.2542 | 52.8273 | 937.3985 | 185 | 608 | 922.3846 | 152 | 38 | 0.43986
2354 | 721.0758 | 703 | 200 | 800 | 7 | 96.25% | 100 | 205.4643 | 203.8315 | 203.8315 | 1 | 205.4643 | 100 | 506.7782 | 481.3282 | 481.3282 | 481.3282 | 25.45 | 506.7782 | 112.4139 | 101.3602 | 101.3602 | 101.3602 | 11.0537 | 112.4139 | 1143.1557 | 1033.6878 | 1033.6878 | 1075.1711 | 67.9846 | 1033.6878 | 41.4832 | 41.4832 | 1143.1557 | 110.0373 | 88.7744 | 88.7744 | 88.7744 | 21.2629 | 110.0373 | 3473.3564 | 3473.3564 | 1193.2628 | 1193.2628 | 1410.1216 | 1410.1216 | 679.6818 | 679.6818 | 190.2903 | 190.2903 | 235167456.6662 | 1309556740.7314 | 141538295.119 | 65737507.4834 | 1752 | 56.6689 | 679971.5609 | 40147.0364 | 50.4735 | 1009.5061 | 185 | 608 | 922.3846 | 152 | 38 | 0.43695
2355 | 772.5812 | 703 | 200 | 800 | 7 | 96.38% | 100 | 210.1836 | 208.5265 | 208.5265 | 1 | 210.1836 | 100 | 535.0528 | 508.1811 | 508.1811 | 508.1811 | 26.8718 | 535.0528 | 112.4065 | 101.3528 | 101.3528 | 101.3528 | 11.0537 | 112.4065 | 1182.5629 | 1071.2839 | 1071.2839 | 1112.5868 | 69.976 | 1071.2839 | 41.3029 | 41.3029 | 1182.5629 | 110.7607 | 89.3433 | 89.3433 | 89.3433 | 21.4174 | 110.7607 | 3558.3367 | 3558.3367 | 1278.405 | 1278.405 | 1410.0214 | 1410.0214 | 679.6335 | 679.6335 | 190.2767 | 190.2767 | 238552172.3771 | 1309563115.9284 | 140519828.4222 | 63364883.2723 | 1752 | 57.6894 | 650845.8865 | 38427.3917 | 48.3115 | 1081.6137 | 185 | 608 | 922.3846 | 152 | 38 | 0.43381
2356 | 824.0866 | 703 | 200 | 800 | 7 | 96.49% | 100 | 214.9108 | 213.3116 | 213.3116 | 1 | 214.9108 | 100 | 563.3331 | 535.0392 | 535.0392 | 535.0392 | 28.2939 | 563.3331 | 112.3993 | 101.3457 | 101.3457 | 101.3457 | 11.0537 | 112.3993 | 1218.9602 | 1106.0677 | 1106.0677 | 1147.1308 | 71.8293 | 1106.0677 | 41.0632 | 41.0632 | 1218.9602 | 111.4662 | 89.8949 | 89.8949 | 89.8949 | 21.5713 | 111.4662 | 3643.3171 | 3643.3171 | 1363.5397 | 1363.5397 | 1409.926 | 1409.926 | 679.5875 | 679.5875 | 190.2639 | 190.2639 | 241527834.3683 | 1309564078.5671 | 139442453.1397 | 61465633.9249 | 1752 | 58.6685 | 626688.869 | 37001.1075 | 46.5184 | 1153.7213 | 185 | 608 | 922.3846 | 152 | 38 | 0.43049
2357 | 875.592 | 703 | 200 | 800 | 7 | 96.59% | 100 | 219.6479 | 218.0473 | 218.0473 | 1 | 219.6479 | 100 | 591.8295 | 562.1025 | 562.1025 | 562.1025 | 29.727 | 591.8295 | 112.3922 | 101.3386 | 101.3386 | 101.3386 | 11.0536 | 112.3922 | 1252.9162 | 1138.5555 | 1138.5555 | 1179.3581 | 73.5582 | 1138.5555 | 40.8026 | 40.8026 | 1252.9162 | 112.1068 | 90.3997 | 90.3997 | 90.3997 | 21.7071 | 112.1068 | 3728.2977 | 3728.2977 | 1448.6674 | 1448.6674 | 1409.835 | 1409.835 | 679.5437 | 679.5437 | 190.2516 | 190.2516 | 244110507.9724 | 1309579804.3076 | 138590092.268 | 59719595.452 | 1752 | 59.6043 | 607550.6551 | 35871.1447 | 45.0978 | 1225.8288 | 185 | 608 | 922.3846 | 152 | 38 | 0.42786
2358 | 927.0974 | 703 | 200 | 800 | 7 | 96.69% | 100 | 224.3961 | 222.7651 | 222.7651 | 1 | 224.3961 | 100 | 620.3655 | 589.2034 | 589.2034 | 589.2034 | 31.1621 | 620.3655 | 112.3859 | 101.3323 | 101.3323 | 101.3323 | 11.0536 | 112.3859 | 1285.3977 | 1169.5052 | 1169.5052 | 1210.1909 | 75.2068 | 1169.5052 | 40.6858 | 40.6858 | 1285.3977 | 112.6832 | 90.8526 | 90.8526 | 90.8526 | 21.8306 | 112.6832 | 3813.2784 | 3813.2784 | 1533.7886 | 1533.7886 | 1409.7481 | 1409.7481 | 679.5018 | 679.5018 | 190.2399 | 190.2399 | 246573353.7684 | 1309570039.964 | 137810173.7501 | 58046432.5175 | 1752 | 60.4992 | 588316.0849 | 34735.4928 | 43.67 | 1297.9364 | 185 | 608 | 922.3846 | 152 | 38 | 0.42546
2359 | 978.6028 | 703 | 200 | 800 | 7 | 96.76% | 100 | 229.1528 | 227.5552 | 227.5552 | 1 | 229.1528 | 100 | 648.7094 | 616.1217 | 616.1217 | 616.1217 | 32.5877 | 648.7094 | 112.3801 | 101.3265 | 101.3265 | 101.3265 | 11.0536 | 112.3801 | 1315.2116 | 1197.895 | 1197.895 | 1238.4956 | 76.716 | 1197.895 | 40.6007 | 40.6007 | 1315.2116 | 113.3321 | 91.3654 | 91.3654 | 91.3654 | 21.9666 | 113.3321 | 3898.2592 | 3898.2592 | 1618.9038 | 1618.9038 | 1409.6651 | 1409.6651 | 679.4618 | 679.4618 | 190.2287 | 190.2287 | 248801217.4182 | 1309565986.2682 | 136919071.6807 | 56713724.6328 | 1752 | 61.3589 | 573121.2148 | 33838.3538 | 42.5421 | 1370.044 | 185 | 608 | 922.3846 | 152 | 38 | 0.42271
2360 | 1030.1083 | 703 | 200 | 800 | 7 | 96.83% | 100 | 233.9162 | 232.3359 | 232.3359 | 1 | 233.9162 | 100 | 677.1196 | 643.1029 | 643.1029 | 643.1029 | 34.0167 | 677.1196 | 112.3751 | 101.3214 | 101.3214 | 101.3214 | 11.0537 | 112.3751 | 1340.8712 | 1222.377 | 1222.377 | 1262.8482 | 78.0231 | 1222.377 | 40.4712 | 40.4712 | 1340.8712 | 114.0152 | 91.906 | 91.906 | 91.906 | 22.1092 | 114.0152 | 3983.2402 | 3983.2402 | 1704.0132 | 1704.0132 | 1409.5856 | 1409.5856 | 679.4235 | 679.4235 | 190.2179 | 190.2179 | 250806356.614 | 1309563385.8528 | 136028408.7873 | 55601848.7459 | 1752 | 62.1842 | 560730.3542 | 33106.7698 | 41.6224 | 1442.1516 | 185 | 608 | 922.3846 | 152 | 38 | 0.41997
2361 | 20.6022 | 752.4 | 200 | 800 | 7 | 87.27% | 100 | 151.3988 | 150.7437 | 150.7437 | 1 | 151.3988 | 100 | 178.7841 | 169.8169 | 169.8169 | 169.8169 | 8.9672 | 178.7841 | 118.8293 | 107.1585 | 107.1585 | 107.1585 | 11.6707 | 118.8293 | 389.4129 | 315.4353 | 315.4353 | 359.5086 | 29.9044 | 315.4353 | 44.0733 | 44.0733 | 389.4129 | 87.9482 | 71.2884 | 71.2884 | 71.2884 | 16.6598 | 87.9482 | 2416.4433 | 2416.4433 | 34.138 | 34.138 | 1511.1916 | 1511.1916 | 680.5737 | 680.5737 | 190.54 | 190.54 | 19518980.9268 | 1327479854.7833 | 181921221.5726 | 223079920.7489 | 1752 | 42.3896 | 2460666.8059 | 145283.2522 | 182.6525 | 28.843 | 198 | 608 | 922.3846 | 152 | 38 | 0.56117
2362 | 51.5054 | 752.4 | 200 | 800 | 7 | 88.51% | 100 | 153.5767 | 152.8235 | 152.8235 | 1 | 153.5767 | 100 | 185.6103 | 176.2999 | 176.2999 | 176.2999 | 9.3104 | 185.6103 | 118.8208 | 107.1499 | 107.1499 | 107.1499 | 11.6708 | 118.8208 | 424.0293 | 348.3054 | 348.3054 | 392.3964 | 31.6329 | 348.3054 | 44.091 | 44.091 | 424.0293 | 90.5095 | 73.3518 | 73.3518 | 73.3518 | 17.1577 | 90.5095 | 2467.429 | 2467.429 | 85.3372 | 85.3372 | 1511.0561 | 1511.0561 | 680.5127 | 680.5127 | 190.5229 | 190.5229 | 46939490.8967 | 1327480786.6232 | 176309678.2129 | 201270044.2673 | 1752 | 43.0512 | 2219701.3647 | 131056.1155 | 164.7659 | 72.1076 | 198 | 608 | 922.3846 | 152 | 38 | 0.54392
2363 | 154.5162 | 752.4 | 200 | 800 | 7 | 91.91% | 100 | 161.2233 | 160.0846 | 160.0846 | 1 | 161.2233 | 100 | 213.1743 | 202.4785 | 202.4785 | 202.4785 | 10.6958 | 213.1743 | 118.7914 | 107.1206 | 107.1206 | 107.1206 | 11.6708 | 118.7914 | 570.9681 | 488.0633 | 488.0633 | 531.8957 | 39.0724 | 488.0633 | 43.8324 | 43.8324 | 570.9681 | 98.4956 | 79.7712 | 79.7712 | 79.7712 | 18.7243 | 98.4956 | 2637.3826 | 2637.3826 | 255.9418 | 255.9418 | 1510.6432 | 1510.6432 | 680.3267 | 680.3267 | 190.4708 | 190.4708 | 121920374.4097 | 1327473039.8003 | 160841543.8201 | 141765041.9698 | 1752 | 45.4293 | 1554056.7181 | 91754.9721 | 115.3559 | 216.3227 | 198 | 608 | 922.3846 | 152 | 38 | 0.49645
2364 | 206.0217 | 752.4 | 200 | 800 | 7 | 92.97% | 100 | 165.3538 | 164.1943 | 164.1943 | 1 | 165.3538 | 100 | 233.9384 | 222.1994 | 222.1994 | 222.1994 | 11.739 | 233.9384 | 118.7772 | 107.1064 | 107.1064 | 107.1064 | 11.6707 | 118.7772 | 647.8146 | 561.303 | 561.303 | 604.8538 | 42.9608 | 561.303 | 43.5508 | 43.5508 | 647.8146 | 102.25 | 82.7373 | 82.7373 | 82.7373 | 19.5127 | 102.25 | 2722.3601 | 2722.3601 | 341.2135 | 341.2135 | 1510.4566 | 1510.4566 | 680.2427 | 680.2427 | 190.4473 | 190.4473 | 147417486.8673 | 1327460871.8344 | 153994199.0569 | 123127442.2414 | 1752 | 46.7464 | 1335762.1302 | 78866.3731 | 99.1521 | 288.4303 | 198 | 608 | 922.3846 | 152 | 38 | 0.4754
2365 | 257.5271 | 752.4 | 200 | 800 | 7 | 93.71% | 100 | 169.6993 | 168.487 | 168.487 | 1 | 169.6993 | 100 | 261.5944 | 248.4662 | 248.4662 | 248.4662 | 13.1282 | 261.5944 | 118.7638 | 107.0931 | 107.0931 | 107.0931 | 11.6706 | 118.7638 | 715.4272 | 625.6869 | 625.6869 | 669.0298 | 46.3974 | 625.6869 | 43.3429 | 43.3429 | 715.4272 | 104.6319 | 84.608 | 84.608 | 84.608 | 20.0238 | 104.6319 | 2807.338 | 2807.338 | 426.4675 | 426.4675 | 1510.2815 | 1510.2815 | 680.1638 | 680.1638 | 190.4252 | 190.4252 | 164070868.8231 | 1327502151.9743 | 150142842.8749 | 110284136.3277 | 1752 | 48.1017 | 1192804.2047 | 70425.8186 | 88.5405 | 360.5379 | 198 | 608 | 922.3846 | 152 | 38 | 0.46358
2366 | 309.0325 | 752.4 | 200 | 800 | 7 | 94.3% | 100 | 174.1254 | 172.8075 | 172.8075 | 1 | 174.1254 | 100 | 290.2875 | 275.7178 | 275.7178 | 275.7178 | 14.5697 | 290.2875 | 118.7502 | 107.0798 | 107.0798 | 107.0798 | 11.6704 | 118.7502 | 781.7878 | 689.0689 | 689.0689 | 732.0301 | 49.7577 | 689.0689 | 42.9612 | 42.9612 | 781.7878 | 106.2764 | 85.8934 | 85.8934 | 85.8934 | 20.383 | 106.2764 | 2892.3162 | 2892.3162 | 511.7052 | 511.7052 | 1510.1169 | 1510.1169 | 680.0897 | 680.0897 | 190.4045 | 190.4045 | 177114652.3835 | 1327512354.9032 | 147578560.815 | 99794431.8983 | 1752 | 49.424 | 1070797.823 | 63222.2899 | 79.4841 | 432.6455 | 198 | 608 | 922.3846 | 152 | 38 | 0.45573
2367 | 360.5379 | 752.4 | 200 | 800 | 7 | 94.79% | 100 | 178.6438 | 177.2183 | 177.2183 | 1 | 178.6438 | 100 | 319.1521 | 303.1321 | 303.1321 | 303.1321 | 16.02 | 319.1521 | 118.7391 | 107.0687 | 107.0687 | 107.0687 | 11.6704 | 118.7391 | 846.2033 | 750.2645 | 750.2645 | 793.2107 | 52.9926 | 750.2645 | 42.9462 | 42.9462 | 846.2033 | 107.69 | 86.9972 | 86.9972 | 86.9972 | 20.6928 | 107.69 | 2977.2948 | 2977.2948 | 596.9281 | 596.9281 | 1509.9619 | 1509.9619 | 680.0199 | 680.0199 | 190.3849 | 190.3849 | 187677594.2177 | 1327524715.2567 | 145453476.1588 | 91344214.3668 | 1752 | 50.7106 | 979121.6682 | 57809.5254 | 72.6791 | 504.753 | 198 | 608 | 922.3846 | 152 | 38 | 0.44922
2368 | 412.0433 | 752.4 | 200 | 800 | 7 | 95.19% | 100 | 183.1997 | 181.6355 | 181.6355 | 1 | 183.1997 | 100 | 348.3226 | 330.8368 | 330.8368 | 330.8368 | 17.4858 | 348.3226 | 118.7261 | 107.0559 | 107.0559 | 107.0559 | 11.6702 | 118.7261 | 907.9352 | 809.1852 | 809.1852 | 851.8153 | 56.12 | 809.1852 | 42.6301 | 42.6301 | 907.9352 | 108.885 | 87.9302 | 87.9302 | 87.9302 | 20.9548 | 108.885 | 3062.2737 | 3062.2737 | 682.1375 | 682.1375 | 1509.8157 | 1509.8157 | 679.954 | 679.954 | 190.3665 | 190.3665 | 196293056.775 | 1327546932.8785 | 143816938.7102 | 84343071.6363 | 1752 | 51.9573 | 893916.6249 | 52778.8298 | 66.3544 | 576.8606 | 198 | 608 | 922.3846 | 152 | 38 | 0.44418
2369 | 463.5487 | 752.4 | 200 | 800 | 7 | 95.5% | 100 | 187.7924 | 186.2438 | 186.2438 | 1 | 187.7924 | 100 | 377.8502 | 358.8804 | 358.8804 | 358.8804 | 18.9698 | 377.8502 | 118.7173 | 107.047 | 107.047 | 107.047 | 11.6703 | 118.7173 | 967.8277 | 866.3879 | 866.3879 | 908.6775 | 59.1502 | 866.3879 | 42.2896 | 42.2896 | 967.8277 | 109.7472 | 88.5952 | 88.5952 | 88.5952 | 21.1519 | 109.7472 | 3147.2529 | 3147.2529 | 767.3345 | 767.3345 | 1509.6775 | 1509.6775 | 679.8918 | 679.8918 | 190.3491 | 190.3491 | 203307815.8323 | 1327548016.5249 | 142356200.6545 | 78787966.9883 | 1752 | 53.1625 | 832326.3722 | 49142.404 | 61.7826 | 648.9682 | 198 | 608 | 922.3846 | 152 | 38 | 0.43968
2370 | 515.0541 | 752.4 | 200 | 800 | 7 | 95.78% | 100 | 192.4255 | 190.8272 | 190.8272 | 1 | 192.4255 | 100 | 407.3369 | 386.8851 | 386.8851 | 386.8851 | 20.4518 | 407.3369 | 118.707 | 107.0368 | 107.0368 | 107.0368 | 11.6702 | 118.707 | 1025.8068 | 921.6023 | 921.6023 | 963.7118 | 62.095 | 921.6023 | 42.1095 | 42.1095 | 1025.8068 | 110.566 | 89.2298 | 89.2298 | 89.2298 | 21.3362 | 110.566 | 3232.2323 | 3232.2323 | 852.52 | 852.52 | 1509.5467 | 1509.5467 | 679.8329 | 679.8329 | 190.3326 | 190.3326 | 209439254.739 | 1327546840.884 | 141093991.3384 | 73919913.0386 | 1752 | 54.3172 | 775716.0126 | 45800.0022 | 57.5805 | 721.0758 | 198 | 608 | 922.3846 | 152 | 38 | 0.43579
2371 | 566.5595 | 752.4 | 200 | 800 | 7 | 96.02% | 100 | 197.0824 | 195.4073 | 195.4073 | 1 | 197.0824 | 100 | 437.0539 | 415.1084 | 415.1084 | 415.1084 | 21.9456 | 437.0539 | 118.6982 | 107.0281 | 107.0281 | 107.0281 | 11.6702 | 118.6982 | 1081.6161 | 974.7815 | 974.7815 | 1016.7101 | 64.906 | 974.7815 | 41.9286 | 41.9286 | 1081.6161 | 111.2219 | 89.7362 | 89.7362 | 89.7362 | 21.4858 | 111.2219 | 3317.2119 | 3317.2119 | 937.6951 | 937.6951 | 1509.4228 | 1509.4228 | 679.7771 | 679.7771 | 190.3169 | 190.3169 | 214524881.2808 | 1327525760.6976 | 140216140.5848 | 69733217.4368 | 1752 | 55.4254 | 728910.9101 | 43036.5246 | 54.1062 | 793.1834 | 198 | 608 | 922.3846 | 152 | 38 | 0.43308
2372 | 618.065 | 752.4 | 200 | 800 | 7 | 96.22% | 100 | 201.7563 | 200.1004 | 200.1004 | 1 | 201.7563 | 100 | 466.7378 | 443.2999 | 443.2999 | 443.2999 | 23.4378 | 466.7378 | 118.6891 | 107.019 | 107.019 | 107.019 | 11.6701 | 118.6891 | 1134.9271 | 1025.6523 | 1025.6523 | 1067.3212 | 67.6059 | 1025.6523 | 41.6689 | 41.6689 | 1134.9271 | 111.8516 | 90.2212 | 90.2212 | 90.2212 | 21.6304 | 111.8516 | 3402.1918 | 3402.1918 | 1022.8604 | 1022.8604 | 1509.3052 | 1509.3052 | 679.7241 | 679.7241 | 190.3021 | 190.3021 | 219049794.0063 | 1327542667.7865 | 139139529.7513 | 66268008.4559 | 1752 | 56.4906 | 687592.1403 | 40596.9724 | 51.0392 | 865.2909 | 198 | 608 | 922.3846 | 152 | 38 | 0.42977
2373 | 669.5704 | 752.4 | 200 | 800 | 7 | 96.39% | 100 | 206.4553 | 204.7898 | 204.7898 | 1 | 206.4553 | 100 | 496.1332 | 471.2175 | 471.2175 | 471.2175 | 24.9157 | 496.1332 | 118.6806 | 107.0105 | 107.0105 | 107.0105 | 11.67 | 118.6806 | 1183.8616 | 1072.3245 | 1072.3245 | 1113.77 | 70.0916 | 1072.3245 | 41.4454 | 41.4454 | 1183.8616 | 112.6853 | 90.879 | 90.879 | 90.879 | 21.8062 | 112.6853 | 3487.1719 | 3487.1719 | 1108.0167 | 1108.0167 | 1509.1934 | 1509.1934 | 679.6738 | 679.6738 | 190.288 | 190.288 | 223151288.7203 | 1327565396.3648 | 137950072.5641 | 63333242.3507 | 1752 | 57.5132 | 654451.0076 | 38640.246 | 48.5792 | 937.3985 | 198 | 608 | 922.3846 | 152 | 38 | 0.4261
2374 | 721.0758 | 752.4 | 200 | 800 | 7 | 96.53% | 100 | 211.174 | 209.3803 | 209.3803 | 1 | 211.174 | 100 | 525.3855 | 498.999 | 498.999 | 498.999 | 26.3865 | 525.3855 | 118.6728 | 107.0027 | 107.0027 | 107.0027 | 11.67 | 118.6728 | 1227.8743 | 1114.2576 | 1114.2576 | 1155.5446 | 72.3298 | 1114.2576 | 41.287 | 41.287 | 1227.8743 | 113.6331 | 91.6289 | 91.6289 | 91.6289 | 22.0043 | 113.6331 | 3572.1522 | 3572.1522 | 1193.1646 | 1193.1646 | 1509.087 | 1509.087 | 679.6259 | 679.6259 | 190.2746 | 190.2746 | 226830829.2993 | 1327565396.3648 | 136880283.9982 | 60723430.706 | 1751.9999 | 58.492 | 624086.7742 | 36847.474 | 46.3253 | 1009.5061 | 198 | 608 | 922.3846 | 152 | 38 | 0.4228
2375 | 772.5812 | 752.4 | 200 | 800 | 7 | 96.65% | 100 | 215.8987 | 214.1874 | 214.1874 | 1 | 215.8987 | 100 | 554.7868 | 526.9219 | 526.9219 | 526.9219 | 27.8649 | 554.7868 | 118.6654 | 106.9954 | 106.9954 | 106.9954 | 11.67 | 118.6654 | 1271.5828 | 1155.9239 | 1155.9239 | 1197.0401 | 74.5427 | 1155.9239 | 41.1161 | 41.1161 | 1271.5828 | 114.3798 | 92.2171 | 92.2171 | 92.2171 | 22.1627 | 114.3798 | 3657.1326 | 3657.1326 | 1278.3048 | 1278.3048 | 1508.9857 | 1508.9857 | 679.5803 | 679.5803 | 190.2618 | 190.2618 | 230004673.9529 | 1327565396.3648 | 135773191.1277 | 58656738.5546 | 1752 | 59.432 | 599648.7476 | 35404.5985 | 44.5112 | 1081.6137 | 198 | 608 | 922.3846 | 152 | 38 | 0.41939
2376 | 824.0866 | 752.4 | 200 | 800 | 7 | 96.75% | 100 | 220.615 | 218.9725 | 218.9725 | 1 | 220.615 | 100 | 584.2386 | 554.8926 | 554.8926 | 554.8926 | 29.346 | 584.2386 | 118.6586 | 106.9886 | 106.9886 | 106.9886 | 11.67 | 118.6586 | 1309.6014 | 1192.2796 | 1192.2796 | 1233.1228 | 76.4786 | 1192.2796 | 40.8432 | 40.8432 | 1309.6014 | 114.9543 | 92.6186 | 92.6186 | 92.6186 | 22.3356 | 114.9543 | 3742.1132 | 3742.1132 | 1363.4378 | 1363.4378 | 1508.889 | 1508.889 | 679.5367 | 679.5367 | 190.2496 | 190.2496 | 232842954.9987 | 1327565396.3648 | 134627055.214 | 56964593.4224 | 1752 | 60.3353 | 579447.6025 | 34211.8778 | 43.0117 | 1153.7213 | 198 | 608 | 922.3846 | 152 | 38 | 0.41586
2377 | 875.592 | 752.4 | 200 | 800 | 7 | 96.84% | 100 | 225.364 | 223.6688 | 223.6688 | 1 | 225.364 | 100 | 613.8652 | 583.0293 | 583.0293 | 583.0293 | 30.8359 | 613.8652 | 118.6521 | 106.9821 | 106.9821 | 106.9821 | 11.67 | 118.6521 | 1345.4541 | 1226.4009 | 1226.4009 | 1267.1488 | 78.3053 | 1226.4009 | 40.7479 | 40.7479 | 1345.4541 | 115.6786 | 93.1894 | 93.1894 | 93.1894 | 22.4892 | 115.6786 | 3827.0939 | 3827.0939 | 1448.564 | 1448.564 | 1508.7967 | 1508.7967 | 679.4952 | 679.4952 | 190.238 | 190.238 | 235321192.6535 | 1327560006.6878 | 133809918.8785 | 55308886.0453 | 1752 | 61.1989 | 562845.9442 | 33231.6789 | 41.7794 | 1225.8288 | 198 | 608 | 922.3846 | 152 | 38 | 0.41334
2378 | 927.0974 | 752.4 | 200 | 800 | 7 | 96.93% | 100 | 230.1202 | 228.4196 | 228.4196 | 1 | 230.1202 | 100 | 643.407 | 611.0854 | 611.0854 | 611.0854 | 32.3216 | 643.407 | 118.6458 | 106.9758 | 106.9758 | 106.9758 | 11.67 | 118.6458 | 1380.0709 | 1259.2911 | 1259.2911 | 1300.0074 | 80.0634 | 1259.2911 | 40.7164 | 40.7164 | 1380.0709 | 116.3683 | 93.7338 | 93.7338 | 93.7338 | 22.6344 | 116.3683 | 3912.0748 | 3912.0748 | 1533.684 | 1533.684 | 1508.7085 | 1508.7085 | 679.4554 | 679.4554 | 190.2269 | 190.2269 | 237722832.085 | 1327563227.5203 | 132902863.4525 | 53811077.0081 | 1752 | 62.0273 | 545316.3207 | 32196.6909 | 40.4782 | 1297.9364 | 198 | 608 | 922.3846 | 152 | 38 | 0.41055
2379 | 978.6028 | 752.4 | 200 | 800 | 7 | 96.99% | 100 | 234.8817 | 233.2423 | 233.2423 | 1 | 234.8817 | 100 | 672.8891 | 639.0846 | 639.0846 | 639.0846 | 33.8045 | 672.8891 | 118.6399 | 106.9699 | 106.9699 | 106.9699 | 11.67 | 118.6399 | 1410.2609 | 1288.0856 | 1288.0856 | 1328.657 | 81.6039 | 1288.0856 | 40.5714 | 40.5714 | 1410.2609 | 117.1371 | 94.3442 | 94.3442 | 94.3442 | 22.7928 | 117.1371 | 3997.0559 | 3997.0559 | 1618.7981 | 1618.7981 | 1508.6241 | 1508.6241 | 679.4174 | 679.4174 | 190.2162 | 190.2162 | 239832751.4502 | 1327576950.5592 | 131901005.3912 | 52689292.5994 | 1752 | 62.8249 | 532440.1724 | 31436.4544 | 39.5224 | 1370.044 | 198 | 608 | 922.3846 | 152 | 38 | 0.40746
2380 | 1030.1083 | 752.4 | 200 | 800 | 7 | 97.07% | 100 | 239.6445 | 237.8612 | 237.8612 | 1 | 239.6445 | 100 | 702.4129 | 667.1235 | 667.1235 | 667.1235 | 35.2895 | 702.4129 | 118.6333 | 106.9634 | 106.9634 | 106.9634 | 11.6699 | 118.6333 | 1440.4595 | 1316.9046 | 1316.9046 | 1357.3133 | 83.1462 | 1316.9046 | 40.4087 | 40.4087 | 1440.4595 | 117.7955 | 94.8658 | 94.8658 | 94.8658 | 22.9297 | 117.7955 | 4082.037 | 4082.037 | 1703.9067 | 1703.9067 | 1508.5433 | 1508.5433 | 679.381 | 679.381 | 190.206 | 190.206 | 241766631.7682 | 1327576950.5592 | 131319222.12 | 51337195.5526 | 1752 | 63.5869 | 516666.6538 | 30505.1507 | 38.3516 | 1442.1516 | 198 | 608 | 922.3846 | 152 | 38 | 0.40567
2381 | 20.6022 | 801.8 | 200 | 800 | 7 | 88.04% | 100 | 156.7906 | 156.0991 | 156.0991 | 1 | 156.7906 | 100 | 184.7365 | 175.4693 | 175.4693 | 175.4693 | 9.2673 | 184.7365 | 125.0918 | 112.8041 | 112.8041 | 112.8041 | 12.2877 | 125.0918 | 410.0971 | 335.359 | 335.359 | 379.1947 | 30.9023 | 335.359 | 43.8358 | 43.8358 | 410.0971 | 88.7492 | 71.9016 | 71.9016 | 71.9016 | 16.8476 | 88.7492 | 2515.2344 | 2515.2344 | 34.1321 | 34.1321 | 1610.137 | 1610.137 | 680.4578 | 680.4578 | 190.5075 | 190.5075 | 18886588.8458 | 1343624061.5046 | 179892742.429 | 209596607.2205 | 1752 | 45.3719 | 2300081.4609 | 135801.9356 | 170.7324 | 28.843 | 211 | 608 | 922.3846 | 152 | 38 | 0.55508
2382 | 51.5054 | 801.8 | 200 | 800 | 7 | 89.2% | 100 | 158.9953 | 158.2181 | 158.2181 | 1 | 158.9953 | 100 | 191.5045 | 181.8969 | 181.8969 | 181.8969 | 9.6075 | 191.5045 | 125.0824 | 112.7947 | 112.7947 | 112.7947 | 12.2877 | 125.0824 | 446.6202 | 370.2019 | 370.2019 | 413.8954 | 32.7248 | 370.2019 | 43.6935 | 43.6935 | 446.6202 | 91.646 | 74.2331 | 74.2331 | 74.2331 | 17.4129 | 91.646 | 2566.2204 | 2566.2204 | 85.3233 | 85.3233 | 1610.0038 | 1610.0038 | 680.4015 | 680.4015 | 190.4918 | 190.4918 | 45490772.5901 | 1343629511.6668 | 173667328.3656 | 189212385.0048 | 1752 | 45.9936 | 2067368.6482 | 122062.0525 | 153.4584 | 72.1076 | 211 | 608 | 922.3846 | 152 | 38 | 0.53598
2383 | 154.5162 | 801.8 | 200 | 800 | 7 | 92.42% | 100 | 166.7594 | 165.6478 | 165.6478 | 1 | 166.7594 | 100 | 219.7293 | 208.7031 | 208.7031 | 208.7031 | 11.0262 | 219.7293 | 125.0514 | 112.764 | 112.764 | 112.764 | 12.2874 | 125.0514 | 605.8159 | 521.4793 | 521.4793 | 564.9982 | 40.8177 | 521.4793 | 43.5189 | 43.5189 | 605.8159 | 100.2881 | 81.1808 | 81.1808 | 81.1808 | 19.1073 | 100.2881 | 2736.1751 | 2736.1751 | 255.9052 | 255.9052 | 1609.5968 | 1609.5968 | 680.2295 | 680.2295 | 190.4436 | 190.4436 | 118280595.1153 | 1343653840.3676 | 157314694.6076 | 132750869.9094 | 1752 | 48.2037 | 1441378.4361 | 85102.1952 | 106.9919 | 216.3227 | 211 | 608 | 922.3846 | 152 | 38 | 0.48582
2384 | 206.0217 | 801.8 | 200 | 800 | 7 | 93.41% | 100 | 170.9307 | 169.7644 | 169.7644 | 1 | 170.9307 | 100 | 241.2955 | 229.1857 | 229.1857 | 229.1857 | 12.1097 | 241.2955 | 125.0392 | 112.7517 | 112.7517 | 112.7517 | 12.2875 | 125.0392 | 686.7475 | 598.7357 | 598.7357 | 641.8436 | 44.9039 | 598.7357 | 43.108 | 43.108 | 686.7475 | 104.5796 | 84.5768 | 84.5768 | 84.5768 | 20.0028 | 104.5796 | 2821.1531 | 2821.1531 | 341.1678 | 341.1678 | 1609.4121 | 1609.4121 | 680.1514 | 680.1514 | 190.4217 | 190.4217 | 142865267.0699 | 1343657249.1506 | 150079377.0553 | 115398145.7297 | 1752 | 49.4151 | 1242651.6121 | 73368.9206 | 92.2406 | 288.4303 | 211 | 608 | 922.3846 | 152 | 38 | 0.46357
2385 | 257.5271 | 801.8 | 200 | 800 | 7 | 94.1% | 100 | 175.3047 | 174.0655 | 174.0655 | 1 | 175.3047 | 100 | 270.2829 | 256.717 | 256.717 | 256.717 | 13.5659 | 270.2829 | 125.024 | 112.7368 | 112.7368 | 112.7368 | 12.2872 | 125.024 | 758.1139 | 666.789 | 666.789 | 709.598 | 48.5159 | 666.789 | 42.809 | 42.809 | 758.1139 | 107.2178 | 86.655 | 86.655 | 86.655 | 20.5628 | 107.2178 | 2906.1314 | 2906.1314 | 426.4137 | 426.4137 | 1609.2384 | 1609.2384 | 680.078 | 680.078 | 190.4012 | 190.4012 | 158734184.3823 | 1343659110.0124 | 146198847.4509 | 103407858.1545 | 1752 | 50.6515 | 1105204.8919 | 65253.76 | 82.0381 | 360.5379 | 211 | 608 | 922.3846 | 152 | 38 | 0.45166
2386 | 309.0325 | 801.8 | 200 | 800 | 7 | 94.67% | 100 | 179.7785 | 178.3731 | 178.3731 | 1 | 179.7785 | 100 | 299.9475 | 284.8912 | 284.8912 | 284.8912 | 15.0562 | 299.9475 | 125.0139 | 112.7265 | 112.7265 | 112.7265 | 12.2873 | 125.0139 | 829.5681 | 734.6283 | 734.6283 | 777.4243 | 52.1437 | 734.6283 | 42.796 | 42.796 | 829.5681 | 109.0762 | 88.1131 | 88.1131 | 88.1131 | 20.9631 | 109.0762 | 2991.11 | 2991.11 | 511.6444 | 511.6444 | 1609.0748 | 1609.0748 | 680.0089 | 680.0089 | 190.3818 | 190.3818 | 171407924.5711 | 1343651897.5773 | 143564286.6442 | 93375900.6769 | 1752 | 51.8586 | 999379.2027 | 59005.5754 | 74.1828 | 432.6455 | 211 | 608 | 922.3846 | 152 | 38 | 0.44359
2387 | 360.5379 | 801.8 | 200 | 800 | 7 | 95.11% | 100 | 184.3176 | 182.873 | 182.873 | 1 | 184.3176 | 100 | 329.8826 | 313.3222 | 313.3222 | 313.3222 | 16.5604 | 329.8826 | 125.0012 | 112.714 | 112.714 | 112.714 | 12.2872 | 125.0012 | 898.078 | 799.6671 | 799.6671 | 842.4654 | 55.6127 | 799.6671 | 42.7983 | 42.7983 | 898.078 | 110.7025 | 89.3864 | 89.3864 | 89.3864 | 21.3161 | 110.7025 | 3076.089 | 3076.089 | 596.8613 | 596.8613 | 1608.9205 | 1608.9205 | 679.9437 | 679.9437 | 190.3636 | 190.3636 | 181498410.8021 | 1343675892.9859 | 141162534.5504 | 85663161.6616 | 1752 | 53.0403 | 914649.5333 | 54002.9469 | 67.8934 | 504.753 | 211 | 608 | 922.3846 | 152 | 38 | 0.43621
2388 | 412.0433 | 801.8 | 200 | 800 | 7 | 95.5% | 100 | 188.8728 | 187.3112 | 187.3112 | 1 | 188.8728 | 100 | 360.3151 | 342.2254 | 342.2254 | 342.2254 | 18.0897 | 360.3151 | 124.9895 | 112.7025 | 112.7025 | 112.7025 | 12.287 | 124.9895 | 967.3339 | 865.8736 | 865.8736 | 908.1907 | 59.1432 | 865.8736 | 42.3171 | 42.3171 | 967.3339 | 111.7146 | 90.1733 | 90.1733 | 90.1733 | 21.5412 | 111.7146 | 3161.0682 | 3161.0682 | 682.0653 | 682.0653 | 1608.7746 | 1608.7746 | 679.882 | 679.882 | 190.3463 | 190.3463 | 189703321.9312 | 1343691047.0579 | 139776743.0613 | 78828887.9496 | 1752 | 54.1765 | 832345.0047 | 49143.5041 | 61.784 | 576.8606 | 211 | 608 | 922.3846 | 152 | 38 | 0.43194
2389 | 463.5487 | 801.8 | 200 | 800 | 7 | 95.79% | 100 | 193.4865 | 191.9496 | 191.9496 | 1 | 193.4865 | 100 | 390.9541 | 371.3245 | 371.3245 | 371.3245 | 19.6295 | 390.9541 | 124.9793 | 112.6923 | 112.6923 | 112.6923 | 12.287 | 124.9793 | 1030.7274 | 926.2559 | 926.2559 | 968.3777 | 62.3497 | 926.2559 | 42.1218 | 42.1218 | 1030.7274 | 112.7533 | 90.9744 | 90.9744 | 90.9744 | 21.7789 | 112.7533 | 3246.0476 | 3246.0476 | 767.2576 | 767.2576 | 1608.6364 | 1608.6364 | 679.8236 | 679.8236 | 190.33 | 190.33 | 196486576.4933 | 1343692425.1565 | 138113852.8719 | 73707145.4783 | 1752 | 55.279 | 771940.3444 | 45577.0783 | 57.3003 | 648.9682 | 211 | 608 | 922.3846 | 152 | 38 | 0.42682
2390 | 515.0541 | 801.8 | 200 | 800 | 7 | 96.07% | 100 | 198.1242 | 196.4405 | 196.4405 | 1 | 198.1242 | 100 | 421.5669 | 400.3987 | 400.3987 | 400.3987 | 21.1682 | 421.5669 | 124.9698 | 112.6829 | 112.6829 | 112.6829 | 12.2869 | 124.9698 | 1093.9019 | 986.4904 | 986.4904 | 1028.3587 | 65.5432 | 986.4904 | 41.8683 | 41.8683 | 1093.9019 | 113.5986 | 91.6294 | 91.6294 | 91.6294 | 21.9692 | 113.5986 | 3331.0273 | 3331.0273 | 852.439 | 852.439 | 1608.5055 | 1608.5055 | 679.7683 | 679.7683 | 190.3145 | 190.3145 | 202273768.13 | 1343698982.9485 | 137104141.4491 | 68923089.2431 | 1752 | 56.3345 | 720078.2034 | 42515.0219 | 53.4506 | 721.0758 | 211 | 608 | 922.3846 | 152 | 38 | 0.4237
2391 | 566.5595 | 801.8 | 200 | 800 | 7 | 96.3% | 100 | 202.7901 | 201.0041 | 201.0041 | 1 | 202.7901 | 100 | 452.3617 | 429.6455 | 429.6455 | 429.6455 | 22.7162 | 452.3617 | 124.9604 | 112.6736 | 112.6736 | 112.6736 | 12.2869 | 124.9604 | 1156.1435 | 1045.6903 | 1045.6903 | 1087.4314 | 68.7121 | 1045.6903 | 41.7411 | 41.7411 | 1156.1435 | 114.2511 | 92.1325 | 92.1325 | 92.1325 | 22.1186 | 114.2511 | 3416.0072 | 3416.0072 | 937.6105 | 937.6105 | 1608.3812 | 1608.3812 | 679.7158 | 679.7158 | 190.2998 | 190.2998 | 207267345.6292 | 1343703490.7274 | 136222335.1061 | 64806828.5374 | 1752 | 57.3507 | 672908.3802 | 39730.0105 | 49.9492 | 793.1834 | 211 | 608 | 922.3846 | 152 | 38 | 0.42099
2392 | 618.065 | 801.8 | 200 | 800 | 7 | 96.48% | 100 | 207.4752 | 205.7947 | 205.7947 | 1 | 207.4752 | 100 | 483.068 | 458.8082 | 458.8082 | 458.8082 | 24.2598 | 483.068 | 124.9522 | 112.6653 | 112.6653 | 112.6653 | 12.2869 | 124.9522 | 1213.0501 | 1099.9962 | 1099.9962 | 1141.447 | 71.6031 | 1099.9962 | 41.4508 | 41.4508 | 1213.0501 | 115.048 | 92.7582 | 92.7582 | 92.7582 | 22.2898 | 115.048 | 3500.9874 | 3500.9874 | 1022.7726 | 1022.7726 | 1608.2631 | 1608.2631 | 679.6658 | 679.6658 | 190.2858 | 190.2858 | 211605890.8099 | 1343697719.529 | 134943490.3844 | 61752899.2767 | 1752 | 58.3316 | 637360.3779 | 37631.1772 | 47.3105 | 865.2909 | 211 | 608 | 922.3846 | 152 | 38 | 0.41705
2393 | 669.5704 | 801.8 | 200 | 800 | 7 | 96.63% | 100 | 212.1682 | 210.4329 | 210.4329 | 1 | 212.1682 | 100 | 513.6267 | 487.8305 | 487.8305 | 487.8305 | 25.7962 | 513.6267 | 124.9442 | 112.6573 | 112.6573 | 112.6573 | 12.2869 | 124.9442 | 1263.7686 | 1148.2875 | 1148.2875 | 1189.5935 | 74.175 | 1148.2875 | 41.306 | 41.306 | 1263.7686 | 115.7704 | 93.2767 | 93.2767 | 93.2767 | 22.4938 | 115.7704 | 3585.9676 | 3585.9676 | 1107.9262 | 1107.9262 | 1608.1506 | 1608.1506 | 679.6183 | 679.6183 | 190.2725 | 190.2725 | 215490256.9751 | 1343703490.7274 | 133757621.1756 | 59048631.122 | 1752 | 59.2729 | 608644.6121 | 35935.7344 | 45.179 | 937.3985 | 211 | 608 | 922.3846 | 152 | 38 | 0.41339
2394 | 721.0758 | 801.8 | 200 | 800 | 7 | 96.76% | 100 | 216.896 | 215.1514 | 215.1514 | 1 | 216.896 | 100 | 543.9138 | 516.5947 | 516.5947 | 516.5947 | 27.3191 | 543.9138 | 124.9368 | 112.6499 | 112.6499 | 112.6499 | 12.2869 | 124.9368 | 1311.0157 | 1193.2029 | 1193.2029 | 1234.4355 | 76.5802 | 1193.2029 | 41.2327 | 41.2327 | 1311.0157 | 116.8121 | 94.1016 | 94.1016 | 94.1016 | 22.7105 | 116.8121 | 3670.9481 | 3670.9481 | 1193.0718 | 1193.0718 | 1608.0434 | 1608.0434 | 679.573 | 679.573 | 190.2598 | 190.2598 | 219075383.3823 | 1343703490.7274 | 132441973.8307 | 56779152.0597 | 1752 | 60.1773 | 583360.7917 | 34442.9213 | 43.3022 | 1009.5061 | 211 | 608 | 922.3846 | 152 | 38 | 0.40934
2395 | 772.5812 | 801.8 | 200 | 800 | 7 | 96.86% | 100 | 221.6297 | 219.9646 | 219.9646 | 1 | 221.6297 | 100 | 574.3529 | 545.5032 | 545.5032 | 545.5032 | 28.8497 | 574.3529 | 124.9294 | 112.6425 | 112.6425 | 112.6425 | 12.2868 | 124.9294 | 1353.9684 | 1234.1834 | 1234.1834 | 1275.2035 | 78.7649 | 1234.1834 | 41.02 | 41.02 | 1353.9684 | 117.7953 | 94.8784 | 94.8784 | 94.8784 | 22.9168 | 117.7953 | 3755.9287 | 3755.9287 | 1278.21 | 1278.21 | 1607.9412 | 1607.9412 | 679.5298 | 679.5298 | 190.2477 | 190.2477 | 222119015.8244 | 1343703490.7274 | 131165365.2556 | 55012128.1927 | 1752 | 61.0469 | 562298.9214 | 33199.3815 | 41.7388 | 1081.6137 | 211 | 608 | 922.3846 | 152 | 38 | 0.40541
2396 | 824.0866 | 801.8 | 200 | 800 | 7 | 96.96% | 100 | 226.3694 | 224.6443 | 224.6443 | 1 | 226.3694 | 100 | 605.0108 | 574.6194 | 574.6194 | 574.6194 | 30.3914 | 605.0108 | 124.9222 | 112.6354 | 112.6354 | 112.6354 | 12.2868 | 124.9222 | 1395.6154 | 1273.9374 | 1273.9374 | 1314.7306 | 80.8848 | 1273.9374 | 40.7932 | 40.7932 | 1395.6154 | 118.6015 | 95.5136 | 95.5136 | 95.5136 | 23.0879 | 118.6015 | 3840.9095 | 3840.9095 | 1363.3412 | 1363.3412 | 1607.8436 | 1607.8436 | 679.4886 | 679.4886 | 190.2362 | 190.2362 | 224799959.1779 | 1343709094.7879 | 130281567.5226 | 53209378.5116 | 1752 | 61.8786 | 540416.3061 | 31907.3831 | 40.1145 | 1153.7213 | 211 | 608 | 922.3846 | 152 | 38 | 0.40268
2397 | 875.592 | 801.8 | 200 | 800 | 7 | 97.06% | 100 | 231.1174 | 229.3741 | 229.3741 | 1 | 231.1174 | 100 | 635.67 | 603.7368 | 603.7368 | 603.7368 | 31.9332 | 635.67 | 124.9157 | 112.6289 | 112.6289 | 112.6289 | 12.2868 | 124.9157 | 1437.2673 | 1313.601 | 1313.601 | 1354.2671 | 83.0002 | 1313.601 | 40.6661 | 40.6661 | 1437.2673 | 119.286 | 96.0534 | 96.0534 | 96.0534 | 23.2325 | 119.286 | 3925.8904 | 3925.8904 | 1448.4659 | 1448.4659 | 1607.7503 | 1607.7503 | 679.4491 | 679.4491 | 190.2251 | 190.2251 | 227261584.254 | 1343689422.4286 | 129488743.5314 | 51560249.786 | 1752 | 62.6769 | 522336.4725 | 30839.9095 | 38.7724 | 1225.8288 | 211 | 608 | 922.3846 | 152 | 38 | 0.40024
2398 | 927.0974 | 801.8 | 200 | 800 | 7 | 97.14% | 100 | 235.8749 | 234.1157 | 234.1157 | 1 | 235.8749 | 100 | 666.2246 | 632.7546 | 632.7546 | 632.7546 | 33.4699 | 666.2246 | 124.9096 | 112.6228 | 112.6228 | 112.6228 | 12.2868 | 124.9096 | 1474.6506 | 1349.2023 | 1349.2023 | 1389.7431 | 84.9075 | 1349.2023 | 40.5408 | 40.5408 | 1474.6506 | 120.0541 | 96.6636 | 96.6636 | 96.6636 | 23.3905 | 120.0541 | 4010.8715 | 4010.8715 | 1533.5846 | 1533.5846 | 1607.6609 | 1607.6609 | 679.4114 | 679.4114 | 190.2146 | 190.2146 | 229547433.1486 | 1343708281.8758 | 128589461.5278 | 50154823.4478 | 1752 | 63.4452 | 505439.096 | 29842.2507 | 37.5182 | 1297.9364 | 211 | 608 | 922.3846 | 152 | 38 | 0.39747
2399 | 978.6028 | 801.8 | 200 | 800 | 7 | 97.2% | 100 | 240.6383 | 238.9102 | 238.9102 | 1 | 240.6383 | 100 | 696.779 | 661.7723 | 661.7723 | 661.7723 | 35.0067 | 696.779 | 124.9039 | 112.617 | 112.617 | 112.617 | 12.2869 | 124.9039 | 1508.819 | 1381.7631 | 1381.7631 | 1422.1691 | 86.6499 | 1381.7631 | 40.406 | 40.406 | 1508.819 | 120.8223 | 97.2746 | 97.2746 | 97.2746 | 23.5477 | 120.8223 | 4095.8526 | 4095.8526 | 1618.6976 | 1618.6976 | 1607.5754 | 1607.5754 | 679.3752 | 679.3752 | 190.2044 | 190.2044 | 231576760.4288 | 1343701635.1027 | 127710379.9627 | 49011224.5058 | 1752 | 64.1847 | 494463.0263 | 29194.1991 | 36.7034 | 1370.044 | 211 | 608 | 922.3846 | 152 | 38 | 0.39476
2400 | 1030.1083 | 801.8 | 200 | 800 | 7 | 97.27% | 100 | 245.4062 | 243.6331 | 243.6331 | 1 | 245.4062 | 100 | 727.43 | 690.8816 | 690.8816 | 690.8816 | 36.5484 | 727.43 | 124.8984 | 112.6115 | 112.6115 | 112.6115 | 12.2869 | 124.8984 | 1540.1249 | 1411.5984 | 1411.5984 | 1451.8797 | 88.2453 | 1411.5984 | 40.2813 | 40.2813 | 1540.1249 | 121.5402 | 97.8432 | 97.8432 | 97.8432 | 23.697 | 121.5402 | 4180.8339 | 4180.8339 | 1703.8053 | 1703.8053 | 1607.4934 | 1607.4934 | 679.3406 | 679.3406 | 190.1947 | 190.1947 | 233419718.8263 | 1343695037.1596 | 126972928.9019 | 47912386.1104 | 1752.0001 | 64.8944 | 480189.9247 | 28351.4833 | 35.6439 | 1442.1516 | 211 | 608 | 922.3846 | 152 | 38 | 0.39249
2401 | 20.6022 | 851.2 | 200 | 800 | 7 | 88.69% | 100 | 162.257 | 161.5445 | 161.5445 | 1 | 162.257 | 100 | 190.2492 | 180.7039 | 180.7039 | 180.7039 | 9.5452 | 190.2492 | 131.3871 | 118.4792 | 118.4792 | 118.4792 | 12.9079 | 131.3871 | 429.9788 | 354.4688 | 354.4688 | 398.106 | 31.8727 | 354.4688 | 43.6373 | 43.6373 | 429.9788 | 89.6554 | 72.5984 | 72.5984 | 72.5984 | 17.0571 | 89.6554 | 2614.0262 | 2614.0262 | 34.1268 | 34.1268 | 1709.071 | 1709.071 | 680.3508 | 680.3508 | 190.4776 | 190.4776 | 18334699.8975 | 1357857951.2826 | 177644115.3855 | 198163233.4344 | 1752 | 48.1026 | 2164871.579 | 127818.8428 | 160.6959 | 28.843 | 224 | 608 | 922.3846 | 152 | 38 | 0.5484
2402 | 51.5054 | 851.2 | 200 | 800 | 7 | 89.81% | 100 | 164.4917 | 163.6986 | 163.6986 | 1 | 164.4917 | 100 | 196.8653 | 186.9874 | 186.9874 | 186.9874 | 9.8779 | 196.8653 | 131.3794 | 118.4714 | 118.4714 | 118.4714 | 12.908 | 131.3794 | 469.491 | 392.1241 | 392.1241 | 435.6325 | 33.8585 | 392.1241 | 43.5084 | 43.5084 | 469.491 | 92.6326 | 74.9946 | 74.9946 | 74.9946 | 17.638 | 92.6326 | 2665.0126 | 2665.0126 | 85.3104 | 85.3104 | 1708.9403 | 1708.9403 | 680.2988 | 680.2988 | 190.463 | 190.463 | 44259396.134 | 1357835917.9493 | 171369479.2347 | 178535206.682 | 1752 | 48.6825 | 1942900.9938 | 114713.2048 | 144.2193 | 72.1076 | 224 | 608 | 922.3846 | 152 | 38 | 0.52916
2403 | 154.5162 | 851.2 | 200 | 800 | 7 | 92.89% | 100 | 172.337 | 171.1398 | 171.1398 | 1 | 172.337 | 100 | 225.7952 | 214.4632 | 214.4632 | 214.4632 | 11.332 | 225.7952 | 131.3483 | 118.4406 | 118.4406 | 118.4406 | 12.9077 | 131.3483 | 639.9234 | 554.2595 | 554.2595 | 597.4032 | 42.5202 | 554.2595 | 43.1436 | 43.1436 | 639.9234 | 102.0438 | 82.5627 | 82.5627 | 82.5627 | 19.4811 | 102.0438 | 2834.9682 | 2834.9682 | 255.8712 | 255.8712 | 1708.5394 | 1708.5394 | 680.1392 | 680.1392 | 190.4183 | 190.4183 | 115063925.2466 | 1357870342.773 | 154455754.3164 | 124609977.664 | 1752 | 50.7234 | 1343118.2496 | 79300.6948 | 99.6981 | 216.3227 | 224 | 608 | 922.3846 | 152 | 38 | 0.47724
2404 | 206.0217 | 851.2 | 200 | 800 | 7 | 93.8% | 100 | 176.5684 | 175.3407 | 175.3407 | 1 | 176.5684 | 100 | 248.5357 | 236.0611 | 236.0611 | 236.0611 | 12.4746 | 248.5357 | 131.3343 | 118.4268 | 118.4268 | 118.4268 | 12.9076 | 131.3343 | 724.6633 | 634.9285 | 634.9285 | 677.8454 | 46.8179 | 634.9285 | 42.9169 | 42.9169 | 724.6633 | 106.7424 | 86.2811 | 86.2811 | 86.2811 | 20.4613 | 106.7424 | 2919.9466 | 2919.9466 | 341.1252 | 341.1252 | 1708.3569 | 1708.3569 | 680.0665 | 680.0665 | 190.398 | 190.398 | 138661601.1983 | 1357904908.0647 | 146795894.6886 | 108637596.0484 | 1752 | 51.8465 | 1164691.6057 | 68765.9881 | 86.4537 | 288.4303 | 224 | 608 | 922.3846 | 152 | 38 | 0.45369
2405 | 257.5271 | 851.2 | 200 | 800 | 7 | 94.47% | 100 | 180.9698 | 179.6087 | 179.6087 | 1 | 180.9698 | 100 | 278.4419 | 264.4649 | 264.4649 | 264.4649 | 13.977 | 278.4419 | 131.3178 | 118.4107 | 118.4107 | 118.4107 | 12.9071 | 131.3178 | 802.4036 | 708.884 | 708.884 | 751.6384 | 50.7652 | 708.884 | 42.7544 | 42.7544 | 802.4036 | 109.4927 | 88.4514 | 88.4514 | 88.4514 | 21.0413 | 109.4927 | 3004.9253 | 3004.9253 | 426.3636 | 426.3636 | 1708.1849 | 1708.1849 | 679.998 | 679.998 | 190.3788 | 190.3788 | 154108657.527 | 1357960621.2492 | 142993266.7188 | 96937454.505 | 1752 | 52.974 | 1034848.2319 | 61099.7459 | 76.8156 | 360.5379 | 224 | 608 | 922.3846 | 152 | 38 | 0.44201
2406 | 309.0325 | 851.2 | 200 | 800 | 7 | 95% | 100 | 185.4534 | 184.0215 | 184.0215 | 1 | 185.4534 | 100 | 309.0988 | 293.5815 | 293.5815 | 293.5815 | 15.5172 | 309.0988 | 131.3053 | 118.3983 | 118.3983 | 118.3983 | 12.907 | 131.3053 | 879.7363 | 782.3909 | 782.3909 | 825.0559 | 54.6803 | 782.3909 | 42.665 | 42.665 | 879.7363 | 111.4748 | 90.0091 | 90.0091 | 90.0091 | 21.4656 | 111.4748 | 3089.9043 | 3089.9043 | 511.5876 | 511.5876 | 1708.0225 | 1708.0225 | 679.9334 | 679.9334 | 190.3607 | 190.3607 | 166283409.8763 | 1357963717.6172 | 140138064.7675 | 87614807.739 | 1752 | 54.0808 | 934763.6694 | 55190.5303 | 69.3864 | 432.6455 | 224 | 608 | 922.3846 | 152 | 38 | 0.43326
2407 | 360.5379 | 851.2 | 200 | 800 | 7 | 95.43% | 100 | 189.9832 | 188.4875 | 188.4875 | 1 | 189.9832 | 100 | 340.2743 | 323.1906 | 323.1906 | 323.1906 | 17.0838 | 340.2743 | 131.2914 | 118.3847 | 118.3847 | 118.3847 | 12.9067 | 131.2914 | 955.4171 | 854.5345 | 854.5345 | 896.8908 | 58.5263 | 854.5345 | 42.3562 | 42.3562 | 955.4171 | 112.9524 | 91.1571 | 91.1571 | 91.1571 | 21.7953 | 112.9524 | 3174.8835 | 3174.8835 | 596.7986 | 596.7986 | 1707.869 | 1707.869 | 679.8723 | 679.8723 | 190.3436 | 190.3436 | 175903537.422 | 1357978777.3794 | 138058658.7372 | 80059026.4614 | 1752 | 55.1591 | 844253.4517 | 49846.6053 | 62.668 | 504.753 | 224 | 608 | 922.3846 | 152 | 38 | 0.42686
2408 | 412.0433 | 851.2 | 200 | 800 | 7 | 95.77% | 100 | 194.5832 | 193.0455 | 193.0455 | 1 | 194.5832 | 100 | 371.702 | 353.0388 | 353.0388 | 353.0388 | 18.6631 | 371.702 | 131.282 | 118.3753 | 118.3753 | 118.3753 | 12.9067 | 131.282 | 1025.57 | 921.2151 | 921.2151 | 963.4666 | 62.1033 | 921.2151 | 42.2515 | 42.2515 | 1025.57 | 114.4176 | 92.3071 | 92.3071 | 92.3071 | 22.1105 | 114.4176 | 3259.863 | 3259.863 | 681.9975 | 681.9975 | 1707.7236 | 1707.7236 | 679.8144 | 679.8144 | 190.3274 | 190.3274 | 183883515.5909 | 1357973211.7255 | 136012595.016 | 74130681.4443 | 1752 | 56.2082 | 779998.2145 | 46052.8329 | 57.8984 | 576.8606 | 224 | 608 | 922.3846 | 152 | 38 | 0.42055
2409 | 463.5487 | 851.2 | 200 | 800 | 7 | 96.07% | 100 | 199.2059 | 197.4251 | 197.4251 | 1 | 199.2059 | 100 | 403.4642 | 383.2047 | 383.2047 | 383.2047 | 20.2595 | 403.4642 | 131.2707 | 118.3642 | 118.3642 | 118.3642 | 12.9066 | 131.2707 | 1092.8396 | 985.3806 | 985.3806 | 1027.3148 | 65.5248 | 985.3806 | 41.9341 | 41.9341 | 1092.8396 | 115.5961 | 93.2252 | 93.2252 | 93.2252 | 22.3709 | 115.5961 | 3344.8427 | 3344.8427 | 767.1853 | 767.1853 | 1707.5858 | 1707.5858 | 679.7596 | 679.7596 | 190.312 | 190.312 | 190437617.3208 | 1357998977.4378 | 134739885.8771 | 68823460.2039 | 1751.9999 | 57.2152 | 716967.4468 | 42331.3559 | 53.2197 | 648.9682 | 224 | 608 | 922.3846 | 152 | 38 | 0.41663
2410 | 515.0541 | 851.2 | 200 | 800 | 7 | 96.32% | 100 | 203.8299 | 202.0665 | 202.0665 | 1 | 203.8299 | 100 | 435.0326 | 413.1864 | 413.1864 | 413.1864 | 21.8462 | 435.0326 | 131.262 | 118.3554 | 118.3554 | 118.3554 | 12.9066 | 131.262 | 1162.8015 | 1052.0475 | 1052.0475 | 1093.7344 | 69.0671 | 1052.0475 | 41.687 | 41.687 | 1162.8015 | 116.184 | 93.6228 | 93.6228 | 93.6228 | 22.5613 | 116.184 | 3429.8227 | 3429.8227 | 852.3628 | 852.3628 | 1707.455 | 1707.455 | 679.7075 | 679.7075 | 190.2975 | 190.2975 | 195993078.0111 | 1357989749.9485 | 133525258.4708 | 64491913.5696 | 1752 | 58.1887 | 670964.2336 | 39615.2237 | 49.8049 | 721.0758 | 224 | 608 | 922.3846 | 152 | 38 | 0.41289
2411 | 566.5595 | 851.2 | 200 | 800 | 7 | 96.53% | 100 | 208.5021 | 206.7334 | 206.7334 | 1 | 208.5021 | 100 | 466.9669 | 443.5154 | 443.5154 | 443.5154 | 23.4515 | 466.9669 | 131.2527 | 118.3462 | 118.3462 | 118.3462 | 12.9065 | 131.2527 | 1230.3922 | 1116.3648 | 1116.3648 | 1157.8848 | 72.5074 | 1116.3648 | 41.52 | 41.52 | 1230.3922 | 116.8592 | 94.1461 | 94.1461 | 94.1461 | 22.7132 | 116.8592 | 3514.8028 | 3514.8028 | 937.5307 | 937.5307 | 1707.3305 | 1707.3305 | 679.658 | 679.658 | 190.2836 | 190.2836 | 200718082.0701 | 1358000566.7041 | 132537548.2536 | 60743802.9721 | 1752 | 59.1248 | 628024.3809 | 37079.9591 | 46.6175 | 793.1834 | 224 | 608 | 922.3846 | 152 | 38 | 0.40985
2412 | 618.065 | 851.2 | 200 | 800 | 7 | 96.7% | 100 | 213.2016 | 211.4697 | 211.4697 | 1 | 213.2016 | 100 | 498.7178 | 473.6701 | 473.6701 | 473.6701 | 25.0477 | 498.7178 | 131.2448 | 118.3382 | 118.3382 | 118.3382 | 12.9066 | 131.2448 | 1289.0167 | 1172.2069 | 1172.2069 | 1213.5322 | 75.4845 | 1172.2069 | 41.3253 | 41.3253 | 1289.0167 | 117.8453 | 94.9226 | 94.9226 | 94.9226 | 22.9226 | 117.8453 | 3599.7831 | 3599.7831 | 1022.6898 | 1022.6898 | 1707.2121 | 1707.2121 | 679.6108 | 679.6108 | 190.2704 | 190.2704 | 204945086.3105 | 1357988194.2556 | 131196795.1497 | 57869924.2842 | 1752 | 60.0289 | 595848.7927 | 35180.2407 | 44.2292 | 865.2909 | 224 | 608 | 922.3846 | 152 | 38 | 0.40571
2413 | 669.5704 | 851.2 | 200 | 800 | 7 | 96.84% | 100 | 217.9212 | 216.1496 | 216.1496 | 1 | 217.9212 | 100 | 530.3074 | 503.6714 | 503.6714 | 503.6714 | 26.6359 | 530.3074 | 131.2364 | 118.3299 | 118.3299 | 118.3299 | 12.9065 | 131.2364 | 1342.707 | 1223.283 | 1223.283 | 1264.4917 | 78.2152 | 1223.283 | 41.2087 | 41.2087 | 1342.707 | 118.9223 | 95.7746 | 95.7746 | 95.7746 | 23.1477 | 118.9223 | 3684.7636 | 3684.7636 | 1107.8407 | 1107.8407 | 1707.0992 | 1707.0992 | 679.5659 | 679.5659 | 190.2578 | 190.2578 | 208688461.5333 | 1358000566.7041 | 129934915.8486 | 55376055.9139 | 1752 | 60.8982 | 568767.1733 | 33581.2815 | 42.2189 | 937.3985 | 224 | 608 | 922.3846 | 152 | 38 | 0.40183
2414 | 721.0758 | 851.2 | 200 | 800 | 7 | 96.96% | 100 | 222.6492 | 220.8929 | 220.8929 | 1 | 222.6492 | 100 | 561.615 | 533.4048 | 533.4048 | 533.4048 | 28.2101 | 561.615 | 131.2289 | 118.3224 | 118.3224 | 118.3224 | 12.9065 | 131.2289 | 1393.8803 | 1272.033 | 1272.033 | 1313.054 | 80.8262 | 1272.033 | 41.021 | 41.021 | 1393.8803 | 120.0104 | 96.637 | 96.637 | 96.637 | 23.3734 | 120.0104 | 3769.7443 | 3769.7443 | 1192.984 | 1192.984 | 1706.9915 | 1706.9915 | 679.523 | 679.523 | 190.2458 | 190.2458 | 212160525.3633 | 1358000566.7041 | 128599332.8032 | 53239575.1293 | 1752 | 61.7339 | 543244.3014 | 32074.3543 | 40.3244 | 1009.5061 | 224 | 608 | 922.3846 | 152 | 38 | 0.39771
2415 | 772.5812 | 851.2 | 200 | 800 | 7 | 97.06% | 100 | 227.3906 | 225.6391 | 225.6391 | 1 | 227.3906 | 100 | 593.0811 | 563.2887 | 563.2887 | 563.2887 | 29.7924 | 593.0811 | 131.222 | 118.3154 | 118.3154 | 118.3154 | 12.9065 | 131.222 | 1439.2617 | 1315.2377 | 1315.2377 | 1356.1279 | 83.1338 | 1315.2377 | 40.8902 | 40.8902 | 1439.2617 | 121.0779 | 97.4808 | 97.4808 | 97.4808 | 23.5971 | 121.0779 | 3854.7251 | 3854.7251 | 1278.1201 | 1278.1201 | 1706.8886 | 1706.8886 | 679.482 | 679.482 | 190.2343 | 190.2343 | 215084192.1264 | 1358000566.7041 | 127408665.2644 | 51506575.9051 | 1752 | 62.5381 | 525576.814 | 31031.2264 | 39.013 | 1081.6137 | 224 | 608 | 922.3846 | 152 | 38 | 0.39404
2416 | 824.0866 | 851.2 | 200 | 800 | 7 | 97.16% | 100 | 232.1349 | 230.2888 | 230.2888 | 1 | 232.1349 | 100 | 624.6991 | 593.3167 | 593.3167 | 593.3167 | 31.3824 | 624.6991 | 131.2156 | 118.309 | 118.309 | 118.309 | 12.9066 | 131.2156 | 1484.5715 | 1358.426 | 1358.426 | 1399.1306 | 85.4409 | 1358.426 | 40.7046 | 40.7046 | 1484.5715 | 121.934 | 98.1558 | 98.1558 | 98.1558 | 23.7782 | 121.934 | 3939.706 | 3939.706 | 1363.2495 | 1363.2495 | 1706.7903 | 1706.7903 | 679.4429 | 679.4429 | 190.2234 | 190.2234 | 217716553.492 | 1357997110.7685 | 126549686.1303 | 49736589.9185 | 1751.9999 | 63.3082 | 503313.4672 | 29716.7488 | 37.3604 | 1153.7213 | 224 | 608 | 922.3846 | 152 | 38 | 0.3914
2417 | 875.592 | 851.2 | 200 | 800 | 7 | 97.25% | 100 | 236.886 | 235.0198 | 235.0198 | 1 | 236.886 | 100 | 656.3145 | 623.3421 | 623.3421 | 623.3421 | 32.9723 | 656.3145 | 131.2097 | 118.303 | 118.303 | 118.303 | 12.9066 | 131.2097 | 1528.723 | 1400.4862 | 1400.4862 | 1441.0289 | 87.6941 | 1400.4862 | 40.5428 | 40.5428 | 1528.723 | 122.7073 | 98.7671 | 98.7671 | 98.7671 | 23.9402 | 122.7073 | 4024.6871 | 4024.6871 | 1448.3727 | 1448.3727 | 1706.6961 | 1706.6961 | 679.4054 | 679.4054 | 190.2129 | 190.2129 | 220095691.6954 | 1357983629.38 | 125712956.7373 | 48207722.1872 | 1752 | 64.0498 | 487048.9359 | 28756.4546 | 36.1531 | 1225.8288 | 224 | 608 | 922.3846 | 152 | 38 | 0.38882
2418 | 927.0974 | 851.2 | 200 | 800 | 7 | 97.32% | 100 | 241.6419 | 239.8135 | 239.8135 | 1 | 241.6419 | 100 | 687.8998 | 653.3389 | 653.3389 | 653.3389 | 34.5609 | 687.8998 | 131.2038 | 118.2972 | 118.2972 | 118.2972 | 12.9067 | 131.2038 | 1571.4484 | 1441.2152 | 1441.2152 | 1481.5768 | 89.8716 | 1441.2152 | 40.3616 | 40.3616 | 1571.4484 | 123.4294 | 99.3395 | 99.3395 | 99.3395 | 24.0898 | 123.4294 | 4109.6682 | 4109.6682 | 1533.49 | 1533.49 | 1706.6059 | 1706.6059 | 679.3695 | 679.3695 | 190.2028 | 190.2028 | 222290187.806 | 1357984121.9583 | 124853961.1305 | 46871729.1052 | 1752 | 64.7633 | 471071.1078 | 27813.0881 | 34.9671 | 1297.9364 | 224 | 608 | 922.3846 | 152 | 38 | 0.38617
2419 | 978.6028 | 851.2 | 200 | 800 | 7 | 97.38% | 100 | 246.4117 | 244.6739 | 244.6739 | 1 | 246.4117 | 100 | 719.5174 | 683.3662 | 683.3662 | 683.3662 | 36.1511 | 719.5174 | 131.1976 | 118.2909 | 118.2909 | 118.2909 | 12.9067 | 131.1976 | 1605.3108 | 1473.4481 | 1473.4481 | 1513.718 | 91.5928 | 1473.4481 | 40.2699 | 40.2699 | 1605.3108 | 124.3265 | 100.0537 | 100.0537 | 100.0537 | 24.2728 | 124.3265 | 4194.6495 | 4194.6495 | 1618.6019 | 1618.6019 | 1706.5194 | 1706.5194 | 679.3351 | 679.3351 | 190.1932 | 190.1932 | 224249263.8906 | 1358000566.7041 | 123803355.3413 | 45946814.064 | 1752 | 65.4522 | 460688.7666 | 27200.0915 | 34.1964 | 1370.044 | 224 | 608 | 922.3846 | 152 | 38 | 0.38293
2420 | 1030.1083 | 851.2 | 200 | 800 | 7 | 97.42% | 100 | 251.1855 | 249.4486 | 249.4486 | 1 | 251.1855 | 100 | 751.209 | 713.4638 | 713.4638 | 713.4638 | 37.7452 | 751.209 | 131.1909 | 118.2843 | 118.2843 | 118.2843 | 12.9066 | 131.1909 | 1633.8246 | 1500.6709 | 1500.6709 | 1540.7738 | 93.0508 | 1500.6709 | 40.1029 | 40.1029 | 1633.8246 | 125.2521 | 100.7896 | 100.7896 | 100.7896 | 24.4625 | 125.2521 | 4279.6309 | 4279.6309 | 1703.7086 | 1703.7086 | 1706.4364 | 1706.4364 | 679.302 | 679.302 | 190.1839 | 190.1839 | 226003604.62 | 1358000566.7041 | 122881085.9244 | 45114742.7515 | 1752 | 66.116 | 450629.3482 | 26606.161 | 33.4497 | 1442.1516 | 224 | 608 | 922.3846 | 152 | 38 | 0.38009
2421 | 20.6022 | 900.6 | 200 | 800 | 7 | 89.25% | 100 | 167.7728 | 167.0547 | 167.0547 | 1 | 167.7728 | 100 | 195.376 | 185.5721 | 185.5721 | 185.5721 | 9.8038 | 195.376 | 137.6901 | 124.1612 | 124.1612 | 124.1612 | 13.5289 | 137.6901 | 449.1467 | 372.9449 | 372.9449 | 416.3372 | 32.8095 | 372.9449 | 43.3923 | 43.3923 | 449.1467 | 90.7114 | 73.4209 | 73.4209 | 73.4209 | 17.2905 | 90.7114 | 2712.8186 | 2712.8186 | 34.1218 | 34.1218 | 1807.9951 | 1807.9951 | 680.2518 | 680.2518 | 190.4499 | 190.4499 | 17853888.5005 | 1370727387.06 | 175128579.1448 | 188290145.2947 | 1752 | 50.6001 | 2045697.0571 | 120782.5134 | 151.8498 | 28.843 | 237 | 608 | 922.3846 | 152 | 38 | 0.54091
2422 | 51.5054 | 900.6 | 200 | 800 | 7 | 90.37% | 100 | 170.0207 | 169.1594 | 169.1594 | 1 | 170.0207 | 100 | 201.4435 | 191.3345 | 191.3345 | 191.3345 | 10.109 | 201.4435 | 137.6788 | 124.1502 | 124.1502 | 124.1502 | 13.5287 | 137.6788 | 492.6161 | 414.353 | 414.353 | 457.6015 | 35.0146 | 414.353 | 43.2485 | 43.2485 | 492.6161 | 93.6406 | 75.7806 | 75.7806 | 75.7806 | 17.86 | 93.6406 | 2763.8053 | 2763.8053 | 85.2985 | 85.2985 | 1807.8669 | 1807.8669 | 680.2036 | 680.2036 | 190.4363 | 190.4363 | 43256662.3078 | 1370738221.3805 | 169371250.9376 | 168633945.791 | 1752.0001 | 51.1303 | 1825469.118 | 107779.7651 | 135.5025 | 72.1076 | 237 | 608 | 922.3846 | 152 | 38 | 0.52326
2423 | 154.5162 | 900.6 | 200 | 800 | 7 | 93.28% | 100 | 177.9557 | 176.7253 | 176.7253 | 1 | 177.9557 | 100 | 231.9528 | 220.3103 | 220.3103 | 220.3103 | 11.6424 | 231.9528 | 137.6497 | 124.1212 | 124.1212 | 124.1212 | 13.5285 | 137.6497 | 672.7236 | 585.6411 | 585.6411 | 628.5517 | 44.1719 | 585.6411 | 42.9106 | 42.9106 | 672.7236 | 103.7006 | 83.8353 | 83.8353 | 83.8353 | 19.8654 | 103.7006 | 2933.7618 | 2933.7618 | 255.8396 | 255.8396 | 1807.4723 | 1807.4723 | 680.0551 | 680.0551 | 190.3948 | 190.3948 | 111981959.7906 | 1370767856.7339 | 151432290.0019 | 117817893.4735 | 1752 | 53.0336 | 1263309.3165 | 74588.5975 | 93.774 | 216.3227 | 237 | 608 | 922.3846 | 152 | 38 | 0.46816
2424 | 206.0217 | 900.6 | 200 | 800 | 7 | 94.13% | 100 | 182.2321 | 181.0062 | 181.0062 | 1 | 182.2321 | 100 | 255.6432 | 242.8105 | 242.8105 | 242.8105 | 12.8327 | 255.6432 | 137.6398 | 124.1111 | 124.1111 | 124.1111 | 13.5287 | 137.6398 | 762.0509 | 670.6849 | 670.6849 | 713.3621 | 48.6888 | 670.6849 | 42.6772 | 42.6772 | 762.0509 | 108.8094 | 87.9131 | 87.9131 | 87.9131 | 20.8963 | 108.8094 | 3018.7405 | 3018.7405 | 341.0855 | 341.0855 | 1807.292 | 1807.292 | 679.9873 | 679.9873 | 190.3758 | 190.3758 | 134754824.6015 | 1370724300.4712 | 143674347.0041 | 102846527.9231 | 1752 | 54.0665 | 1098602.1775 | 64863.921 | 81.548 | 288.4303 | 237 | 608 | 922.3846 | 152 | 38 | 0.4443
2425 | 257.5271 | 900.6 | 200 | 800 | 7 | 94.78% | 100 | 186.6564 | 185.286 | 185.286 | 1 | 186.6564 | 100 | 286.3087 | 271.9354 | 271.9354 | 271.9354 | 14.3734 | 286.3087 | 137.6264 | 124.0978 | 124.0978 | 124.0978 | 13.5285 | 137.6264 | 846.8501 | 751.1958 | 751.1958 | 793.8514 | 52.9986 | 751.1958 | 42.6556 | 42.6556 | 846.8501 | 111.6263 | 90.1392 | 90.1392 | 90.1392 | 21.4871 | 111.6263 | 3103.7195 | 3103.7195 | 426.3167 | 426.3167 | 1807.1218 | 1807.1218 | 679.9232 | 679.9232 | 190.3579 | 190.3579 | 149842894.6933 | 1370739610.3891 | 139965784.7881 | 91451710.1295 | 1752 | 55.1004 | 976023.1911 | 57626.5844 | 72.4491 | 360.5379 | 237 | 608 | 922.3846 | 152 | 38 | 0.43292
2426 | 309.0325 | 900.6 | 200 | 800 | 7 | 95.3% | 100 | 191.1485 | 189.6336 | 189.6336 | 1 | 191.1485 | 100 | 317.8338 | 301.8765 | 301.8765 | 301.8765 | 15.9573 | 317.8338 | 137.6157 | 124.0871 | 124.0871 | 124.0871 | 13.5286 | 137.6157 | 930.7811 | 830.9786 | 830.9786 | 873.5131 | 57.268 | 830.9786 | 42.5345 | 42.5345 | 930.7811 | 113.6492 | 91.7218 | 91.7218 | 91.7218 | 21.9274 | 113.6492 | 3188.6988 | 3188.6988 | 511.5344 | 511.5344 | 1806.9608 | 1806.9608 | 679.8627 | 679.8627 | 190.3409 | 190.3409 | 161685573.0779 | 1370747238.6757 | 137256116.8029 | 82311071.4435 | 1752 | 56.1133 | 875129.5558 | 51669.5993 | 64.9599 | 432.6455 | 237 | 608 | 922.3846 | 152 | 38 | 0.4246
2427 | 360.5379 | 900.6 | 200 | 800 | 7 | 95.68% | 100 | 195.7054 | 194.2185 | 194.2185 | 1 | 195.7054 | 100 | 350.3454 | 332.7544 | 332.7544 | 332.7544 | 17.591 | 350.3454 | 137.6038 | 124.0754 | 124.0754 | 124.0754 | 13.5284 | 137.6038 | 1007.2116 | 903.8963 | 903.8963 | 946.0479 | 61.1637 | 903.8963 | 42.1516 | 42.1516 | 1007.2116 | 115.4786 | 93.1624 | 93.1624 | 93.1624 | 22.3161 | 115.4786 | 3273.6784 | 3273.6784 | 596.7398 | 596.7398 | 1806.8084 | 1806.8084 | 679.8053 | 679.8053 | 190.3248 | 190.3248 | 170851651.701 | 1370772853.8173 | 134684353.3786 | 75691141.1031 | 1752 | 57.1098 | 794097.6027 | 46885.2922 | 58.945 | 504.753 | 237 | 608 | 922.3846 | 152 | 38 | 0.41667
2428 | 412.0433 | 900.6 | 200 | 800 | 7 | 96.01% | 100 | 200.2871 | 198.6323 | 198.6323 | 1 | 200.2871 | 100 | 382.7438 | 363.5246 | 363.5246 | 363.5246 | 19.2192 | 382.7438 | 137.5921 | 124.0638 | 124.0638 | 124.0638 | 13.5282 | 137.5921 | 1081.6862 | 974.8946 | 974.8946 | 1016.7464 | 64.9398 | 974.8946 | 41.8518 | 41.8518 | 1081.6862 | 116.8271 | 94.1676 | 94.1676 | 94.1676 | 22.6595 | 116.8271 | 3358.6581 | 3358.6581 | 681.9338 | 681.9338 | 1806.6638 | 1806.6638 | 679.7509 | 679.7509 | 190.3096 | 190.3096 | 178537025.0949 | 1370790103.1737 | 132836381.038 | 69836490.6933 | 1752 | 58.0715 | 729315.9642 | 43060.4399 | 54.1363 | 576.8606 | 237 | 608 | 922.3846 | 152 | 38 | 0.41098
2429 | 463.5487 | 900.6 | 200 | 800 | 7 | 96.3% | 100 | 204.921 | 203.1177 | 203.1177 | 1 | 204.921 | 100 | 415.5318 | 394.6646 | 394.6646 | 394.6646 | 20.8672 | 415.5318 | 137.5816 | 124.0535 | 124.0535 | 124.0535 | 13.5282 | 137.5816 | 1156.3485 | 1045.9355 | 1045.9355 | 1087.61 | 68.7384 | 1045.9355 | 41.6745 | 41.6745 | 1156.3485 | 117.9336 | 95.0289 | 95.0289 | 95.0289 | 22.9047 | 117.9336 | 3443.6381 | 3443.6381 | 767.1172 | 767.1172 | 1806.5265 | 1806.5265 | 679.6993 | 679.6993 | 190.2952 | 190.2952 | 184804744.6823 | 1370820489.1803 | 131553883.1108 | 64820892.3066 | 1752 | 58.9991 | 672463.9019 | 39703.7675 | 49.9162 | 648.9682 | 237 | 608 | 922.3846 | 152 | 38 | 0.40703
2430 | 515.0541 | 900.6 | 200 | 800 | 7 | 96.53% | 100 | 209.5785 | 207.788 | 207.788 | 1 | 209.5785 | 100 | 448.2905 | 425.7767 | 425.7767 | 425.7767 | 22.5138 | 448.2905 | 137.5689 | 124.0412 | 124.0412 | 124.0412 | 13.5278 | 137.5689 | 1230.6902 | 1116.6529 | 1116.6529 | 1158.1673 | 72.523 | 1116.6529 | 41.5143 | 41.5143 | 1230.6902 | 118.8603 | 95.7488 | 95.7488 | 95.7488 | 23.1115 | 118.8603 | 3528.6183 | 3528.6183 | 852.2908 | 852.2908 | 1806.3959 | 1806.3959 | 679.6501 | 679.6501 | 190.2814 | 190.2814 | 190200475.2133 | 1370834216.5208 | 130257220.474 | 60708152.1631 | 1752.0001 | 59.8974 | 629856.4075 | 37188.126 | 46.7535 | 721.0758 | 237 | 608 | 922.3846 | 152 | 38 | 0.40303
2431 | 566.5595 | 900.6 | 200 | 800 | 7 | 96.73% | 100 | 214.2696 | 212.4627 | 212.4627 | 1 | 214.2696 | 100 | 481.2475 | 457.0769 | 457.0769 | 457.0769 | 24.1705 | 481.2475 | 137.5607 | 124.0329 | 124.0329 | 124.0329 | 13.5278 | 137.5607 | 1298.0273 | 1180.6112 | 1180.6112 | 1222.0736 | 75.9537 | 1180.6112 | 41.4624 | 41.4624 | 1298.0273 | 119.8304 | 96.5089 | 96.5089 | 96.5089 | 23.3215 | 119.8304 | 3613.5986 | 3613.5986 | 937.4554 | 937.4554 | 1806.2716 | 1806.2716 | 679.6034 | 679.6034 | 190.2683 | 190.2683 | 194745553.5687 | 1370811967.4561 | 129064541.2871 | 57377937.688 | 1752 | 60.7642 | 593685.4425 | 35052.5116 | 44.0686 | 793.1834 | 237 | 608 | 922.3846 | 152 | 38 | 0.39936
2432 | 618.065 | 900.6 | 200 | 800 | 7 | 96.88% | 100 | 218.979 | 217.2352 | 217.2352 | 1 | 218.979 | 100 | 514.0311 | 488.2124 | 488.2124 | 488.2124 | 25.8187 | 514.0311 | 137.5523 | 124.0245 | 124.0245 | 124.0245 | 13.5278 | 137.5523 | 1359.6849 | 1239.2603 | 1239.2603 | 1280.5916 | 79.0932 | 1239.2603 | 41.3313 | 41.3313 | 1359.6849 | 120.9263 | 97.3762 | 97.3762 | 97.3762 | 23.5502 | 120.9263 | 3698.5792 | 3698.5792 | 1022.6115 | 1022.6115 | 1806.1531 | 1806.1531 | 679.5588 | 679.5588 | 190.2558 | 190.2558 | 198807083.9011 | 1370834216.5208 | 127634857.8347 | 54723841.7434 | 1752 | 61.6007 | 563034.7274 | 33242.8251 | 41.7934 | 865.2909 | 237 | 608 | 922.3846 | 152 | 38 | 0.39495
2433 | 669.5704 | 900.6 | 200 | 800 | 7 | 97.01% | 100 | 223.6995 | 221.8893 | 221.8893 | 1 | 223.6995 | 100 | 546.5557 | 519.1017 | 519.1017 | 519.1017 | 27.454 | 546.5557 | 137.5438 | 124.0161 | 124.0161 | 124.0161 | 13.5277 | 137.5438 | 1416.9081 | 1293.7696 | 1293.7696 | 1334.8924 | 82.0156 | 1293.7696 | 41.1228 | 41.1228 | 1416.9081 | 122.0794 | 98.2882 | 98.2882 | 98.2882 | 23.7912 | 122.0794 | 3783.5598 | 3783.5598 | 1107.7598 | 1107.7598 | 1806.0399 | 1806.0399 | 679.5162 | 679.5162 | 190.2439 | 190.2439 | 202482848.228 | 1370840809.8251 | 126377203.5154 | 52299138.4315 | 1752 | 62.4044 | 535557.2051 | 31620.491 | 39.7538 | 937.3985 | 237 | 608 | 922.3846 | 152 | 38 | 0.39108
2434 | 721.0758 | 900.6 | 200 | 800 | 7 | 97.14% | 100 | 228.4305 | 226.5879 | 226.5879 | 1 | 228.4305 | 100 | 578.8715 | 549.7926 | 549.7926 | 549.7926 | 29.0789 | 578.8715 | 137.5361 | 124.0084 | 124.0084 | 124.0084 | 13.5277 | 137.5361 | 1472.5665 | 1346.7713 | 1346.7713 | 1387.7095 | 84.857 | 1346.7713 | 40.9382 | 40.9382 | 1472.5665 | 123.1836 | 99.1641 | 99.1641 | 99.1641 | 24.0195 | 123.1836 | 3868.5406 | 3868.5406 | 1192.9007 | 1192.9007 | 1805.9319 | 1805.9319 | 679.4756 | 679.4756 | 190.2325 | 190.2325 | 205803779.8906 | 1370835594.8327 | 125184307.6698 | 50176317.607 | 1752 | 63.1776 | 511735.6486 | 30214.0132 | 37.9856 | 1009.5061 | 237 | 608 | 922.3846 | 152 | 38 | 0.3874
2435 | 772.5812 | 900.6 | 200 | 800 | 7 | 97.25% | 100 | 233.1674 | 231.1998 | 231.1998 | 1 | 233.1674 | 100 | 611.2993 | 580.5898 | 580.5898 | 580.5898 | 30.7095 | 611.2993 | 137.5296 | 124.0019 | 124.0019 | 124.0019 | 13.5278 | 137.5296 | 1527.2479 | 1398.8406 | 1398.8406 | 1439.6112 | 87.6367 | 1398.8406 | 40.7707 | 40.7707 | 1527.2479 | 124.0912 | 99.8793 | 99.8793 | 99.8793 | 24.2118 | 124.0912 | 3953.5216 | 3953.5216 | 1278.0347 | 1278.0347 | 1805.8286 | 1805.8286 | 679.4367 | 679.4367 | 190.2216 | 190.2216 | 208680773.403 | 1370828559.1736 | 124341027.0997 | 48149592.4504 | 1752 | 63.9191 | 486430.3116 | 28719.9297 | 36.1072 | 1081.6137 | 237 | 608 | 922.3846 | 152 | 38 | 0.3848
2436 | 824.0866 | 900.6 | 200 | 800 | 7 | 97.32% | 100 | 237.9126 | 236.1655 | 236.1655 | 1 | 237.9126 | 100 | 643.8682 | 611.5208 | 611.5208 | 611.5208 | 32.3473 | 643.8682 | 137.5237 | 123.9959 | 123.9959 | 123.9959 | 13.5278 | 137.5237 | 1574.6214 | 1444.1326 | 1444.1326 | 1484.5707 | 90.0507 | 1444.1326 | 40.4382 | 40.4382 | 1574.6214 | 125.0558 | 100.6436 | 100.6436 | 100.6436 | 24.4122 | 125.0558 | 4038.5027 | 4038.5027 | 1363.1624 | 1363.1624 | 1805.7296 | 1805.7296 | 679.3995 | 679.3995 | 190.2112 | 190.2112 | 211189214.9478 | 1370817492.0424 | 123079009.2916 | 46914283.7182 | 1752 | 64.6396 | 472704.5831 | 27909.5321 | 35.0883 | 1153.7213 | 237 | 608 | 922.3846 | 152 | 38 | 0.38091
2437 | 875.592 | 900.6 | 200 | 800 | 7 | 97.4% | 100 | 242.6708 | 240.887 | 240.887 | 1 | 242.6708 | 100 | 676.513 | 642.5239 | 642.5239 | 642.5239 | 33.9891 | 676.513 | 137.5166 | 123.9888 | 123.9888 | 123.9888 | 13.5278 | 137.5166 | 1617.2232 | 1484.7482 | 1484.7482 | 1524.9995 | 92.2237 | 1484.7482 | 40.2512 | 40.2512 | 1617.2232 | 126.0338 | 101.4205 | 101.4205 | 101.4205 | 24.6133 | 126.0338 | 4123.4839 | 4123.4839 | 1448.284 | 1448.284 | 1805.6349 | 1805.6349 | 679.3638 | 679.3638 | 190.2012 | 190.2012 | 213497333.2543 | 1370840809.8251 | 122090242.3928 | 45571614.5277 | 1752 | 65.3297 | 455759.7604 | 26909.072 | 33.8305 | 1225.8288 | 237 | 608 | 922.3846 | 152 | 38 | 0.37787
2438 | 927.0974 | 900.6 | 200 | 800 | 7 | 97.46% | 100 | 247.438 | 245.6361 | 245.6361 | 1 | 247.438 | 100 | 709.1599 | 673.5289 | 673.5289 | 673.5289 | 35.631 | 709.1599 | 137.5092 | 123.9816 | 123.9816 | 123.9816 | 13.5277 | 137.5092 | 1655.8313 | 1521.5046 | 1521.5046 | 1561.64 | 94.1913 | 1521.5046 | 40.1354 | 40.1354 | 1655.8313 | 127.0186 | 102.2054 | 102.2054 | 102.2054 | 24.8132 | 127.0186 | 4208.4652 | 4208.4652 | 1533.4 | 1533.4 | 1805.544 | 1805.544 | 679.3296 | 679.3296 | 190.1917 | 190.1917 | 215602698.7649 | 1370840809.8251 | 121126144.2752 | 44430347.1347 | 1752 | 65.9958 | 444837.1114 | 26264.1745 | 33.0198 | 1297.9364 | 237 | 608 | 922.3846 | 152 | 38 | 0.3749
2439 | 978.6028 | 900.6 | 200 | 800 | 7 | 97.51% | 100 | 252.2138 | 250.4454 | 250.4454 | 1 | 252.2138 | 100 | 741.7861 | 704.5142 | 704.5142 | 704.5142 | 37.272 | 741.7861 | 137.5031 | 123.9754 | 123.9754 | 123.9754 | 13.5276 | 137.5031 | 1689.6476 | 1553.5977 | 1553.5977 | 1593.7263 | 95.9213 | 1553.5977 | 40.1286 | 40.1286 | 1689.6476 | 128.0137 | 102.997 | 102.997 | 102.997 | 25.0168 | 128.0137 | 4293.4466 | 4293.4466 | 1618.5107 | 1618.5107 | 1805.4567 | 1805.4567 | 679.2968 | 679.2968 | 190.1825 | 190.1825 | 217487938.4975 | 1370840809.8251 | 120124680.8571 | 43546570.8203 | 1752 | 66.6388 | 435770.52 | 25728.8627 | 32.3467 | 1370.044 | 237 | 608 | 922.3846 | 152 | 38 | 0.37181
2440 | 1030.1083 | 900.6 | 200 | 800 | 7 | 97.56% | 100 | 256.9919 | 255.246 | 255.246 | 1 | 256.9919 | 100 | 774.4923 | 735.5752 | 735.5752 | 735.5752 | 38.9171 | 774.4923 | 137.4973 | 123.9697 | 123.9697 | 123.9697 | 13.5276 | 137.4973 | 1720.4867 | 1582.9035 | 1582.9035 | 1622.9752 | 97.5116 | 1582.9035 | 40.0716 | 40.0716 | 1720.4867 | 128.9459 | 103.7372 | 103.7372 | 103.7372 | 25.2087 | 128.9459 | 4378.4281 | 4378.4281 | 1703.6163 | 1703.6163 | 1805.3729 | 1805.3729 | 679.2652 | 679.2652 | 190.1736 | 190.1736 | 219187530.0345 | 1370840809.8251 | 119208474.8285 | 42763185.3119 | 1752 | 67.2585 | 427597.0335 | 25246.2818 | 31.74 | 1442.1516 | 237 | 608 | 922.3846 | 152 | 38 | 0.36899
2441 | 20.6022 | 950 | 200 | 800 | 7 | 89.78% | 100 | 173.3213 | 172.5751 | 172.5751 | 1 | 173.3213 | 100 | 199.9786 | 189.9425 | 189.9425 | 189.9425 | 10.0361 | 199.9786 | 143.9799 | 129.8312 | 129.8312 | 129.8312 | 14.1486 | 143.9799 | 468.8237 | 391.8982 | 391.8982 | 435.0398 | 33.7839 | 391.8982 | 43.1416 | 43.1416 | 468.8237 | 91.7383 | 74.2295 | 74.2295 | 74.2295 | 17.5089 | 91.7383 | 2811.6116 | 2811.6116 | 34.1172 | 34.1172 | 1906.9103 | 1906.9103 | 680.16 | 680.16 | 190.4241 | 190.4241 | 17439867.7551 | 1382572342.0318 | 172955114.6877 | 179032549.306 | 1751.9999 | 52.8795 | 1933320.791 | 114147.5682 | 143.5082 | 28.843 | 250 | 608 | 922.3846 | 152 | 38 | 0.53447
2442 | 51.5054 | 950 | 200 | 800 | 7 | 90.87% | 100 | 175.5977 | 174.7241 | 174.7241 | 1 | 175.5977 | 100 | 206.1426 | 195.7966 | 195.7966 | 195.7966 | 10.3461 | 206.1426 | 143.9701 | 129.8216 | 129.8216 | 129.8216 | 14.1485 | 143.9701 | 515.9077 | 436.6393 | 436.6393 | 479.7256 | 36.1822 | 436.6393 | 43.0863 | 43.0863 | 515.9077 | 94.6779 | 76.5964 | 76.5964 | 76.5964 | 18.0815 | 94.6779 | 2862.5985 | 2862.5985 | 85.2874 | 85.2874 | 1906.7845 | 1906.7845 | 680.1151 | 680.1151 | 190.4116 | 190.4116 | 42258351.9934 | 1382591100.1064 | 167191275.977 | 159959154.5534 | 1751.9999 | 53.3729 | 1723439.4527 | 101755.7063 | 127.929 | 72.1076 | 250 | 608 | 922.3846 | 152 | 38 | 0.5168
2443 | 154.5162 | 950 | 200 | 800 | 7 | 93.61% | 100 | 183.6312 | 182.3867 | 182.3867 | 1 | 183.6312 | 100 | 238.2342 | 226.2752 | 226.2752 | 226.2752 | 11.959 | 238.2342 | 143.9427 | 129.7942 | 129.7942 | 129.7942 | 14.1484 | 143.9427 | 704.5512 | 615.9582 | 615.9582 | 658.7731 | 45.7781 | 615.9582 | 42.8149 | 42.8149 | 704.5512 | 105.584 | 85.3251 | 85.3251 | 85.3251 | 20.2589 | 105.584 | 3032.5558 | 3032.5558 | 255.8101 | 255.8101 | 1906.3963 | 1906.3963 | 679.9766 | 679.9766 | 190.3728 | 190.3728 | 109031890.3947 | 1382599363.0559 | 148408498.7466 | 111960175.2405 | 1751.9999 | 55.1502 | 1198646.8225 | 70770.7798 | 88.9742 | 216.3227 | 250 | 608 | 922.3846 | 152 | 38 | 0.45907
2444 | 206.0217 | 950 | 200 | 800 | 7 | 94.43% | 100 | 187.9392 | 186.6902 | 186.6902 | 1 | 187.9392 | 100 | 262.7255 | 249.5359 | 249.5359 | 249.5359 | 13.1896 | 262.7255 | 143.9304 | 129.782 | 129.782 | 129.782 | 14.1484 | 143.9304 | 799.6518 | 706.36 | 706.36 | 749.057 | 50.5948 | 706.36 | 42.697 | 42.697 | 799.6518 | 110.9058 | 89.5781 | 89.5781 | 89.5781 | 21.3277 | 110.9058 | 3117.5348 | 3117.5348 | 341.0483 | 341.0483 | 1906.2184 | 1906.2184 | 679.9132 | 679.9132 | 190.355 | 190.355 | 131121764.2053 | 1382590478.1735 | 140707730.5429 | 97579947.337 | 1751.9999 | 56.1012 | 1041975.2024 | 61520.5382 | 77.3446 | 288.4303 | 250 | 608 | 922.3846 | 152 | 38 | 0.43539
2445 | 257.5271 | 950 | 200 | 800 | 7 | 95.06% | 100 | 192.3613 | 190.9217 | 190.9217 | 1 | 192.3613 | 100 | 294.1053 | 279.3391 | 279.3391 | 279.3391 | 14.7662 | 294.1053 | 143.9173 | 129.7691 | 129.7691 | 129.7691 | 14.1482 | 143.9173 | 890.082 | 792.4536 | 792.4536 | 834.8872 | 55.1948 | 792.4536 | 42.4336 | 42.4336 | 890.082 | 113.8745 | 91.9178 | 91.9178 | 91.9178 | 21.9567 | 113.8745 | 3202.5142 | 3202.5142 | 426.2727 | 426.2727 | 1906.0501 | 1906.0501 | 679.8532 | 679.8532 | 190.3382 | 190.3382 | 145848422.2519 | 1382613728.7471 | 137010907.9203 | 86526861.3395 | 1751.9999 | 57.0491 | 917090.0221 | 54147.0388 | 68.0745 | 360.5379 | 250 | 608 | 922.3846 | 152 | 38 | 0.42404
2446 | 309.0325 | 950 | 200 | 800 | 7 | 95.55% | 100 | 196.8553 | 195.3063 | 195.3063 | 1 | 196.8553 | 100 | 326.8198 | 310.4098 | 310.4098 | 310.4098 | 16.41 | 326.8198 | 143.9062 | 129.758 | 129.758 | 129.758 | 14.1482 | 143.9062 | 977.4095 | 875.5165 | 875.5165 | 917.7721 | 59.6374 | 875.5165 | 42.2556 | 42.2556 | 977.4095 | 115.888 | 93.4523 | 93.4523 | 93.4523 | 22.4357 | 115.888 | 3287.4938 | 3287.4938 | 511.4845 | 511.4845 | 1905.8907 | 1905.8907 | 679.7963 | 679.7963 | 190.3223 | 190.3223 | 157256286.1284 | 1382613728.7471 | 134090995.6833 | 78038958.075 | 1752 | 57.9848 | 821439.8595 | 48499.64 | 60.9745 | 432.6455 | 250 | 608 | 922.3846 | 152 | 38 | 0.41505
2447 | 360.5379 | 950 | 200 | 800 | 7 | 95.92% | 100 | 201.4216 | 199.7836 | 199.7836 | 1 | 201.4216 | 100 | 360.2493 | 342.1594 | 342.1594 | 342.1594 | 18.0899 | 360.2493 | 143.8958 | 129.7476 | 129.7476 | 129.7476 | 14.1482 | 143.8958 | 1059.71 | 954.0007 | 954.0007 | 995.8842 | 63.8258 | 954.0007 | 41.8835 | 41.8835 | 1059.71 | 117.7618 | 94.9266 | 94.9266 | 94.9266 | 22.8351 | 117.7618 | 3372.4736 | 3372.4736 | 596.6845 | 596.6845 | 1905.7394 | 1905.7394 | 679.7424 | 679.7424 | 190.3072 | 190.3072 | 166124893.265 | 1382620034.85 | 131822662.1489 | 71432378.37 | 1752 | 58.9003 | 747016.2877 | 44105.5065 | 55.4502 | 504.753 | 250 | 608 | 922.3846 | 152 | 38 | 0.40806
2448 | 412.0433 | 950 | 200 | 800 | 7 | 96.24% | 100 | 206.0386 | 204.2543 | 204.2543 | 1 | 206.0386 | 100 | 393.7547 | 373.9809 | 373.9809 | 373.9809 | 19.7738 | 393.7547 | 143.8864 | 129.7381 | 129.7381 | 129.7381 | 14.1482 | 143.8864 | 1140.7621 | 1031.0055 | 1031.0055 | 1072.8142 | 67.9479 | 1031.0055 | 41.8087 | 41.8087 | 1140.7621 | 119.2885 | 96.1216 | 96.1216 | 96.1216 | 23.1669 | 119.2885 | 3457.4536 | 3457.4536 | 681.8738 | 681.8738 | 1905.5958 | 1905.5958 | 679.6911 | 679.6911 | 190.2929 | 190.2929 | 173545608.1629 | 1382605671.7466 | 130043301.8024 | 65805386.922 | 1752 | 59.7863 | 684686.6851 | 40425.4278 | 50.8235 | 576.8606 | 250 | 608 | 922.3846 | 152 | 38 | 0.40258
2449 | 463.5487 | 950 | 200 | 800 | 7 | 96.5% | 100 | 210.6782 | 208.8784 | 208.8784 | 1 | 210.6782 | 100 | 427.4825 | 406.0134 | 406.0134 | 406.0134 | 21.469 | 427.4825 | 143.8772 | 129.7289 | 129.7289 | 129.7289 | 14.1482 | 143.8772 | 1220.1628 | 1106.6099 | 1106.6099 | 1148.1854 | 71.9774 | 1106.6099 | 41.5755 | 41.5755 | 1220.1628 | 120.5023 | 97.0685 | 97.0685 | 97.0685 | 23.4337 | 120.5023 | 3542.4338 | 3542.4338 | 767.053 | 767.053 | 1905.4592 | 1905.4592 | 679.6424 | 679.6424 | 190.2792 | 190.2792 | 179606960.2879 | 1382605671.7466 | 128512965.9276 | 61274370.6717 | 1752 | 60.6455 | 635008.3802 | 37492.31 | 47.1359 | 648.9682 | 250 | 608 | 922.3846 | 152 | 38 | 0.39787
2450 | 515.0541 | 950 | 200 | 800 | 7 | 96.71% | 100 | 215.3544 | 213.5244 | 213.5244 | 1 | 215.3544 | 100 | 461.5142 | 438.3346 | 438.3346 | 438.3346 | 23.1797 | 461.5142 | 143.8686 | 129.7203 | 129.7203 | 129.7203 | 14.1483 | 143.8686 | 1292.6001 | 1175.5066 | 1175.5066 | 1216.9304 | 75.6697 | 1175.5066 | 41.4238 | 41.4238 | 1292.6001 | 121.7002 | 98.0084 | 98.0084 | 98.0084 | 23.6918 | 121.7002 | 3627.4141 | 3627.4141 | 852.2229 | 852.2229 | 1905.329 | 1905.329 | 679.596 | 679.596 | 190.2662 | 190.2662 | 184704482.3561 | 1382605671.7466 | 127075350.3521 | 57614464.179 | 1752 | 61.4781 | 596137.2835 | 35197.2738 | 44.2506 | 721.0758 | 250 | 608 | 922.3846 | 152 | 38 | 0.39344
2451 | 566.5595 | 950 | 200 | 800 | 7 | 96.89% | 100 | 220.051 | 218.2444 | 218.2444 | 1 | 220.051 | 100 | 495.4021 | 470.5189 | 470.5189 | 470.5189 | 24.8832 | 495.4021 | 143.8614 | 129.713 | 129.713 | 129.713 | 14.1484 | 143.8614 | 1364.6357 | 1243.8882 | 1243.8882 | 1285.2986 | 79.3371 | 1243.8882 | 41.4104 | 41.4104 | 1364.6357 | 122.7212 | 98.8089 | 98.8089 | 98.8089 | 23.9124 | 122.7212 | 3712.3947 | 3712.3947 | 937.3842 | 937.3842 | 1905.205 | 1905.205 | 679.5517 | 679.5517 | 190.2538 | 190.2538 | 189169263.5309 | 1382576633.6923 | 125798668.7494 | 54455402.6611 | 1752 | 62.2803 | 562550.9722 | 33214.2631 | 41.7575 | 793.1834 | 250 | 608 | 922.3846 | 152 | 38 | 0.3895
2452 | 618.065 | 950 | 200 | 800 | 7 | 97.05% | 100 | 224.7562 | 222.8709 | 222.8709 | 1 | 224.7562 | 100 | 529.1773 | 502.596 | 502.596 | 502.596 | 26.5813 | 529.1773 | 143.8521 | 129.7039 | 129.7039 | 129.7039 | 14.1483 | 143.8521 | 1432.1364 | 1308.257 | 1308.257 | 1349.3578 | 82.7786 | 1308.257 | 41.1007 | 41.1007 | 1432.1364 | 123.7952 | 99.658 | 99.658 | 99.658 | 24.1372 | 123.7952 | 3797.3754 | 3797.3754 | 1022.5373 | 1022.5373 | 1905.0865 | 1905.0865 | 679.5095 | 679.5095 | 190.242 | 190.242 | 193100506.5247 | 1382616831.1796 | 124637097.2373 | 51645533.6923 | 1752 | 63.052 | 526373.7517 | 31078.2794 | 39.0721 | 865.2909 | 250 | 608 | 922.3846 | 152 | 38 | 0.38592
2453 | 669.5704 | 950 | 200 | 800 | 7 | 97.19% | 100 | 229.4756 | 227.5534 | 227.5534 | 1 | 229.4756 | 100 | 562.6077 | 534.3456 | 534.3456 | 534.3456 | 28.2621 | 562.6077 | 143.8431 | 129.695 | 129.695 | 129.695 | 14.1482 | 143.8431 | 1496.2415 | 1369.3833 | 1369.3833 | 1410.1831 | 86.0584 | 1369.3833 | 40.7998 | 40.7998 | 1496.2415 | 124.931 | 100.5584 | 100.5584 | 100.5584 | 24.3725 | 124.931 | 3882.3562 | 3882.3562 | 1107.683 | 1107.683 | 1904.9734 | 1904.9734 | 679.4691 | 679.4691 | 190.2307 | 190.2307 | 196706308.9762 | 1382608593.6839 | 123423564.7558 | 49261405.1565 | 1751.9999 | 63.7976 | 499702.2631 | 29503.5353 | 37.0923 | 937.3985 | 250 | 608 | 922.3846 | 152 | 38 | 0.38218
2454 | 721.0758 | 950 | 200 | 800 | 7 | 97.3% | 100 | 234.212 | 232.3156 | 232.3156 | 1 | 234.212 | 100 | 595.8497 | 565.9161 | 565.9161 | 565.9161 | 29.9336 | 595.8497 | 143.8361 | 129.6879 | 129.6879 | 129.6879 | 14.1482 | 143.8361 | 1555.8123 | 1426.0371 | 1426.0371 | 1466.7065 | 89.1058 | 1426.0371 | 40.6694 | 40.6694 | 1555.8123 | 126.094 | 101.4804 | 101.4804 | 101.4804 | 24.6136 | 126.094 | 3967.3372 | 3967.3372 | 1192.8216 | 1192.8216 | 1904.8652 | 1904.8652 | 679.4305 | 679.4305 | 190.2199 | 190.2199 | 199910443.1074 | 1382616971.9053 | 122148047.6054 | 47324457.6406 | 1751.9999 | 64.5165 | 478571.9295 | 28255.9533 | 35.5239 | 1009.5061 | 250 | 608 | 922.3846 | 152 | 38 | 0.37825
2455 | 772.5812 | 950 | 200 | 800 | 7 | 97.38% | 100 | 238.9566 | 237.1629 | 237.1629 | 1 | 238.9566 | 100 | 629.2981 | 597.6825 | 597.6825 | 597.6825 | 31.6156 | 629.2981 | 143.8259 | 129.678 | 129.678 | 129.678 | 14.1479 | 143.8259 | 1609.1859 | 1476.9186 | 1476.9186 | 1517.3674 | 91.8185 | 1476.9186 | 40.4488 | 40.4488 | 1609.1859 | 127.2525 | 102.3999 | 102.3999 | 102.3999 | 24.8526 | 127.2525 | 4052.3183 | 4052.3183 | 1277.9536 | 1277.9536 | 1904.7616 | 1904.7616 | 679.3936 | 679.3936 | 190.2096 | 190.2096 | 202667272.2723 | 1382653240.1268 | 120861288.2947 | 45818119.565 | 1751.9999 | 65.2108 | 460941.8669 | 27215.0351 | 34.2152 | 1081.6137 | 250 | 608 | 922.3846 | 152 | 38 | 0.37429
2456 | 824.0866 | 950 | 200 | 800 | 7 | 97.47% | 100 | 243.7126 | 241.8916 | 241.8916 | 1 | 243.7126 | 100 | 662.9123 | 629.6063 | 629.6063 | 629.6063 | 33.306 | 662.9123 | 143.818 | 129.6702 | 129.6702 | 129.6702 | 14.1478 | 143.818 | 1656.742 | 1522.2206 | 1522.2206 | 1562.4949 | 94.2471 | 1522.2206 | 40.2743 | 40.2743 | 1656.742 | 128.3672 | 103.2862 | 103.2862 | 103.2862 | 25.0811 | 128.3672 | 4137.2995 | 4137.2995 | 1363.0795 | 1363.0795 | 1904.6623 | 1904.6623 | 679.3581 | 679.3581 | 190.1996 | 190.1996 | 205136915.9705 | 1382653240.1268 | 119798721.7272 | 44411042.4342 | 1751.9999 | 65.8792 | 445355.4414 | 26294.7778 | 33.0582 | 1153.7213 | 250 | 608 | 922.3846 | 152 | 38 | 0.37102
2457 | 875.592 | 950 | 200 | 800 | 7 | 97.53% | 100 | 248.4782 | 246.7432 | 246.7432 | 1 | 248.4782 | 100 | 696.6062 | 661.6056 | 661.6056 | 661.6056 | 35.0005 | 696.6062 | 143.8115 | 129.6637 | 129.6637 | 129.6637 | 14.1478 | 143.8115 | 1699.94 | 1563.2792 | 1563.2792 | 1603.4823 | 96.4578 | 1563.2792 | 40.2031 | 40.2031 | 1699.94 | 129.4233 | 104.125 | 104.125 | 104.125 | 25.2983 | 129.4233 | 4222.2808 | 4222.2808 | 1448.1995 | 1448.1995 | 1904.567 | 1904.567 | 679.3242 | 679.3242 | 190.1901 | 190.1901 | 207309241.1342 | 1382653240.1268 | 118696111.3287 | 43341327.669 | 1751.9999 | 66.5252 | 434631.8312 | 25661.632 | 32.2622 | 1225.8288 | 250 | 608 | 922.3846 | 152 | 38 | 0.36762
2458 | 927.0974 | 950 | 200 | 800 | 7 | 97.59% | 100 | 253.2517 | 251.4787 | 251.4787 | 1 | 253.2517 | 100 | 730.2353 | 693.5434 | 693.5434 | 693.5434 | 36.6919 | 730.2353 | 143.8053 | 129.6575 | 129.6575 | 129.6575 | 14.1478 | 143.8053 | 1739.8926 | 1601.1613 | 1601.1613 | 1641.3845 | 98.5082 | 1601.1613 | 40.2232 | 40.2232 | 1739.8926 | 130.4666 | 104.9557 | 104.9557 | 104.9557 | 25.5108 | 130.4666 | 4307.2623 | 4307.2623 | 1533.3141 | 1533.3141 | 1904.4756 | 1904.4756 | 679.2916 | 679.2916 | 190.181 | 190.181 | 209371509.5868 | 1382653240.1268 | 117726557.6031 | 42248612.9421 | 1751.9999 | 67.1471 | 424314.6908 | 25052.485 | 31.4964 | 1297.9364 | 250 | 608 | 922.3846 | 152 | 38 | 0.36463
2459 | 978.6028 | 950 | 200 | 800 | 7 | 97.64% | 100 | 258.0279 | 256.2927 | 256.2927 | 1 | 258.0279 | 100 | 763.8194 | 725.4384 | 725.4384 | 725.4384 | 38.381 | 763.8194 | 143.7993 | 129.6515 | 129.6515 | 129.6515 | 14.1478 | 143.7993 | 1776.3715 | 1635.7972 | 1635.7972 | 1675.988 | 100.3835 | 1635.7972 | 40.1908 | 40.1908 | 1776.3715 | 131.4871 | 105.7674 | 105.7674 | 105.7674 | 25.7196 | 131.4871 | 4392.2438 | 4392.2438 | 1618.4236 | 1618.4236 | 1904.3878 | 1904.3878 | 679.2602 | 679.2602 | 190.1722 | 190.1722 | 211204312.3672 | 1382653240.1268 | 116750613.9489 | 41391753.8159 | 1751.9999 | 67.7479 | 414229.2304 | 24457.0169 | 30.7478 | 1370.044 | 250 | 608 | 922.3846 | 152 | 38 | 0.36162
2460 | 1030.1083 | 950 | 200 | 800 | 7 | 97.68% | 100 | 262.8057 | 261.1161 | 261.1161 | 1 | 262.8057 | 100 | 797.45 | 757.3774 | 757.3774 | 757.3774 | 40.0726 | 797.45 | 143.7935 | 129.6458 | 129.6458 | 129.6458 | 14.1478 | 143.7935 | 1808.6794 | 1666.5748 | 1666.5748 | 1706.6412 | 102.0382 | 1666.5748 | 40.0663 | 40.0663 | 1808.6794 | 132.4862 | 106.562 | 106.562 | 106.562 | 25.9242 | 132.4862 | 4477.2254 | 4477.2254 | 1703.5282 | 1703.5282 | 1904.3033 | 1904.3033 | 679.2301 | 679.2301 | 190.1638 | 190.1638 | 212871110.6426 | 1382653240.1268 | 115803724.5214 | 40671844.968 | 1751.9999 | 68.3272 | 405963.0505 | 23968.9633 | 30.1342 | 1442.1516 | 250 | 608 | 922.3846 | 152 | 38 | 0.35871
2461 | 20.6022 | 1003.2 | 200 | 800 | 7 | 90.29% | 100 | 179.3416 | 178.5725 | 178.5725 | 1 | 179.3416 | 100 | 204.7718 | 194.4939 | 194.4939 | 194.4939 | 10.2779 | 204.7718 | 150.7528 | 135.9368 | 135.9368 | 135.9368 | 14.816 | 150.7528 | 489.9555 | 412.1541 | 412.1541 | 455.1155 | 34.8401 | 412.1541 | 42.9613 | 42.9613 | 489.9555 | 92.8338 | 75.0885 | 75.0885 | 75.0885 | 17.7453 | 92.8338 | 2918.0046 | 2918.0046 | 34.1126 | 34.1126 | 2013.4254 | 2013.4254 | 680.0681 | 680.0681 | 190.3984 | 190.3984 | 17028575.1386 | 1394217426.2428 | 170638625.7736 | 170115372.8449 | 1752 | 55.1264 | 1829000.092 | 107988.2417 | 135.7646 | 28.843 | 264 | 608 | 922.3846 | 152 | 38 | 0.52753
2462 | 51.5054 | 1003.2 | 200 | 800 | 7 | 91.33% | 100 | 181.6499 | 180.7289 | 180.7289 | 1 | 181.6499 | 100 | 211.7422 | 201.1138 | 201.1138 | 201.1138 | 10.6284 | 211.7422 | 150.744 | 135.928 | 135.928 | 135.928 | 14.8159 | 150.744 | 539.4209 | 459.1578 | 459.1578 | 502.0708 | 37.3501 | 459.1578 | 42.913 | 42.913 | 539.4209 | 95.9914 | 77.6302 | 77.6302 | 77.6302 | 18.3611 | 95.9914 | 2968.9917 | 2968.9917 | 85.2763 | 85.2763 | 2013.3022 | 2013.3022 | 680.0265 | 680.0265 | 190.3868 | 190.3868 | 41113337.5118 | 1394236591.301 | 164735922.0862 | 151914149.101 | 1752 | 55.586 | 1632019.7348 | 96358.0824 | 121.143 | 72.1076 | 264 | 608 | 922.3846 | 152 | 38 | 0.50943
2463 | 154.5162 | 1003.2 | 200 | 800 | 7 | 93.94% | 100 | 189.7625 | 188.4789 | 188.4789 | 1 | 189.7625 | 100 | 244.8754 | 232.5817 | 232.5817 | 232.5817 | 12.2937 | 244.8754 | 150.7165 | 135.9007 | 135.9007 | 135.9007 | 14.8158 | 150.7165 | 739.2988 | 649.0778 | 649.0778 | 691.7634 | 47.5354 | 649.0778 | 42.6856 | 42.6856 | 739.2988 | 107.4952 | 86.8393 | 86.8393 | 86.8393 | 20.6559 | 107.4952 | 3138.9497 | 3138.9497 | 255.7804 | 255.7804 | 2012.9209 | 2012.9209 | 679.8977 | 679.8977 | 190.3507 | 190.3507 | 106039383.5945 | 1394239101.3666 | 145588971.6185 | 106132543.4205 | 1752 | 57.2303 | 1132937.3481 | 66891.146 | 84.0966 | 216.3227 | 264 | 608 | 922.3846 | 152 | 38 | 0.45056
2464 | 206.0217 | 1003.2 | 200 | 800 | 7 | 94.72% | 100 | 194.0975 | 192.7528 | 192.7528 | 1 | 194.0975 | 100 | 270.2077 | 256.6411 | 256.6411 | 256.6411 | 13.5667 | 270.2077 | 150.7045 | 135.8887 | 135.8887 | 135.8887 | 14.8158 | 150.7045 | 837.8087 | 742.7433 | 742.7433 | 785.2686 | 52.5402 | 742.7433 | 42.5253 | 42.5253 | 837.8087 | 113.2231 | 91.4087 | 91.4087 | 91.4087 | 21.8145 | 113.2231 | 3223.9291 | 3223.9291 | 341.0108 | 341.0108 | 2012.7456 | 2012.7456 | 679.8385 | 679.8385 | 190.3341 | 190.3341 | 127500763.2488 | 1394256526.6268 | 137690787.9457 | 92551922.1786 | 1752 | 58.1065 | 980673.1063 | 57901.1258 | 72.7942 | 288.4303 | 264 | 608 | 922.3846 | 152 | 38 | 0.42627
2465 | 257.5271 | 1003.2 | 200 | 800 | 7 | 95.31% | 100 | 198.5273 | 197.0524 | 197.0524 | 1 | 198.5273 | 100 | 302.5523 | 287.3605 | 287.3605 | 287.3605 | 15.1918 | 302.5523 | 150.6921 | 135.8764 | 135.8764 | 135.8764 | 14.8156 | 150.6921 | 933.8795 | 834.056 | 834.056 | 876.4411 | 57.4384 | 834.056 | 42.3852 | 42.3852 | 933.8795 | 116.1313 | 93.6572 | 93.6572 | 93.6572 | 22.4741 | 116.1313 | 3308.9088 | 3308.9088 | 426.2284 | 426.2284 | 2012.5795 | 2012.5795 | 679.7824 | 679.7824 | 190.3184 | 190.3184 | 141795605.1821 | 1394261841.541 | 133822795.4943 | 82119757.7826 | 1752 | 58.979 | 869421.9164 | 51332.6076 | 64.5362 | 360.5379 | 264 | 608 | 922.3846 | 152 | 38 | 0.41438
2466 | 309.0325 | 1003.2 | 200 | 800 | 7 | 95.79% | 100 | 203.0388 | 201.4116 | 201.4116 | 1 | 203.0388 | 100 | 336.3568 | 319.4663 | 319.4663 | 319.4663 | 16.8905 | 336.3568 | 150.6804 | 135.8648 | 135.8648 | 135.8648 | 14.8155 | 150.6804 | 1027.8373 | 923.6405 | 923.6405 | 965.636 | 62.2013 | 923.6405 | 41.9956 | 41.9956 | 1027.8373 | 118.3892 | 95.4365 | 95.4365 | 95.4365 | 22.9526 | 118.3892 | 3393.8886 | 3393.8886 | 511.434 | 511.434 | 2012.4219 | 2012.4219 | 679.7292 | 679.7292 | 190.3035 | 190.3035 | 152778792.9499 | 1394276566.6279 | 131128769.8777 | 73815853.6982 | 1752 | 59.8336 | 772284.8765 | 45597.4203 | 57.3258 | 432.6455 | 264 | 608 | 922.3846 | 152 | 38 | 0.40608
2467 | 360.5379 | 1003.2 | 200 | 800 | 7 | 96.14% | 100 | 207.628 | 205.9355 | 205.9355 | 1 | 207.628 | 100 | 370.8983 | 352.272 | 352.272 | 352.272 | 18.6263 | 370.8983 | 150.6701 | 135.8546 | 135.8546 | 135.8546 | 14.8155 | 150.6701 | 1114.6352 | 1006.165 | 1006.165 | 1048.0095 | 66.6258 | 1006.165 | 41.8444 | 41.8444 | 1114.6352 | 120.3998 | 97.0187 | 97.0187 | 97.0187 | 23.3811 | 120.3998 | 3478.8687 | 3478.8687 | 596.6286 | 596.6286 | 2012.2721 | 2012.2721 | 679.6786 | 679.6786 | 190.2894 | 190.2894 | 161346745.9238 | 1394276566.6279 | 128750536.618 | 67626150.8303 | 1752 | 60.6765 | 706324.8639 | 41702.9941 | 52.4297 | 504.753 | 264 | 608 | 922.3846 | 152 | 38 | 0.39876
2468 | 412.0433 | 1003.2 | 200 | 800 | 7 | 96.45% | 100 | 212.2524 | 210.4227 | 210.4227 | 1 | 212.2524 | 100 | 405.4627 | 385.0992 | 385.0992 | 385.0992 | 20.3635 | 405.4627 | 150.6603 | 135.8448 | 135.8448 | 135.8448 | 14.8155 | 150.6603 | 1202.9612 | 1090.0329 | 1090.0329 | 1131.8428 | 71.1185 | 1090.0329 | 41.8098 | 41.8098 | 1202.9612 | 121.9204 | 98.2114 | 98.2114 | 98.2114 | 23.7089 | 121.9204 | 3563.8489 | 3563.8489 | 681.8129 | 681.8129 | 2012.1296 | 2012.1296 | 679.6305 | 679.6305 | 190.2759 | 190.2759 | 168528895.1349 | 1394276566.6279 | 127032573.8993 | 62161964.3379 | 1752 | 61.4898 | 647017.7718 | 38201.3712 | 48.0274 | 576.8606 | 264 | 608 | 922.3846 | 152 | 38 | 0.39346
2469 | 463.5487 | 1003.2 | 200 | 800 | 7 | 96.69% | 100 | 216.8971 | 215.0767 | 215.0767 | 1 | 216.8971 | 100 | 440.4189 | 418.2984 | 418.2984 | 418.2984 | 22.1205 | 440.4189 | 150.6515 | 135.8359 | 135.8359 | 135.8359 | 14.8155 | 150.6515 | 1284.7355 | 1168.0829 | 1168.0829 | 1209.4587 | 75.2768 | 1168.0829 | 41.3758 | 41.3758 | 1284.7355 | 123.2897 | 99.2844 | 99.2844 | 99.2844 | 24.0053 | 123.2897 | 3648.8293 | 3648.8293 | 766.9878 | 766.9878 | 2011.9939 | 2011.9939 | 679.5846 | 679.5846 | 190.2631 | 190.2631 | 174305117.0066 | 1394276566.6279 | 125401159.5193 | 58017156.8462 | 1752 | 62.2824 | 597687.7407 | 35288.8163 | 44.3657 | 648.9682 | 264 | 608 | 922.3846 | 152 | 38 | 0.38844
2470 | 515.0541 | 1003.2 | 200 | 800 | 7 | 96.9% | 100 | 221.5769 | 219.6771 | 219.6771 | 1 | 221.5769 | 100 | 475.4524 | 451.5708 | 451.5708 | 451.5708 | 23.8816 | 475.4524 | 150.6424 | 135.8269 | 135.8269 | 135.8269 | 14.8155 | 150.6424 | 1363.7939 | 1243.2647 | 1243.2647 | 1284.4932 | 79.3008 | 1243.2647 | 41.2284 | 41.2284 | 1363.7939 | 124.5004 | 100.2341 | 100.2341 | 100.2341 | 24.2662 | 124.5004 | 3733.8099 | 3733.8099 | 852.1538 | 852.1538 | 2011.8644 | 2011.8644 | 679.5409 | 679.5409 | 190.2508 | 190.2508 | 179301280.3582 | 1394269071.5647 | 124064433.2782 | 54365266.2299 | 1752.0001 | 63.0474 | 559870.8249 | 33056.0213 | 41.5586 | 721.0758 | 264 | 608 | 922.3846 | 152 | 38 | 0.38432
2471 | 566.5595 | 1003.2 | 200 | 800 | 7 | 97.06% | 100 | 226.2771 | 224.4517 | 224.4517 | 1 | 226.2771 | 100 | 510.3898 | 484.7518 | 484.7518 | 484.7518 | 25.6379 | 510.3898 | 150.6356 | 135.82 | 135.82 | 135.82 | 14.8157 | 150.6356 | 1439.3347 | 1315.0912 | 1315.0912 | 1356.1895 | 83.1452 | 1315.0912 | 41.0983 | 41.0983 | 1439.3347 | 125.6468 | 101.137 | 101.137 | 101.137 | 24.5098 | 125.6468 | 3818.7907 | 3818.7907 | 937.3116 | 937.3116 | 2011.7408 | 2011.7408 | 679.4991 | 679.4991 | 190.2391 | 190.2391 | 183603853.9886 | 1394261626.125 | 122657389.7512 | 51477130.1351 | 1752 | 63.7881 | 525276.6396 | 31013.5035 | 38.9907 | 793.1834 | 264 | 608 | 922.3846 | 152 | 38 | 0.37998
2472 | 618.065 | 1003.2 | 200 | 800 | 7 | 97.21% | 100 | 230.9911 | 229.0968 | 229.0968 | 1 | 230.9911 | 100 | 545.138 | 517.7531 | 517.7531 | 517.7531 | 27.3849 | 545.138 | 150.6268 | 135.8112 | 135.8112 | 135.8112 | 14.8156 | 150.6268 | 1507.0127 | 1379.6514 | 1379.6514 | 1420.4196 | 86.593 | 1379.6514 | 40.7682 | 40.7682 | 1507.0127 | 126.9647 | 102.1812 | 102.1812 | 102.1812 | 24.7835 | 126.9647 | 3903.7715 | 3903.7715 | 1022.4617 | 1022.4617 | 2011.6226 | 2011.6226 | 679.4592 | 679.4592 | 190.2279 | 190.2279 | 187460707.5833 | 1394295882.5992 | 121294119.2032 | 48949290.6143 | 1752 | 64.5023 | 495006.6688 | 29226.2969 | 36.7438 | 865.2909 | 264 | 608 | 922.3846 | 152 | 38 | 0.37578
2473 | 669.5704 | 1003.2 | 200 | 800 | 7 | 97.33% | 100 | 235.7171 | 233.9136 | 233.9136 | 1 | 235.7171 | 100 | 579.6118 | 550.4935 | 550.4935 | 550.4935 | 29.1183 | 579.6118 | 150.6167 | 135.8014 | 135.8014 | 135.8014 | 14.8153 | 150.6167 | 1574.7302 | 1444.1615 | 1444.1615 | 1484.6692 | 90.061 | 1444.1615 | 40.5077 | 40.5077 | 1574.7302 | 128.188 | 103.1526 | 103.1526 | 103.1526 | 25.0354 | 128.188 | 3988.7525 | 3988.7525 | 1107.6046 | 1107.6046 | 2011.5096 | 2011.5096 | 679.4211 | 679.4211 | 190.2173 | 190.2173 | 190896646.713 | 1394295882.5992 | 119948312.8163 | 46859157.8715 | 1752 | 65.1943 | 473621.1885 | 27963.6505 | 35.1564 | 937.3985 | 264 | 608 | 922.3846 | 152 | 38 | 0.37163
2474 | 721.0758 | 1003.2 | 200 | 800 | 7 | 97.44% | 100 | 240.458 | 238.592 | 238.592 | 1 | 240.458 | 100 | 613.9014 | 583.0589 | 583.0589 | 583.0589 | 30.8425 | 613.9014 | 150.6087 | 135.7935 | 135.7935 | 135.7935 | 14.8153 | 150.6087 | 1637.702 | 1504.0206 | 1504.0206 | 1544.4257 | 93.2763 | 1504.0206 | 40.4051 | 40.4051 | 1637.702 | 129.4246 | 104.1339 | 104.1339 | 104.1339 | 25.2908 | 129.4246 | 4073.7337 | 4073.7337 | 1192.7408 | 1192.7408 | 2011.4014 | 2011.4014 | 679.3845 | 679.3845 | 190.207 | 190.207 | 193988317.4418 | 1394305705.1651 | 118792967.7477 | 44913009.6453 | 1752 | 65.859 | 452174.6257 | 26697.3976 | 33.5644 | 1009.5061 | 264 | 608 | 922.3846 | 152 | 38 | 0.36807
2475 | 772.5812 | 1003.2 | 200 | 800 | 7 | 97.51% | 100 | 245.2111 | 243.4431 | 243.4431 | 1 | 245.2111 | 100 | 648.5801 | 615.9938 | 615.9938 | 615.9938 | 32.5863 | 648.5801 | 150.6009 | 135.7857 | 135.7857 | 135.7857 | 14.8152 | 150.6009 | 1691.2601 | 1554.9588 | 1554.9588 | 1595.2528 | 96.0072 | 1554.9588 | 40.294 | 40.294 | 1691.2601 | 130.6399 | 105.0969 | 105.0969 | 105.0969 | 25.543 | 130.6399 | 4158.7149 | 4158.7149 | 1277.8707 | 1277.8707 | 2011.2976 | 2011.2976 | 679.3494 | 679.3494 | 190.1972 | 190.1972 | 196607355.6685 | 1394305705.1651 | 117534668.3872 | 43552270.7792 | 1752 | 66.5032 | 435968.9023 | 25740.5756 | 32.3615 | 1081.6137 | 264 | 608 | 922.3846 | 152 | 38 | 0.3642
2476 | 824.0866 | 1003.2 | 200 | 800 | 7 | 97.58% | 100 | 249.9733 | 248.2332 | 248.2332 | 1 | 249.9733 | 100 | 683.3404 | 649.006 | 649.006 | 649.006 | 34.3344 | 683.3404 | 150.5941 | 135.7789 | 135.7789 | 135.7789 | 14.8152 | 150.5941 | 1738.5223 | 1599.936 | 1599.936 | 1640.0964 | 98.4259 | 1599.936 | 40.1604 | 40.1604 | 1738.5223 | 131.8523 | 106.0613 | 106.0613 | 106.0613 | 25.791 | 131.8523 | 4243.6963 | 4243.6963 | 1362.9946 | 1362.9946 | 2011.1981 | 2011.1981 | 679.3158 | 679.3158 | 190.1878 | 190.1878 | 198983219.4172 | 1394305705.1651 | 116368483.5625 | 42342591.8551 | 1752 | 67.1252 | 423702.1605 | 25016.3198 | 31.4509 | 1153.7213 | 264 | 608 | 922.3846 | 152 | 38 | 0.3606
2477 | 875.592 | 1003.2 | 200 | 800 | 7 | 97.64% | 100 | 254.7451 | 253.0716 | 253.0716 | 1 | 254.7451 | 100 | 718.0852 | 682.0034 | 682.0034 | 682.0034 | 36.0818 | 718.0852 | 150.5877 | 135.7725 | 135.7725 | 135.7725 | 14.8152 | 150.5877 | 1781.6411 | 1640.8307 | 1640.8307 | 1680.9981 | 100.643 | 1640.8307 | 40.1674 | 40.1674 | 1781.6411 | 133.03 | 106.998 | 106.998 | 106.998 | 26.032 | 133.03 | 4328.6777 | 4328.6777 | 1448.1129 | 1448.1129 | 2011.1025 | 2011.1025 | 679.2835 | 679.2835 | 190.1788 | 190.1788 | 201095838.0535 | 1394305705.1651 | 115242423.7616 | 41356033.0198 | 1752 | 67.7262 | 415172.8906 | 24512.7327 | 30.8178 | 1225.8288 | 264 | 608 | 922.3846 | 152 | 38 | 0.35713
2478 | 927.0974 | 1003.2 | 200 | 800 | 7 | 97.7% | 100 | 259.5209 | 257.8044 | 257.8044 | 1 | 259.5209 | 100 | 752.6841 | 714.8622 | 714.8622 | 714.8622 | 37.8219 | 752.6841 | 150.5811 | 135.7659 | 135.7659 | 135.7659 | 14.8151 | 150.5811 | 1823.8258 | 1680.7827 | 1680.7827 | 1721.0082 | 102.8177 | 1680.7827 | 40.2255 | 40.2255 | 1823.8258 | 134.1372 | 107.8785 | 107.8785 | 107.8785 | 26.2587 | 134.1372 | 4413.6593 | 4413.6593 | 1533.226 | 1533.226 | 2011.0107 | 2011.0107 | 679.2525 | 679.2525 | 190.1701 | 190.1701 | 203115962.6287 | 1394305705.1651 | 114274836.3616 | 40303495.8446 | 1752 | 68.305 | 404726.4074 | 23895.9491 | 30.0424 | 1297.9364 | 264 | 608 | 922.3846 | 152 | 38 | 0.35415
2479 | 978.6028 | 1003.2 | 200 | 800 | 7 | 97.75% | 100 | 264.2958 | 262.6161 | 262.6161 | 1 | 264.2958 | 100 | 787.2755 | 747.7138 | 747.7138 | 747.7138 | 39.5617 | 787.2755 | 150.5743 | 135.7593 | 135.7593 | 135.7593 | 14.8151 | 150.5743 | 1861.5446 | 1716.7166 | 1716.7166 | 1756.7867 | 104.7579 | 1716.7166 | 40.0701 | 40.0701 | 1861.5446 | 135.2365 | 108.7535 | 108.7535 | 108.7535 | 26.483 | 135.2365 | 4498.6409 | 4498.6409 | 1618.3342 | 1618.3342 | 2010.9224 | 2010.9224 | 679.2227 | 679.2227 | 190.1617 | 190.1617 | 204898740.3078 | 1394320125.7709 | 113285716.604 | 39495417.3173 | 1752 | 68.8646 | 394244.4001 | 23277.068 | 29.2643 | 1370.044 | 264 | 608 | 922.3846 | 152 | 38 | 0.35111
2480 | 1030.1083 | 1003.2 | 200 | 800 | 7 | 97.79% | 100 | 269.0779 | 267.4427 | 267.4427 | 1 | 269.0779 | 100 | 821.9535 | 780.6475 | 780.6475 | 780.6475 | 41.306 | 821.9535 | 150.5682 | 135.7532 | 135.7532 | 135.7532 | 14.815 | 150.5682 | 1895.6445 | 1749.0889 | 1749.0889 | 1789.1298 | 106.5147 | 1749.0889 | 40.0409 | 40.0409 | 1895.6445 | 136.2855 | 109.5891 | 109.5891 | 109.5891 | 26.6964 | 136.2855 | 4583.6227 | 4583.6227 | 1703.4376 | 1703.4376 | 2010.8374 | 2010.8374 | 679.194 | 679.194 | 190.1537 | 190.1537 | 206514992.7366 | 1394320125.7709 | 112359856.213 | 38805025.2795 | 1752 | 69.4056 | 388291.3026 | 22925.5839 | 28.8224 | 1442.1516 | 264 | 608 | 922.3846 | 152 | 38 | 0.34825
2481 | 206.0217 | 22.8 | 400 | 1600 | 7 | 26.27% | 100 | 122.1218 | 122.6746 | 122.6746 | 1 | 122.1218 | 100 | 197.841 | 187.9481 | 187.9481 | 187.9481 | 9.8929 | 197.841 | 56.9237 | 51.3492 | 51.3492 | 51.3492 | 5.5746 | 56.9237 | 108.9006 | 55.0805 | 55.0805 | 94.3633 | 14.5373 | 55.0805 | 39.2828 | 39.2828 | 108.9006 | 172.9808 | 141.9537 | 141.9537 | 141.9537 | 31.0271 | 172.9808 | 1452.0468 | 1452.0468 | 342.4746 | 342.4746 | 45.9406 | 45.9406 | 682.7568 | 682.7568 | 380.8748 | 380.8748 | 177527508.0276 | 84216790.7488 | 198501685.5838 | 1291754015.6399 | 1752 | 1.6222e-18 | 12665635.3541 | 747807.3388 | 940.1557 | 288.4303 | 6 | 1216 | 1844.7693 | 304 | 76 | 0.30631
2482 | 257.5271 | 22.8 | 400 | 1600 | 7 | 31.62% | 100 | 124.3835 | 124.8708 | 124.8708 | 1 | 124.3835 | 100 | 198.9893 | 189.0347 | 189.0347 | 189.0347 | 9.9545 | 198.9893 | 56.901 | 51.3264 | 51.3264 | 51.3264 | 5.5746 | 56.901 | 113.2597 | 59.1633 | 59.1633 | 98.4979 | 14.7617 | 59.1633 | 39.3347 | 39.3347 | 113.2597 | 138.0517 | 113.3413 | 113.3413 | 113.3413 | 24.7105 | 138.0517 | 1536.9851 | 1536.9851 | 427.9039 | 427.9039 | 45.9202 | 45.9202 | 682.4547 | 682.4547 | 380.7063 | 380.7063 | 220579267.1162 | 84216790.7488 | 249229376.4957 | 1197974565.6393 | 1752 | 0 | 11772360.3151 | 695066.3897 | 873.8489 | 360.5379 | 6 | 1216 | 1844.7693 | 304 | 76 | 0.38458
2483 | 309.0325 | 22.8 | 400 | 1600 | 7 | 36.98% | 100 | 126.7117 | 127.106 | 127.106 | 1 | 126.7117 | 100 | 199.6969 | 189.7033 | 189.7033 | 189.7033 | 9.9936 | 199.6969 | 56.8809 | 51.3063 | 51.3063 | 51.3063 | 5.5746 | 56.8809 | 118.4527 | 63.9101 | 63.9101 | 103.4297 | 15.023 | 63.9101 | 39.5196 | 39.5196 | 118.4527 | 114.8728 | 94.341 | 94.341 | 94.341 | 20.5318 | 114.8728 | 1621.9285 | 1621.9285 | 513.283 | 513.283 | 45.9022 | 45.9022 | 682.1866 | 682.1866 | 380.5568 | 380.5568 | 263647651.2974 | 84216790.7488 | 299981296.1107 | 1104154261.8432 | 1752 | 0 | 10886015.0945 | 642734.5925 | 808.0565 | 432.6455 | 6 | 1216 | 1844.7693 | 304 | 76 | 0.46288
2484 | 360.5379 | 22.8 | 400 | 1600 | 7 | 42.2% | 100 | 128.9915 | 129.2654 | 129.2654 | 1 | 128.9915 | 100 | 199.146 | 189.1766 | 189.1766 | 189.1766 | 9.9694 | 199.146 | 56.8629 | 51.2883 | 51.2883 | 51.2883 | 5.5746 | 56.8629 | 124.2606 | 69.332 | 69.332 | 108.9397 | 15.3208 | 69.332 | 39.6078 | 39.6078 | 124.2606 | 99.3438 | 81.5745 | 81.5745 | 81.5745 | 17.7693 | 99.3438 | 1706.8763 | 1706.8763 | 598.6199 | 598.6199 | 45.8861 | 45.8861 | 681.9471 | 681.9471 | 380.4232 | 380.4232 | 308271562.672 | 84216790.7488 | 346780618.5579 | 1012731028.0213 | 1752 | 0.16393 | 9999044.1143 | 590365.849 | 742.2176 | 504.753 | 6 | 1216 | 1844.7693 | 304 | 76 | 0.53508
2485 | 412.0433 | 22.8 | 400 | 1600 | 7 | 46.84% | 100 | 131.4527 | 131.5682 | 131.5682 | 1 | 131.4527 | 100 | 198.6682 | 188.7197 | 188.7197 | 188.7197 | 9.9485 | 198.6682 | 56.8467 | 51.2721 | 51.2721 | 51.2721 | 5.5746 | 56.8467 | 130.3748 | 75.1033 | 75.1033 | 114.7378 | 15.637 | 75.1033 | 39.6345 | 39.6345 | 130.3748 | 89.3983 | 73.3793 | 73.3793 | 73.3793 | 16.019 | 89.3983 | 1791.8277 | 1791.8277 | 683.9211 | 683.9211 | 45.8716 | 45.8716 | 681.7319 | 681.7319 | 380.3031 | 380.3031 | 351956570.3016 | 84216790.7488 | 384444614.0679 | 931382024.8818 | 1752 | 0.95302 | 9221343.4019 | 544448.6657 | 684.4898 | 576.8606 | 6 | 1216 | 1844.7693 | 304 | 76 | 0.59315
2486 | 463.5487 | 22.8 | 400 | 1600 | 7 | 50.65% | 100 | 134.2673 | 134.2344 | 134.2344 | 1 | 134.2673 | 100 | 200.7514 | 190.6959 | 190.6959 | 190.6959 | 10.0555 | 200.7514 | 56.832 | 51.2574 | 51.2574 | 51.2574 | 5.5746 | 56.832 | 136.3155 | 80.7318 | 80.7318 | 120.373 | 15.9425 | 80.7318 | 39.6412 | 39.6412 | 136.3155 | 82.8673 | 67.9827 | 67.9827 | 67.9827 | 14.8846 | 82.8673 | 1876.7822 | 1876.7822 | 769.1917 | 769.1917 | 45.8585 | 45.8585 | 681.5374 | 681.5374 | 380.1946 | 380.1946 | 390044888.8938 | 84216790.7488 | 413204292.982 | 864534027.3754 | 1752 | 2.5742 | 8535213.415 | 503938.0222 | 633.5592 | 648.9682 | 6 | 1216 | 1844.7693 | 304 | 76 | 0.63756
2487 | 515.0541 | 22.8 | 400 | 1600 | 7 | 53.9% | 100 | 137.4035 | 137.231 | 137.231 | 1 | 137.4035 | 100 | 205.6365 | 195.3338 | 195.3338 | 195.3338 | 10.3027 | 205.6365 | 56.8188 | 51.2442 | 51.2442 | 51.2442 | 5.5746 | 56.8188 | 142.0279 | 86.1755 | 86.1755 | 125.7887 | 16.2392 | 86.1755 | 39.6132 | 39.6132 | 142.0279 | 78.0602 | 64.0279 | 64.0279 | 64.0279 | 14.0322 | 78.0602 | 1961.7395 | 1961.7395 | 854.436 | 854.436 | 45.8466 | 45.8466 | 681.3608 | 681.3608 | 380.0961 | 380.0961 | 421605297.3774 | 84216790.7488 | 438436592.3566 | 807741319.5172 | 1752 | 4.689 | 7981247.4097 | 471230.6346 | 592.4389 | 721.0758 | 6 | 1216 | 1844.7693 | 304 | 76 | 0.67653
2488 | 566.5595 | 22.8 | 400 | 1600 | 7 | 56.66% | 100 | 140.7639 | 140.4521 | 140.4521 | 1 | 140.7639 | 100 | 212.0399 | 201.4139 | 201.4139 | 201.4139 | 10.6259 | 212.0399 | 56.8066 | 51.232 | 51.232 | 51.232 | 5.5746 | 56.8066 | 147.6465 | 91.4871 | 91.4871 | 131.119 | 16.5275 | 91.4871 | 39.632 | 39.632 | 147.6465 | 74.1956 | 60.8286 | 60.8286 | 60.8286 | 13.367 | 74.1956 | 2046.6991 | 2046.6991 | 939.6574 | 939.6574 | 45.8358 | 45.8358 | 681.1997 | 681.1997 | 380.0062 | 380.0062 | 448145534.5297 | 84216790.7488 | 460335222.9559 | 759302456.941 | 1752 | 7.1455 | 7507153.7779 | 443239.09 | 557.2475 | 793.1834 | 6 | 1216 | 1844.7693 | 304 | 76 | 0.71037
2489 | 618.065 | 22.8 | 400 | 1600 | 7 | 59.15% | 100 | 144.2991 | 143.8919 | 143.8919 | 1 | 144.2991 | 100 | 219.1218 | 208.1387 | 208.1387 | 208.1387 | 10.9831 | 219.1218 | 56.7955 | 51.221 | 51.221 | 51.221 | 5.5746 | 56.7955 | 153.2255 | 96.7456 | 96.7456 | 136.412 | 16.8135 | 96.7456 | 39.6664 | 39.6664 | 153.2255 | 71.0961 | 58.2601 | 58.2601 | 58.2601 | 12.836 | 71.0961 | 2131.6607 | 2131.6607 | 1024.8588 | 1024.8588 | 45.8259 | 45.8259 | 681.0522 | 681.0522 | 379.9239 | 379.9239 | 472600839.627 | 84216790.7488 | 479416507.4021 | 715765862.2222 | 1752 | 9.7254 | 7074937.8053 | 417720.0957 | 525.1646 | 865.2909 | 6 | 1216 | 1844.7693 | 304 | 76 | 0.73986
2490 | 669.5704 | 22.8 | 400 | 1600 | 7 | 61.34% | 100 | 147.9421 | 147.4276 | 147.4276 | 1 | 147.9421 | 100 | 226.2595 | 214.9165 | 214.9165 | 214.9165 | 11.343 | 226.2595 | 56.7854 | 51.2108 | 51.2108 | 51.2108 | 5.5746 | 56.7854 | 158.7326 | 101.982 | 101.982 | 141.6338 | 17.0988 | 101.982 | 39.6518 | 39.6518 | 158.7326 | 68.6322 | 56.2113 | 56.2113 | 56.2113 | 12.4209 | 68.6322 | 2216.6242 | 2216.6242 | 1110.0426 | 1110.0426 | 45.8168 | 45.8168 | 680.9165 | 680.9165 | 379.8483 | 379.8483 | 494991346.7006 | 84216790.7488 | 495513917.7002 | 677277982.1441 | 1752 | 12.4056 | 6688643.6755 | 394912.4294 | 496.4904 | 937.3985 | 6 | 1216 | 1844.7693 | 304 | 76 | 0.76465
2491 | 721.0758 | 22.8 | 400 | 1600 | 7 | 63.26% | 100 | 151.7082 | 151.106 | 151.106 | 1 | 151.7082 | 100 | 233.6406 | 221.9255 | 221.9255 | 221.9255 | 11.7151 | 233.6406 | 56.7759 | 51.2013 | 51.2013 | 51.2013 | 5.5746 | 56.7759 | 164.0588 | 107.0662 | 107.0662 | 146.6836 | 17.3753 | 107.0662 | 39.6174 | 39.6174 | 164.0588 | 66.6725 | 54.573 | 54.573 | 54.573 | 12.0995 | 66.6725 | 2301.5892 | 2301.5892 | 1195.2109 | 1195.2109 | 45.8083 | 45.8083 | 680.7915 | 680.7915 | 379.7785 | 379.7785 | 515567688.6637 | 84216790.7488 | 508617880.2693 | 643597710.6712 | 1752.0001 | 15.1397 | 6362510.3515 | 375656.7911 | 472.2819 | 1009.5061 | 6 | 1216 | 1844.7693 | 304 | 76 | 0.78474
2492 | 772.5812 | 22.8 | 400 | 1600 | 7 | 64.98% | 100 | 155.6174 | 154.9485 | 154.9485 | 1 | 155.6174 | 100 | 241.1165 | 229.0246 | 229.0246 | 229.0246 | 12.0919 | 241.1165 | 56.7672 | 51.1926 | 51.1926 | 51.1926 | 5.5746 | 56.7672 | 169.3549 | 112.0267 | 112.0267 | 151.7099 | 17.645 | 112.0267 | 39.6832 | 39.6832 | 169.3549 | 65.0894 | 53.2418 | 53.2418 | 53.2418 | 11.8475 | 65.0894 | 2386.5557 | 2386.5557 | 1280.3654 | 1280.3654 | 45.8006 | 45.8006 | 680.6757 | 680.6757 | 379.7139 | 379.7139 | 534937824.0699 | 84216790.7488 | 519311485.7428 | 613533826.4644 | 1751.9999 | 17.8571 | 6077747.9204 | 358843.7825 | 451.1443 | 1081.6137 | 6 | 1216 | 1844.7693 | 304 | 76 | 0.80111
2493 | 824.0866 | 22.8 | 400 | 1600 | 7 | 66.47% | 100 | 159.6218 | 158.8666 | 158.8666 | 1 | 159.6218 | 100 | 248.8453 | 236.364 | 236.364 | 236.364 | 12.4814 | 248.8453 | 56.7592 | 51.1846 | 51.1846 | 51.1846 | 5.5746 | 56.7592 | 174.4308 | 116.8062 | 116.8062 | 156.5264 | 17.9044 | 116.8062 | 39.7202 | 39.7202 | 174.4308 | 63.8104 | 52.1645 | 52.1645 | 52.1645 | 11.6459 | 63.8104 | 2471.5234 | 2471.5234 | 1365.5077 | 1365.5077 | 45.7933 | 45.7933 | 680.5684 | 680.5684 | 379.654 | 379.654 | 552087491.8641 | 84216790.7488 | 528310745.0172 | 587384972.37 | 1752 | 20.5637 | 5819322.3668 | 343585.7619 | 431.9617 | 1153.7213 | 6 | 1216 | 1844.7693 | 304 | 76 | 0.81487
2494 | 875.592 | 22.8 | 400 | 1600 | 7 | 67.83% | 100 | 163.6896 | 162.8558 | 162.8558 | 1 | 163.6896 | 100 | 256.9177 | 244.0297 | 244.0297 | 244.0297 | 12.888 | 256.9177 | 56.7516 | 51.1771 | 51.1771 | 51.1771 | 5.5746 | 56.7516 | 179.2497 | 121.4233 | 121.4233 | 161.0936 | 18.1561 | 121.4233 | 39.6703 | 39.6703 | 179.2497 | 62.7339 | 51.2598 | 51.2598 | 51.2598 | 11.4741 | 62.7339 | 2556.4922 | 2556.4922 | 1450.6389 | 1450.6389 | 45.7866 | 45.7866 | 680.4684 | 680.4684 | 379.5983 | 379.5983 | 567769507.7034 | 84216790.7488 | 536435350.0099 | 563578289.393 | 1751.9999 | 23.1787 | 5569738.7776 | 328849.7905 | 413.4354 | 1225.8288 | 6 | 1216 | 1844.7693 | 304 | 76 | 0.82729
2495 | 927.0974 | 22.8 | 400 | 1600 | 7 | 69.09% | 100 | 167.8251 | 166.9385 | 166.9385 | 1 | 167.8251 | 100 | 265.0683 | 251.7697 | 251.7697 | 251.7697 | 13.2986 | 265.0683 | 56.7446 | 51.17 | 51.17 | 51.17 | 5.5746 | 56.7446 | 184.0609 | 126.0163 | 126.0163 | 165.6532 | 18.4077 | 126.0163 | 39.6368 | 39.6368 | 184.0609 | 61.7946 | 50.4723 | 50.4723 | 50.4723 | 11.3223 | 61.7946 | 2641.4621 | 2641.4621 | 1535.7602 | 1535.7602 | 45.7803 | 45.7803 | 680.3752 | 680.3752 | 379.5463 | 379.5463 | 582567539.0846 | 84216790.7488 | 543636835.785 | 541578744.5055 | 1751.9999 | 25.6894 | 5342878.3119 | 315455.443 | 396.5958 | 1297.9364 | 6 | 1216 | 1844.7693 | 304 | 76 | 0.83828
2496 | 978.6028 | 22.8 | 400 | 1600 | 7 | 70.2% | 100 | 172.0023 | 171.0205 | 171.0205 | 1 | 172.0023 | 100 | 273.3319 | 259.617 | 259.617 | 259.617 | 13.7149 | 273.3319 | 56.7381 | 51.1635 | 51.1635 | 51.1635 | 5.5746 | 56.7381 | 188.7129 | 130.5146 | 130.5146 | 170.0611 | 18.6518 | 130.5146 | 39.5466 | 39.5466 | 188.7129 | 60.9826 | 49.7914 | 49.7914 | 49.7914 | 11.1913 | 60.9826 | 2726.4328 | 2726.4328 | 1620.8726 | 1620.8726 | 45.7745 | 45.7745 | 680.2881 | 680.2881 | 379.4977 | 379.4977 | 595470262.285 | 84216790.7488 | 550149210.7959 | 522163736.1704 | 1752 | 28.1218 | 5141988.1811 | 303594.442 | 381.6839 | 1370.044 | 6 | 1216 | 1844.7693 | 304 | 76 | 0.84821
2497 | 1030.1083 | 22.8 | 400 | 1600 | 7 | 71.16% | 100 | 176.3194 | 175.2582 | 175.2582 | 1 | 176.3194 | 100 | 281.9816 | 267.8311 | 267.8311 | 267.8311 | 14.1505 | 281.9816 | 56.7319 | 51.1573 | 51.1573 | 51.1573 | 5.5746 | 56.7319 | 193.1857 | 134.7559 | 134.7559 | 174.3047 | 18.881 | 134.7559 | 39.5488 | 39.5488 | 193.1857 | 60.4074 | 49.3296 | 49.3296 | 49.3296 | 11.0778 | 60.4074 | 2811.4044 | 2811.4044 | 1705.9769 | 1705.9769 | 45.769 | 45.769 | 680.2064 | 680.2064 | 379.4521 | 379.4521 | 606788117.6221 | 84216790.7488 | 555795376.9689 | 505199714.6602 | 1752 | 30.4708 | 4993070.8082 | 294802.0284 | 370.63 | 1442.1516 | 6 | 1216 | 1844.7693 | 304 | 76 | 0.8568
2498 | 154.5162 | 53.2 | 400 | 1600 | 7 | 27.55% | 100 | 120.1583 | 120.6936 | 120.6936 | 1 | 120.1583 | 100 | 187.0214 | 177.6707 | 177.6707 | 177.6707 | 9.3507 | 187.0214 | 56.9308 | 51.3562 | 51.3562 | 51.3562 | 5.5746 | 56.9308 | 110.2524 | 56.2014 | 56.2014 | 95.6214 | 14.6309 | 56.2014 | 39.42 | 39.42 | 110.2524 | 233.8139 | 191.535 | 191.535 | 191.535 | 42.2789 | 233.8139 | 1427.8769 | 1427.8769 | 256.891 | 256.891 | 107.2093 | 107.2093 | 682.8499 | 682.8499 | 380.9268 | 380.9268 | 140654477.1482 | 196505845.0805 | 145459337.7219 | 1269380340.0495 | 1752 | 3.2445e-18 | 12487709.6054 | 737302.206 | 926.9484 | 216.3227 | 14 | 1216 | 1844.7693 | 304 | 76 | 0.22464
2499 | 206.0217 | 53.2 | 400 | 1600 | 7 | 32.83% | 100 | 122.5464 | 123.0376 | 123.0376 | 1 | 122.5464 | 100 | 190.5503 | 181.019 | 181.019 | 181.019 | 9.5313 | 190.5503 | 56.9072 | 51.3326 | 51.3326 | 51.3326 | 5.5746 | 56.9072 | 114.716 | 60.3955 | 60.3955 | 99.8658 | 14.8502 | 60.3955 | 39.4703 | 39.4703 | 114.716 | 176.2624 | 144.6401 | 144.6401 | 144.6401 | 31.6224 | 176.2624 | 1512.8136 | 1512.8136 | 342.3643 | 342.3643 | 107.1602 | 107.1602 | 682.5369 | 682.5369 | 380.7522 | 380.7522 | 184079202.1868 | 196505845.0805 | 194643982.6411 | 1176770970.0916 | 1752 | 2.8389e-18 | 11591515.7221 | 684388.9219 | 860.425 | 288.4303 | 14 | 1216 | 1844.7693 | 304 | 76 | 0.30051
2500 | 257.5271 | 53.2 | 400 | 1600 | 7 | 38.15% | 100 | 124.8323 | 125.2438 | 125.2438 | 1 | 124.8323 | 100 | 192.8311 | 183.182 | 183.182 | 183.182 | 9.6491 | 192.8311 | 56.8864 | 51.3118 | 51.3118 | 51.3118 | 5.5746 | 56.8864 | 119.976 | 65.3052 | 65.3052 | 104.863 | 15.1131 | 65.3052 | 39.5578 | 39.5578 | 119.976 | 140.6821 | 115.4959 | 115.4959 | 115.4959 | 25.1862 | 140.6821 | 1597.7556 | 1597.7556 | 427.7817 | 427.7817 | 107.1166 | 107.1166 | 682.2598 | 682.2598 | 380.5976 | 380.5976 | 227361306.3594 | 196505845.0805 | 244475782.809 | 1083657065.7511 | 1752 | 3.2445e-18 | 10695941.9176 | 631512.2485 | 793.9476 | 360.5379 | 14 | 1216 | 1844.7693 | 304 | 76 | 0.37738
2501 | 309.0325 | 53.2 | 400 | 1600 | 6 | 43.48% | 100 | 120.9629 | 121.3774 | 121.3774 | 1 | 120.9629 | 100 | 194.4336 | 184.7049 | 184.7049 | 184.7049 | 9.7288 | 194.4336 | 56.8891 | 51.3145 | 51.3145 | 51.3145 | 5.5746 | 56.8891 | 115.5139 | 60.9768 | 60.9768 | 100.6348 | 14.8791 | 60.9768 | 39.6579 | 39.6579 | 115.5139 | 116.9872 | 96.0783 | 96.0783 | 96.0783 | 20.9088 | 116.9872 | 1585.9315 | 1585.9315 | 513.3656 | 513.3656 | 107.1224 | 107.1224 | 584.8255 | 584.8255 | 380.618 | 380.618 | 270640104.6794 | 196505845.0805 | 294590465.2664 | 990263584.9738 | 1752 | 0.0032619 | 9804224.9675 | 578863.2924 | 727.7564 | 432.6455 | 14 | 1216 | 1844.7693 | 304 | 76 | 0.45468
2502 | 360.5379 | 53.2 | 400 | 1600 | 7 | 48.65% | 100 | 129.3977 | 129.5375 | 129.5375 | 1 | 129.3977 | 100 | 194.8425 | 185.0865 | 185.0865 | 185.0865 | 9.7561 | 194.8425 | 56.8511 | 51.2765 | 51.2765 | 51.2765 | 5.5746 | 56.8511 | 133.4223 | 77.8475 | 77.8475 | 117.6274 | 15.7949 | 77.8475 | 39.7799 | 39.7799 | 133.4223 | 100.9416 | 82.8832 | 82.8832 | 82.8832 | 18.0584 | 100.9416 | 1767.6527 | 1767.6527 | 598.4827 | 598.4827 | 107.043 | 107.043 | 681.7909 | 681.7909 | 380.336 | 380.336 | 314587229.0886 | 196505845.0805 | 341172169.2099 | 899734756.6211 | 1752 | 0.20209 | 8924687.1172 | 526933.4176 | 662.4693 | 504.753 | 14 | 1216 | 1844.7693 | 304 | 76 | 0.52654
2503 | 412.0433 | 53.2 | 400 | 1600 | 7 | 53.16% | 100 | 131.8749 | 131.8302 | 131.8302 | 1 | 131.8749 | 100 | 196.3267 | 186.4935 | 186.4935 | 186.4935 | 9.8331 | 196.3267 | 56.8361 | 51.2615 | 51.2615 | 51.2615 | 5.5746 | 56.8361 | 140.9401 | 85.0125 | 85.0125 | 124.7557 | 16.1843 | 85.0125 | 39.7432 | 39.7432 | 140.9401 | 90.5527 | 74.3256 | 74.3256 | 74.3256 | 16.2271 | 90.5527 | 1852.6064 | 1852.6064 | 683.7796 | 683.7796 | 107.0116 | 107.0116 | 681.5908 | 681.5908 | 380.2244 | 380.2244 | 355391345.0953 | 196505845.0805 | 379410292.5348 | 820692517.696 | 1752 | 1.1024 | 8130285.5312 | 480030.1775 | 603.5018 | 576.8606 | 14 | 1216 | 1844.7693 | 304 | 76 | 0.58554
2504 | 463.5487 | 53.2 | 400 | 1600 | 7 | 56.82% | 100 | 134.7517 | 134.5482 | 134.5482 | 1 | 134.7517 | 100 | 200.3847 | 190.3458 | 190.3458 | 190.3458 | 10.0389 | 200.3847 | 56.8224 | 51.2478 | 51.2478 | 51.2478 | 5.5746 | 56.8224 | 148.3102 | 92.0114 | 92.0114 | 131.7482 | 16.562 | 92.0114 | 39.7368 | 39.7368 | 148.3102 | 83.676 | 68.6465 | 68.6465 | 68.6465 | 15.0296 | 83.676 | 1937.5629 | 1937.5629 | 769.0472 | 769.0472 | 106.9831 | 106.9831 | 681.4094 | 681.4094 | 380.1232 | 380.1232 | 389967404.0598 | 196505845.0805 | 409080172.0037 | 756446549.3814 | 1752 | 2.8381 | 7502678.2137 | 442974.8427 | 556.9153 | 648.9682 | 14 | 1216 | 1844.7693 | 304 | 76 | 0.63134
2505 | 515.0541 | 53.2 | 400 | 1600 | 7 | 59.88% | 100 | 137.9952 | 137.6392 | 137.6392 | 1 | 137.9952 | 100 | 206.7062 | 196.3482 | 196.3482 | 196.3482 | 10.358 | 206.7062 | 56.81 | 51.2354 | 51.2354 | 51.2354 | 5.5746 | 56.81 | 155.5318 | 98.803 | 98.803 | 138.6025 | 16.9293 | 98.803 | 39.7994 | 39.7994 | 155.5318 | 78.7207 | 64.5676 | 64.5676 | 64.5676 | 14.1531 | 78.7207 | 2022.5219 | 2022.5219 | 854.2896 | 854.2896 | 106.9572 | 106.9572 | 681.2441 | 681.2441 | 380.031 | 380.031 | 418380626.4425 | 196505845.0805 | 434297664.2607 | 702815864.2163 | 1752 | 5.0997 | 6976568.2931 | 411912.1405 | 517.8627 | 721.0758 | 14 | 1216 | 1844.7693 | 304 | 76 | 0.67028
2506 | 566.5595 | 53.2 | 400 | 1600 | 7 | 62.54% | 100 | 141.4103 | 140.9315 | 140.9315 | 1 | 141.4103 | 100 | 214.2973 | 203.5566 | 203.5566 | 203.5566 | 10.7407 | 214.2973 | 56.7986 | 51.224 | 51.224 | 51.224 | 5.5746 | 56.7986 | 162.5258 | 105.4648 | 105.4648 | 145.2349 | 17.2908 | 105.4648 | 39.7701 | 39.7701 | 162.5258 | 74.8212 | 61.3441 | 61.3441 | 61.3441 | 13.4771 | 74.8212 | 2107.483 | 2107.483 | 939.51 | 939.51 | 106.9334 | 106.9334 | 681.0929 | 681.0929 | 379.9466 | 379.9466 | 443184264.9659 | 196505845.0805 | 456093081.0424 | 656216808.9112 | 1752 | 7.6265 | 6495921.5331 | 383533.6846 | 482.1848 | 793.1834 | 14 | 1216 | 1844.7693 | 304 | 76 | 0.70395
2507 | 618.065 | 53.2 | 400 | 1600 | 7 | 64.89% | 100 | 144.9735 | 144.366 | 144.366 | 1 | 144.9735 | 100 | 222.2586 | 211.1167 | 211.1167 | 211.1167 | 11.1418 | 222.2586 | 56.7882 | 51.2136 | 51.2136 | 51.2136 | 5.5746 | 56.7882 | 169.5717 | 112.1763 | 112.1763 | 151.9169 | 17.6547 | 112.1763 | 39.7406 | 39.7406 | 169.5717 | 71.6785 | 58.7397 | 58.7397 | 58.7397 | 12.9388 | 71.6785 | 2192.4459 | 2192.4459 | 1024.7111 | 1024.7111 | 106.9116 | 106.9116 | 680.954 | 680.954 | 379.8692 | 379.8692 | 465262671.1491 | 196505845.0805 | 475119675.6417 | 615111808.1287 | 1752 | 10.294 | 6098167.1296 | 360049.3781 | 452.66 | 865.2909 | 14 | 1216 | 1844.7693 | 304 | 76 | 0.7333
2508 | 669.5704 | 53.2 | 400 | 1600 | 7 | 67.01% | 100 | 148.6914 | 147.9715 | 147.9715 | 1 | 148.6914 | 100 | 230.225 | 218.6817 | 218.6817 | 218.6817 | 11.5433 | 230.225 | 56.7785 | 51.2039 | 51.2039 | 51.2039 | 5.5746 | 56.7785 | 176.7552 | 118.9356 | 118.9356 | 158.7324 | 18.0228 | 118.9356 | 39.7968 | 39.7968 | 176.7552 | 69.1662 | 56.6509 | 56.6509 | 56.6509 | 12.5153 | 69.1662 | 2277.4105 | 2277.4105 | 1109.8951 | 1109.8951 | 106.8916 | 106.8916 | 680.8261 | 680.8261 | 379.7978 | 379.7978 | 486305044.2271 | 196505845.0805 | 491273552.5163 | 577915558.1761 | 1752 | 12.991 | 5737308.7515 | 338743.4952 | 425.8739 | 937.3985 | 14 | 1216 | 1844.7693 | 304 | 76 | 0.75808
2509 | 721.0758 | 53.2 | 400 | 1600 | 7 | 68.83% | 100 | 152.5271 | 151.6794 | 151.6794 | 1 | 152.5271 | 100 | 238.4161 | 226.4602 | 226.4602 | 226.4602 | 11.9559 | 238.4161 | 56.7696 | 51.1951 | 51.1951 | 51.1951 | 5.5746 | 56.7696 | 183.7505 | 125.5384 | 125.5384 | 165.3699 | 18.3806 | 125.5384 | 39.8315 | 39.8315 | 183.7505 | 67.1627 | 54.9754 | 54.9754 | 54.9754 | 12.1872 | 67.1627 | 2362.3766 | 2362.3766 | 1195.064 | 1195.064 | 106.873 | 106.873 | 680.7078 | 680.7078 | 379.7318 | 379.7318 | 504740060.0239 | 196505845.0805 | 504580612.3477 | 546173490.2564 | 1752 | 15.7676 | 5423799.2146 | 320233.1935 | 402.6024 | 1009.5061 | 14 | 1216 | 1844.7693 | 304 | 76 | 0.77848
2510 | 772.5812 | 53.2 | 400 | 1600 | 7 | 70.44% | 100 | 156.4576 | 155.5286 | 155.5286 | 1 | 156.4576 | 100 | 246.6941 | 234.3212 | 234.3212 | 234.3212 | 12.3729 | 246.6941 | 56.7614 | 51.1868 | 51.1868 | 51.1868 | 5.5746 | 56.7614 | 190.5769 | 132.0189 | 132.0189 | 171.8448 | 18.7321 | 132.0189 | 39.8259 | 39.8259 | 190.5769 | 65.5551 | 53.6259 | 53.6259 | 53.6259 | 11.9292 | 65.5551 | 2447.3439 | 2447.3439 | 1280.2194 | 1280.2194 | 106.8558 | 106.8558 | 680.5981 | 680.5981 | 379.6706 | 379.6706 | 522315875.7259 | 196505845.0805 | 515270820.635 | 517907458.5586 | 1752 | 18.5131 | 5140564.4531 | 303510.3819 | 381.5782 | 1081.6137 | 14 | 1216 | 1844.7693 | 304 | 76 | 0.79485
2511 | 824.0866 | 53.2 | 400 | 1600 | 7 | 71.89% | 100 | 160.4913 | 159.4596 | 159.4596 | 1 | 160.4913 | 100 | 255.0547 | 242.2606 | 242.2606 | 242.2606 | 12.7941 | 255.0547 | 56.7537 | 51.1791 | 51.1791 | 51.1791 | 5.5746 | 56.7537 | 197.3092 | 138.3853 | 138.3853 | 178.2298 | 19.0795 | 138.3853 | 39.8444 | 39.8444 | 197.3092 | 64.2539 | 52.5318 | 52.5318 | 52.5318 | 11.7221 | 64.2539 | 2532.3125 | 2532.3125 | 1365.3628 | 1365.3628 | 106.8398 | 106.8398 | 680.4962 | 680.4962 | 379.6137 | 379.6137 | 538503412.604 | 196505845.0805 | 524509595.0539 | 492481147.2616 | 1752 | 21.1984 | 4890461.6926 | 288743.7575 | 363.0134 | 1153.7213 | 14 | 1216 | 1844.7693 | 304 | 76 | 0.80898
2512 | 875.592 | 53.2 | 400 | 1600 | 7 | 73.16% | 100 | 164.6073 | 163.4769 | 163.4769 | 1 | 164.6073 | 100 | 263.7424 | 250.5108 | 250.5108 | 250.5108 | 13.2316 | 263.7424 | 56.7466 | 51.172 | 51.172 | 51.172 | 5.5746 | 56.7466 | 203.84 | 144.5837 | 144.5837 | 184.4234 | 19.4166 | 144.5837 | 39.8398 | 39.8398 | 203.84 | 63.1558 | 51.6097 | 51.6097 | 51.6097 | 11.5461 | 63.1558 | 2617.282 | 2617.282 | 1450.4954 | 1450.4954 | 106.8248 | 106.8248 | 680.4011 | 680.4011 | 379.5607 | 379.5607 | 552732303.1115 | 196505845.0805 | 532550360.9238 | 470211393.9158 | 1751.9999 | 23.8273 | 4667830.2284 | 275599.0997 | 346.4877 | 1225.8288 | 14 | 1216 | 1844.7693 | 304 | 76 | 0.82126
2513 | 927.0974 | 53.2 | 400 | 1600 | 7 | 74.3% | 100 | 168.7923 | 167.5609 | 167.5609 | 1 | 168.7923 | 100 | 272.6473 | 258.9672 | 258.9672 | 258.9672 | 13.6801 | 272.6473 | 56.7399 | 51.1653 | 51.1653 | 51.1653 | 5.5746 | 56.7399 | 210.2458 | 150.674 | 150.674 | 190.4991 | 19.7467 | 150.674 | 39.8251 | 39.8251 | 210.2458 | 62.2131 | 50.8204 | 50.8204 | 50.8204 | 11.3927 | 62.2131 | 2702.2526 | 2702.2526 | 1535.6182 | 1535.6182 | 106.8109 | 106.8109 | 680.3123 | 680.3123 | 379.5112 | 379.5112 | 565430648.2351 | 196505845.0805 | 539765135.5065 | 450298307.6439 | 1751.9999 | 26.3592 | 4477195.1935 | 264343.5824 | 332.3371 | 1297.9364 | 14 | 1216 | 1844.7693 | 304 | 76 | 0.83228
2514 | 978.6028 | 53.2 | 400 | 1600 | 7 | 75.31% | 100 | 173.0626 | 171.7289 | 171.7289 | 1 | 173.0626 | 100 | 281.9122 | 267.7657 | 267.7657 | 267.7657 | 14.1466 | 281.9122 | 56.7337 | 51.1591 | 51.1591 | 51.1591 | 5.5746 | 56.7337 | 216.4357 | 156.51 | 156.51 | 196.3715 | 20.0642 | 156.51 | 39.8616 | 39.8616 | 216.4357 | 61.3933 | 50.1342 | 50.1342 | 50.1342 | 11.2591 | 61.3933 | 2787.2239 | 2787.2239 | 1620.7321 | 1620.7321 | 106.7978 | 106.7978 | 680.2291 | 680.2291 | 379.4648 | 379.4648 | 576641535.4607 | 196505845.0805 | 546305297.9506 | 432547267.2597 | 1751.9999 | 28.8003 | 4299189.3824 | 253833.7226 | 319.1239 | 1370.044 | 14 | 1216 | 1844.7693 | 304 | 76 | 0.84225
2515 | 1030.1083 | 53.2 | 400 | 1600 | 7 | 76.22% | 100 | 177.4193 | 176.0217 | 176.0217 | 1 | 177.4193 | 100 | 291.369 | 276.7462 | 276.7462 | 276.7462 | 14.6227 | 291.369 | 56.7278 | 51.1532 | 51.1532 | 51.1532 | 5.5746 | 56.7278 | 222.4312 | 162.1819 | 162.1819 | 202.0578 | 20.3733 | 162.1819 | 39.8759 | 39.8759 | 222.4312 | 60.7992 | 49.6579 | 49.6579 | 49.6579 | 11.1413 | 60.7992 | 2872.1961 | 2872.1961 | 1705.8381 | 1705.8381 | 106.7856 | 106.7856 | 680.1511 | 680.1511 | 379.4213 | 379.4213 | 586953196.1126 | 196505845.0805 | 551939121.8348 | 416601836.9721 | 1752 | 31.1311 | 4142813.2738 | 244600.9286 | 307.5163 | 1442.1516 | 14 | 1216 | 1844.7693 | 304 | 76 | 0.85083
2516 | 103.0108 | 102.6 | 400 | 1600 | 7 | 33.81% | 100 | 118.6353 | 118.9638 | 118.9638 | 1 | 118.6353 | 100 | 167.095 | 158.7399 | 158.7399 | 158.7399 | 8.355 | 167.095 | 56.9267 | 51.3521 | 51.3521 | 51.3521 | 5.5746 | 56.9267 | 117.1174 | 61.6827 | 61.6827 | 101.9537 | 15.1637 | 61.6827 | 40.271 | 40.271 | 117.1174 | 308.6143 | 252.7612 | 252.7612 | 252.7612 | 55.8532 | 308.6143 | 1441.6849 | 1441.6849 | 171.2472 | 171.2472 | 206.7446 | 206.7446 | 682.7963 | 682.7963 | 380.8969 | 380.8969 | 104679237.6993 | 378975558.3695 | 108691601.6435 | 1159653602.2877 | 1752 | -4.0556e-19 | 11653005.0271 | 688019.3875 | 864.9893 | 144.2152 | 27 | 1216 | 1844.7693 | 304 | 76 | 0.16815
2517 | 154.5162 | 102.6 | 400 | 1600 | 7 | 38.7% | 100 | 120.8692 | 121.255 | 121.255 | 1 | 120.8692 | 100 | 176.1335 | 167.3228 | 167.3228 | 167.3228 | 8.8107 | 176.1335 | 56.9037 | 51.3291 | 51.3291 | 51.3291 | 5.5746 | 56.9037 | 121.7902 | 66.337 | 66.337 | 106.4519 | 15.3383 | 66.337 | 40.1149 | 40.1149 | 121.7902 | 225.5226 | 184.7317 | 184.7317 | 184.7317 | 40.7909 | 225.5226 | 1526.6225 | 1526.6225 | 256.7555 | 256.7555 | 206.6517 | 206.6517 | 682.4896 | 682.4896 | 380.7258 | 380.7258 | 149072871.0012 | 378975558.3695 | 149920671.9188 | 1074030898.7105 | 1752 | -3.2445e-18 | 10751960.9794 | 634819.7388 | 798.1058 | 216.3227 | 27 | 1216 | 1844.7693 | 304 | 76 | 0.23175
2518 | 206.0217 | 102.6 | 400 | 1600 | 7 | 43.8% | 100 | 123.251 | 123.5995 | 123.5995 | 1 | 123.251 | 100 | 181.2632 | 172.1924 | 172.1924 | 172.1924 | 9.0708 | 181.2632 | 56.8832 | 51.3086 | 51.3086 | 51.3086 | 5.5746 | 56.8832 | 127.7476 | 72.0379 | 72.0379 | 112.14 | 15.6076 | 72.0379 | 40.1021 | 40.1021 | 127.7476 | 175.1182 | 143.692 | 143.692 | 143.692 | 31.4262 | 175.1182 | 1611.5653 | 1611.5653 | 342.2042 | 342.2042 | 206.5694 | 206.5694 | 682.2177 | 682.2177 | 380.5741 | 380.5741 | 193215857.7008 | 378975558.3695 | 195234882.7451 | 984573701.1847 | 1752 | -1.0139e-18 | 9846936.9623 | 581385.1038 | 730.9269 | 288.4303 | 27 | 1216 | 1844.7693 | 304 | 76 | 0.30166
2519 | 257.5271 | 102.6 | 400 | 1600 | 7 | 49.01% | 100 | 125.5277 | 125.7735 | 125.7735 | 1 | 125.5277 | 100 | 184.6179 | 175.3762 | 175.3762 | 175.3762 | 9.2418 | 184.6179 | 56.865 | 51.2904 | 51.2904 | 51.2904 | 5.5746 | 56.865 | 135.1183 | 78.9818 | 78.9818 | 119.1538 | 15.9645 | 78.9818 | 40.1721 | 40.1721 | 135.1183 | 141.4754 | 116.1402 | 116.1402 | 116.1402 | 25.3352 | 141.4754 | 1696.5126 | 1696.5126 | 427.6031 | 427.6031 | 206.4959 | 206.4959 | 681.975 | 681.975 | 380.4387 | 380.4387 | 237229348.0711 | 378975558.3695 | 242442513.3671 | 893352580.1923 | 1752 | 2.0278e-18 | 8947610.3013 | 528286.8534 | 664.1709 | 360.5379 | 27 | 1216 | 1844.7693 | 304 | 76 | 0.37449
2520 | 309.0325 | 102.6 | 400 | 1600 | 7 | 54.15% | 100 | 127.7603 | 127.842 | 127.842 | 1 | 127.7603 | 100 | 187.3529 | 177.9714 | 177.9714 | 177.9714 | 9.3815 | 187.3529 | 56.8486 | 51.274 | 51.274 | 51.274 | 5.5746 | 56.8486 | 143.8893 | 87.3401 | 87.3401 | 127.4852 | 16.4041 | 87.3401 | 40.1451 | 40.1451 | 143.8893 | 118.681 | 97.4529 | 97.4529 | 97.4529 | 21.2281 | 118.681 | 1781.4636 | 1781.4636 | 512.9597 | 512.9597 | 206.4299 | 206.4299 | 681.757 | 681.757 | 380.3171 | 380.3171 | 280065083.0084 | 378975558.3695 | 289638516.8922 | 803320841.7299 | 1752 | 0.11774 | 8037994.2664 | 474581.0955 | 596.6511 | 432.6455 | 27 | 1216 | 1844.7693 | 304 | 76 | 0.4473
2521 | 360.5379 | 102.6 | 400 | 1600 | 7 | 58.95% | 100 | 130.1714 | 130.0517 | 130.0517 | 1 | 130.1714 | 100 | 190.1798 | 180.6541 | 180.6541 | 180.6541 | 9.5257 | 190.1798 | 56.8338 | 51.2592 | 51.2592 | 51.2592 | 5.5746 | 56.8338 | 154.2046 | 97.0169 | 97.0169 | 137.2804 | 16.9242 | 97.0169 | 40.2635 | 40.2635 | 154.2046 | 103.2021 | 84.7252 | 84.7252 | 84.7252 | 18.4769 | 103.2021 | 1866.4178 | 1866.4178 | 598.2802 | 598.2802 | 206.3703 | 206.3703 | 681.5601 | 681.5601 | 380.2073 | 380.2073 | 321186631.6936 | 378975558.3695 | 332717239.5188 | 719120570.4181 | 1752 | 0.64284 | 7219612.4655 | 426262.0101 | 535.9036 | 504.753 | 27 | 1216 | 1844.7693 | 304 | 76 | 0.51376
2522 | 412.0433 | 102.6 | 400 | 1600 | 7 | 62.96% | 100 | 132.8642 | 132.575 | 132.575 | 1 | 132.8642 | 100 | 195.1669 | 185.389 | 185.389 | 185.389 | 9.7779 | 195.1669 | 56.8203 | 51.2457 | 51.2457 | 51.2457 | 5.5746 | 56.8203 | 164.9971 | 107.2348 | 107.2348 | 147.5307 | 17.4664 | 107.2348 | 40.2959 | 40.2959 | 164.9971 | 92.8518 | 76.1997 | 76.1997 | 76.1997 | 16.6521 | 92.8518 | 1951.3748 | 1951.3748 | 683.5695 | 683.5695 | 206.3162 | 206.3162 | 681.3814 | 681.3814 | 380.1076 | 380.1076 | 356063435.3605 | 378975558.3695 | 368002048.219 | 648958958.051 | 1752 | 1.9783 | 6511983.2656 | 384482.005 | 483.3771 | 576.8606 | 27 | 1216 | 1844.7693 | 304 | 76 | 0.56822
2523 | 463.5487 | 102.6 | 400 | 1600 | 7 | 66.26% | 100 | 135.9036 | 135.4481 | 135.4481 | 1 | 135.9036 | 100 | 202.2878 | 192.1508 | 192.1508 | 192.1508 | 10.137 | 202.2878 | 56.8081 | 51.2335 | 51.2335 | 51.2335 | 5.5746 | 56.8081 | 175.6193 | 117.3529 | 117.3529 | 157.6137 | 18.0057 | 117.3529 | 40.2607 | 40.2607 | 175.6193 | 85.8597 | 70.4279 | 70.4279 | 70.4279 | 15.4318 | 85.8597 | 2036.3341 | 2036.3341 | 768.8319 | 768.8319 | 206.2668 | 206.2668 | 681.2186 | 681.2186 | 380.0167 | 380.0167 | 385067922.8858 | 378975558.3695 | 396866424.2003 | 591090094.5444 | 1752 | 3.9867 | 5927367.6077 | 349964.9937 | 439.9817 | 648.9682 | 27 | 1216 | 1844.7693 | 304 | 76 | 0.61278
2524 | 515.0541 | 102.6 | 400 | 1600 | 7 | 69.03% | 100 | 139.257 | 138.6536 | 138.6536 | 1 | 139.257 | 100 | 210.6581 | 200.0994 | 200.0994 | 200.0994 | 10.5586 | 210.6581 | 56.7969 | 51.2223 | 51.2223 | 51.2223 | 5.5746 | 56.7969 | 186.253 | 127.4451 | 127.4451 | 167.7069 | 18.5461 | 127.4451 | 40.2617 | 40.2617 | 186.253 | 80.8761 | 66.3262 | 66.3262 | 66.3262 | 14.5499 | 80.8761 | 2121.2955 | 2121.2955 | 854.0707 | 854.0707 | 206.2217 | 206.2217 | 681.0695 | 681.0695 | 379.9336 | 379.9336 | 409713559.0022 | 378975558.3695 | 420705249.5568 | 542605650.8889 | 1752 | 6.4369 | 5449109.9172 | 321727.5938 | 404.4812 | 721.0758 | 27 | 1216 | 1844.7693 | 304 | 76 | 0.64951
2525 | 566.5595 | 102.6 | 400 | 1600 | 7 | 71.41% | 100 | 142.7906 | 142.065 | 142.065 | 1 | 142.7906 | 100 | 219.8672 | 208.8449 | 208.8449 | 208.8449 | 11.0223 | 219.8672 | 56.7866 | 51.212 | 51.212 | 51.212 | 5.5746 | 56.7866 | 196.9877 | 137.6469 | 137.6469 | 177.8961 | 19.0916 | 137.6469 | 40.2492 | 40.2492 | 196.9877 | 76.9355 | 63.0707 | 63.0707 | 63.0707 | 13.8648 | 76.9355 | 2206.2587 | 2206.2587 | 939.2888 | 939.2888 | 206.1802 | 206.1802 | 680.9325 | 680.9325 | 379.8572 | 379.8572 | 431054036.0786 | 378975558.3695 | 441092183.2494 | 500878222.3025 | 1752 | 9.1073 | 5020034.0222 | 296393.9967 | 372.6314 | 793.1834 | 27 | 1216 | 1844.7693 | 304 | 76 | 0.68092
2526 | 618.065 | 102.6 | 400 | 1600 | 7 | 73.59% | 100 | 146.4727 | 145.5529 | 145.5529 | 1 | 146.4727 | 100 | 229.2307 | 217.737 | 217.737 | 217.737 | 11.4937 | 229.2307 | 56.7771 | 51.2025 | 51.2025 | 51.2025 | 5.5746 | 56.7771 | 208.1083 | 148.1702 | 148.1702 | 188.448 | 19.6602 | 148.1702 | 40.2778 | 40.2778 | 208.1083 | 73.77 | 60.4493 | 60.4493 | 60.4493 | 13.3208 | 73.77 | 2291.2236 | 2291.2236 | 1024.4887 | 1024.4887 | 206.142 | 206.142 | 680.8062 | 680.8062 | 379.7867 | 379.7867 | 450631754.8692 | 378975558.3695 | 459770027.7576 | 462622659.0036 | 1752 | 11.8099 | 4641752.3629 | 274059.4044 | 344.552 | 865.2909 | 27 | 1216 | 1844.7693 | 304 | 76 | 0.70959
2527 | 669.5704 | 102.6 | 400 | 1600 | 7 | 75.48% | 100 | 150.2711 | 149.2067 | 149.2067 | 1 | 150.2711 | 100 | 238.6288 | 226.6619 | 226.6619 | 226.6619 | 11.9669 | 238.6288 | 56.7683 | 51.1937 | 51.1937 | 51.1937 | 5.5746 | 56.7683 | 219.5229 | 158.9696 | 158.9696 | 199.2781 | 20.2447 | 158.9696 | 40.3085 | 40.3085 | 219.5229 | 71.2096 | 58.3215 | 58.3215 | 58.3215 | 12.8881 | 71.2096 | 2376.1899 | 2376.1899 | 1109.6723 | 1109.6723 | 206.1066 | 206.1066 | 680.6894 | 680.6894 | 379.7215 | 379.7215 | 468398093.2912 | 378975558.3695 | 475096401.7124 | 429529946.627 | 1752 | 14.5874 | 4309589.2856 | 254447.7561 | 319.8959 | 937.3985 | 27 | 1216 | 1844.7693 | 304 | 76 | 0.7331
2528 | 721.0758 | 102.6 | 400 | 1600 | 7 | 77.09% | 100 | 154.1757 | 152.9829 | 152.9829 | 1 | 154.1757 | 100 | 248.3251 | 235.8701 | 235.8701 | 235.8701 | 12.455 | 248.3251 | 56.7601 | 51.1855 | 51.1855 | 51.1855 | 5.5746 | 56.7601 | 230.7195 | 169.6461 | 169.6461 | 209.903 | 20.8165 | 169.6461 | 40.2569 | 40.2569 | 230.7195 | 69.1644 | 56.6143 | 56.6143 | 56.6143 | 12.5502 | 69.1644 | 2461.1574 | 2461.1574 | 1194.8415 | 1194.8415 | 206.0738 | 206.0738 | 680.581 | 680.581 | 379.6611 | 379.6611 | 483976213.5022 | 378975558.3695 | 487690328.506 | 401357899.6223 | 1752 | 17.3906 | 4029034.7729 | 237883.1924 | 299.0707 | 1009.5061 | 27 | 1216 | 1844.7693 | 304 | 76 | 0.7524
2529 | 772.5812 | 102.6 | 400 | 1600 | 7 | 78.47% | 100 | 158.2143 | 156.9084 | 156.9084 | 1 | 158.2143 | 100 | 258.2317 | 245.278 | 245.278 | 245.278 | 12.9537 | 258.2317 | 56.7525 | 51.1779 | 51.1779 | 51.1779 | 5.5746 | 56.7525 | 241.7064 | 180.0563 | 180.0563 | 220.3308 | 21.3756 | 180.0563 | 40.2745 | 40.2745 | 241.7064 | 67.5471 | 55.2582 | 55.2582 | 55.2582 | 12.2889 | 67.5471 | 2546.1261 | 2546.1261 | 1279.9977 | 1279.9977 | 206.0433 | 206.0433 | 680.4803 | 680.4803 | 379.6049 | 379.6049 | 497961888.1982 | 378975558.3695 | 497831826.1041 | 377230727.3282 | 1752 | 20.1832 | 3781666.0675 | 223277.9927 | 280.7088 | 1081.6137 | 27 | 1216 | 1844.7693 | 304 | 76 | 0.76792
2530 | 824.0866 | 102.6 | 400 | 1600 | 7 | 79.7% | 100 | 162.3299 | 160.9126 | 160.9126 | 1 | 162.3299 | 100 | 268.2524 | 254.7942 | 254.7942 | 254.7942 | 13.4582 | 268.2524 | 56.7455 | 51.1709 | 51.1709 | 51.1709 | 5.5746 | 56.7455 | 252.4262 | 190.2942 | 190.2942 | 230.4979 | 21.9283 | 190.2942 | 40.2037 | 40.2037 | 252.4262 | 66.2508 | 54.17 | 54.17 | 54.17 | 12.0807 | 66.2508 | 2631.0959 | 2631.0959 | 1365.1423 | 1365.1423 | 206.0148 | 206.0148 | 680.3863 | 680.3863 | 379.5524 | 379.5524 | 511061246.6056 | 378975558.3695 | 506306495.6225 | 355656699.4024 | 1752 | 22.8859 | 3554131.9207 | 209843.8696 | 263.8192 | 1153.7213 | 27 | 1216 | 1844.7693 | 304 | 76 | 0.78088
2531 | 875.592 | 102.6 | 400 | 1600 | 7 | 80.77% | 100 | 166.5213 | 164.978 | 164.978 | 1 | 166.5213 | 100 | 278.5563 | 264.5794 | 264.5794 | 264.5794 | 13.9768 | 278.5563 | 56.7389 | 51.1643 | 51.1643 | 51.1643 | 5.5746 | 56.7389 | 262.906 | 200.3444 | 200.3444 | 240.4374 | 22.4687 | 200.3444 | 40.093 | 40.093 | 262.906 | 65.1632 | 53.2587 | 53.2587 | 53.2587 | 11.9046 | 65.1632 | 2716.0665 | 2716.0665 | 1450.2764 | 1450.2764 | 205.9882 | 205.9882 | 680.2984 | 680.2984 | 379.5034 | 379.5034 | 522228002.172 | 378975558.3695 | 513851907.5927 | 336944531.8658 | 1752 | 25.5153 | 3362357.1367 | 198521.0589 | 249.5839 | 1225.8288 | 27 | 1216 | 1844.7693 | 304 | 76 | 0.7924
2532 | 927.0974 | 102.6 | 400 | 1600 | 7 | 81.72% | 100 | 170.8082 | 169.1688 | 169.1688 | 1 | 170.8082 | 100 | 289.065 | 274.5593 | 274.5593 | 274.5593 | 14.5058 | 289.065 | 56.7327 | 51.1581 | 51.1581 | 51.1581 | 5.5746 | 56.7327 | 273.2428 | 210.1496 | 210.1496 | 250.2436 | 22.9992 | 210.1496 | 40.0941 | 40.0941 | 273.2428 | 64.2531 | 52.4965 | 52.4965 | 52.4965 | 11.7567 | 64.2531 | 2801.038 | 2801.038 | 1535.4011 | 1535.4011 | 205.9633 | 205.9633 | 680.2161 | 680.2161 | 379.4575 | 379.4575 | 532628389.9487 | 378975558.3695 | 520183559.399 | 320212492.2828 | 1752 | 28.0342 | 3200452.3075 | 188961.837 | 237.5659 | 1297.9364 | 27 | 1216 | 1844.7693 | 304 | 76 | 0.80205
2533 | 978.6028 | 102.6 | 400 | 1600 | 7 | 82.57% | 100 | 175.1644 | 173.4002 | 173.4002 | 1 | 175.1644 | 100 | 299.7475 | 284.7041 | 284.7041 | 284.7041 | 15.0435 | 299.7475 | 56.7269 | 51.1523 | 51.1523 | 51.1523 | 5.5746 | 56.7269 | 283.4437 | 219.7534 | 219.7534 | 259.9222 | 23.5214 | 219.7534 | 40.1688 | 40.1688 | 283.4437 | 63.4657 | 51.8364 | 51.8364 | 51.8364 | 11.6293 | 63.4657 | 2886.0103 | 2886.0103 | 1620.5171 | 1620.5171 | 205.9399 | 205.9399 | 680.1389 | 680.1389 | 379.4144 | 379.4144 | 541608351.8406 | 378975558.3695 | 525990870.0574 | 305425149.5353 | 1751.9999 | 30.4483 | 3062866.42 | 180838.4595 | 227.3531 | 1370.044 | 27 | 1216 | 1844.7693 | 304 | 76 | 0.81094
2534 | 1030.1083 | 102.6 | 400 | 1600 | 7 | 83.36% | 100 | 179.5368 | 177.6333 | 177.6333 | 1 | 179.5368 | 100 | 310.5149 | 294.9295 | 294.9295 | 294.9295 | 15.5854 | 310.5149 | 56.7214 | 51.1468 | 51.1468 | 51.1468 | 5.5746 | 56.7214 | 293.6606 | 229.4626 | 229.4626 | 269.6155 | 24.0451 | 229.4626 | 40.1529 | 40.1529 | 293.6606 | 62.7387 | 51.2271 | 51.2271 | 51.2271 | 11.5117 | 62.7387 | 2970.9832 | 2970.9832 | 1705.6252 | 1705.6252 | 205.9179 | 205.9179 | 680.0662 | 680.0662 | 379.3739 | 379.3739 | 549942949.4683 | 378975558.3695 | 531584629.0101 | 291496863.152 | 1752 | 32.7217 | 2911312.18 | 171890.3595 | 216.1034 | 1442.1516 | 27 | 1216 | 1844.7693 | 304 | 76 | 0.81936
2535 | 51.5054 | 152 | 400 | 1600 | 7 | 41.63% | 100 | 117.2397 | 117.2433 | 117.2433 | 1 | 117.2397 | 100 | 141.8274 | 134.7353 | 134.7353 | 134.7353 | 7.0921 | 141.8274 | 56.9228 | 51.3482 | 51.3482 | 51.3482 | 5.5746 | 56.9228 | 128.9622 | 70.1442 | 70.1442 | 112.6881 | 16.2741 | 70.1442 | 42.5439 | 42.5439 | 128.9622 | 308.881 | 252.9607 | 252.9607 | 252.9607 | 55.9203 | 308.881 | 1455.493 | 1455.493 | 85.617 | 85.617 | 306.2647 | 306.2647 | 682.7438 | 682.7438 | 380.8676 | 380.8676 | 61655280.4209 | 561445271.6585 | 106278454.2868 | 1022620993.6338 | 1752 | 0.0013286 | 10855631.2316 | 640940.6615 | 805.8011 | 72.1076 | 40 | 1216 | 1844.7693 | 304 | 76 | 0.16458
2536 | 154.5162 | 152 | 400 | 1600 | 7 | 50.27% | 100 | 121.7449 | 121.9497 | 121.9497 | 1 | 121.7449 | 100 | 167.2526 | 158.8825 | 158.8825 | 158.8825 | 8.3701 | 167.2526 | 56.8801 | 51.3055 | 51.3055 | 51.3055 | 5.5746 | 56.8801 | 139.6352 | 81.6431 | 81.6431 | 123.1252 | 16.5099 | 81.6431 | 41.4822 | 41.4822 | 139.6352 | 208.2472 | 170.8701 | 170.8701 | 170.8701 | 37.3771 | 208.2472 | 1625.3752 | 1625.3752 | 256.6376 | 256.6376 | 306.0102 | 306.0102 | 682.1764 | 682.1764 | 380.551 | 380.551 | 156740211.1764 | 561445271.6585 | 162490587.772 | 871323929.3931 | 1752 | -6.8945e-18 | 9010468.6859 | 531998.1525 | 668.8368 | 216.3227 | 40 | 1216 | 1844.7693 | 304 | 76 | 0.25137
2537 | 206.0217 | 152 | 400 | 1600 | 7 | 55.11% | 100 | 123.9654 | 124.1128 | 124.1128 | 1 | 123.9654 | 100 | 173.7827 | 165.0829 | 165.0829 | 165.0829 | 8.6998 | 173.7827 | 56.8622 | 51.2876 | 51.2876 | 51.2876 | 5.5746 | 56.8622 | 148.1812 | 89.9529 | 89.9529 | 131.3091 | 16.872 | 89.9529 | 41.3563 | 41.3563 | 148.1812 | 167.664 | 137.5697 | 137.5697 | 137.5697 | 30.0943 | 167.664 | 1710.3231 | 1710.3231 | 342.0639 | 342.0639 | 305.9032 | 305.9032 | 681.9379 | 681.9379 | 380.418 | 380.418 | 201147319.9334 | 561445271.6585 | 202909997.7605 | 786497410.6476 | 1752 | 0.010725 | 8110765.773 | 478877.6874 | 602.0529 | 288.4303 | 40 | 1216 | 1844.7693 | 304 | 76 | 0.31373
2538 | 257.5271 | 152 | 400 | 1600 | 7 | 59.93% | 100 | 126.2943 | 126.3047 | 126.3047 | 1 | 126.2943 | 100 | 178.9438 | 169.983 | 169.983 | 169.983 | 8.9609 | 178.9438 | 56.846 | 51.2715 | 51.2715 | 51.2715 | 5.5746 | 56.846 | 158.9179 | 100.1908 | 100.1908 | 141.5409 | 17.377 | 100.1908 | 41.3501 | 41.3501 | 158.9179 | 139.6167 | 114.5972 | 114.5972 | 114.5972 | 25.0195 | 139.6167 | 1795.2746 | 1795.2746 | 427.4455 | 427.4455 | 305.8071 | 305.8071 | 681.7236 | 681.7236 | 380.2985 | 380.2985 | 244059930.5334 | 561445271.6585 | 244441561.751 | 702053236.057 | 1752 | 0.2538 | 7228059.1863 | 426760.7233 | 536.5306 | 360.5379 | 40 | 1216 | 1844.7693 | 304 | 76 | 0.3778
2539 | 309.0325 | 152 | 400 | 1600 | 7 | 64.5% | 100 | 128.6931 | 128.5175 | 128.5175 | 1 | 128.6931 | 100 | 184.0902 | 174.8692 | 174.8692 | 174.8692 | 9.2211 | 184.0902 | 56.8315 | 51.2569 | 51.2569 | 51.2569 | 5.5746 | 56.8315 | 171.756 | 112.4664 | 112.4664 | 153.7457 | 18.0103 | 112.4664 | 41.2793 | 41.2793 | 171.756 | 119.991 | 98.4985 | 98.4985 | 98.4985 | 21.4925 | 119.991 | 1880.2293 | 1880.2293 | 512.7888 | 512.7888 | 305.7202 | 305.7202 | 681.5299 | 681.5299 | 380.1904 | 380.1904 | 284023692.9482 | 561445271.6585 | 284617244.8975 | 621913790.4957 | 1752 | 0.82987 | 6396729.7138 | 377677.1785 | 474.822 | 432.6455 | 40 | 1216 | 1844.7693 | 304 | 76 | 0.4398
2540 | 360.5379 | 152 | 400 | 1600 | 7 | 68.6% | 100 | 131.3563 | 130.9669 | 130.9669 | 1 | 131.3563 | 100 | 190.216 | 180.6857 | 180.6857 | 180.6857 | 9.5302 | 190.216 | 56.8182 | 51.2436 | 51.2436 | 51.2436 | 5.5746 | 56.8182 | 186.5245 | 126.4085 | 126.4085 | 167.7752 | 18.7493 | 126.4085 | 41.3667 | 41.3667 | 186.5245 | 106.3772 | 87.2931 | 87.2931 | 87.2931 | 19.0841 | 106.3772 | 1965.1867 | 1965.1867 | 598.0992 | 598.0992 | 305.6412 | 305.6412 | 681.3539 | 681.3539 | 380.0923 | 380.0923 | 319786259.4304 | 561445271.6585 | 320590305.2739 | 550178163.6372 | 1752 | 1.9727 | 5672915.7139 | 334941.5868 | 421.0941 | 504.753 | 40 | 1216 | 1844.7693 | 304 | 76 | 0.49532
2541 | 412.0433 | 152 | 400 | 1600 | 7 | 71.97% | 100 | 134.2983 | 133.739 | 133.739 | 1 | 134.2983 | 100 | 198.1189 | 188.1905 | 188.1905 | 188.1905 | 9.9284 | 198.1189 | 56.8062 | 51.2316 | 51.2316 | 51.2316 | 5.5746 | 56.8062 | 202.0646 | 141.2152 | 141.2152 | 182.5338 | 19.5308 | 141.2152 | 41.3186 | 41.3186 | 202.0646 | 97.0319 | 79.591 | 79.591 | 79.591 | 17.4409 | 97.0319 | 2050.1464 | 2050.1464 | 683.3809 | 683.3809 | 305.5692 | 305.5692 | 681.1934 | 681.1934 | 380.0027 | 380.0027 | 349362930.981 | 561445271.6585 | 350113843.0065 | 491077954.354 | 1752 | 3.8342 | 5055209.8061 | 298470.8533 | 375.2425 | 576.8606 | 40 | 1216 | 1844.7693 | 304 | 76 | 0.54074
2542 | 463.5487 | 152 | 400 | 1600 | 7 | 74.72% | 100 | 137.5742 | 136.8719 | 136.8719 | 1 | 137.5742 | 100 | 207.6731 | 197.2637 | 197.2637 | 197.2637 | 10.4093 | 207.6731 | 56.7951 | 51.2205 | 51.2205 | 51.2205 | 5.5746 | 56.7951 | 217.7257 | 156.1346 | 156.1346 | 197.4068 | 20.319 | 156.1346 | 41.2722 | 41.2722 | 217.7257 | 90.545 | 74.2349 | 74.2349 | 74.2349 | 16.31 | 90.545 | 2135.1081 | 2135.1081 | 768.6376 | 768.6376 | 305.5033 | 305.5033 | 681.0464 | 681.0464 | 379.9207 | 379.9207 | 373828346.1334 | 561445271.6585 | 373832439.6163 | 442893942.5918 | 1752 | 6.2341 | 4557667.119 | 269094.8242 | 338.3104 | 648.9682 | 40 | 1216 | 1844.7693 | 304 | 76 | 0.57739
2543 | 515.0541 | 152 | 400 | 1600 | 7 | 77.02% | 100 | 141.105 | 140.2678 | 140.2678 | 1 | 141.105 | 100 | 218.2282 | 207.2877 | 207.2877 | 207.2877 | 10.9405 | 218.2282 | 56.785 | 51.2104 | 51.2104 | 51.2104 | 5.5746 | 56.785 | 233.6278 | 171.252 | 171.252 | 212.5048 | 21.123 | 171.252 | 41.2528 | 41.2528 | 233.6278 | 85.7395 | 70.2628 | 70.2628 | 70.2628 | 15.4767 | 85.7395 | 2220.0716 | 2220.0716 | 853.8723 | 853.8723 | 305.4427 | 305.4427 | 680.9113 | 680.9113 | 379.8453 | 379.8453 | 394372057.9568 | 561445271.6585 | 393580288.1158 | 402602382.2689 | 1752 | 8.9484 | 4139883.4714 | 244427.9466 | 307.2988 | 721.0758 | 40 | 1216 | 1844.7693 | 304 | 76 | 0.60777
2544 | 566.5595 | 152 | 400 | 1600 | 7 | 79.04% | 100 | 144.8062 | 143.7673 | 143.7673 | 1 | 144.8062 | 100 | 229.1462 | 217.6564 | 217.6564 | 217.6564 | 11.4898 | 229.1462 | 56.7756 | 51.201 | 51.201 | 51.201 | 5.5746 | 56.7756 | 249.796 | 186.6794 | 186.6794 | 227.8479 | 21.9481 | 186.6794 | 41.1685 | 41.1685 | 249.796 | 82.0935 | 67.2453 | 67.2453 | 67.2453 | 14.8482 | 82.0935 | 2305.0367 | 2305.0367 | 939.0876 | 939.0876 | 305.3867 | 305.3867 | 680.7866 | 680.7866 | 379.7758 | 379.7758 | 412726814.4311 | 561445271.6585 | 410662967.5967 | 367164946.3137 | 1752 | 11.7481 | 3751913.8776 | 221521.3571 | 278.5003 | 793.1834 | 40 | 1216 | 1844.7693 | 304 | 76 | 0.6339
2545 | 618.065 | 152 | 400 | 1600 | 7 | 80.66% | 100 | 148.6734 | 147.6183 | 147.6183 | 1 | 148.6734 | 100 | 240.5161 | 228.4542 | 228.4542 | 228.4542 | 12.0619 | 240.5161 | 56.7669 | 51.1923 | 51.1923 | 51.1923 | 5.5746 | 56.7669 | 266.2301 | 202.3754 | 202.3754 | 243.4532 | 22.7769 | 202.3754 | 41.0778 | 41.0778 | 266.2301 | 79.2641 | 64.9145 | 64.9145 | 64.9145 | 14.3497 | 79.2641 | 2390.0032 | 2390.0032 | 1024.2856 | 1024.2856 | 305.335 | 305.335 | 680.6712 | 680.6712 | 379.7114 | 379.7114 | 428140230.8951 | 561445271.6585 | 423588336.3156 | 338826161.1307 | 1752 | 14.7002 | 3473133.2876 | 205061.5298 | 257.8067 | 865.2909 | 40 | 1216 | 1844.7693 | 304 | 76 | 0.65379
2546 | 669.5704 | 152 | 400 | 1600 | 7 | 82.12% | 100 | 152.6872 | 151.493 | 151.493 | 1 | 152.6872 | 100 | 252.1122 | 239.4669 | 239.4669 | 239.4669 | 12.6453 | 252.1122 | 56.7588 | 51.1842 | 51.1842 | 51.1842 | 5.5746 | 56.7588 | 282.7218 | 217.9829 | 217.9829 | 259.1109 | 23.611 | 217.9829 | 41.1279 | 41.1279 | 282.7218 | 77.0078 | 63.0396 | 63.0396 | 63.0396 | 13.9682 | 77.0078 | 2474.9709 | 2474.9709 | 1109.4681 | 1109.4681 | 305.287 | 305.287 | 680.5642 | 680.5642 | 379.6517 | 379.6517 | 442187337.5794 | 561445271.6585 | 435127423.322 | 313239989.8667 | 1752 | 17.5912 | 3206738.9716 | 189333.0156 | 238.0326 | 937.3985 | 40 | 1216 | 1844.7693 | 304 | 76 | 0.67147
2547 | 721.0758 | 152 | 400 | 1600 | 7 | 83.42% | 100 | 156.7609 | 155.3799 | 155.3799 | 1 | 156.7609 | 100 | 263.7102 | 250.4813 | 250.4813 | 250.4813 | 13.2289 | 263.7102 | 56.7514 | 51.1768 | 51.1768 | 51.1768 | 5.5746 | 56.7514 | 299.3381 | 233.8445 | 233.8445 | 274.8774 | 24.4606 | 233.8445 | 41.0329 | 41.0329 | 299.3381 | 75.1552 | 61.4918 | 61.4918 | 61.4918 | 13.6633 | 75.1552 | 2559.9398 | 2559.9398 | 1194.6369 | 1194.6369 | 305.2423 | 305.2423 | 680.4645 | 680.4645 | 379.5961 | 379.5961 | 454774933.9757 | 561445271.6585 | 445229857.628 | 290549936.7377 | 1752 | 20.3986 | 2959666.7829 | 174745.323 | 219.6927 | 1009.5061 | 40 | 1216 | 1844.7693 | 304 | 76 | 0.68693
2548 | 772.5812 | 152 | 400 | 1600 | 7 | 84.53% | 100 | 160.8889 | 159.4461 | 159.4461 | 1 | 160.8889 | 100 | 275.4484 | 261.6289 | 261.6289 | 261.6289 | 13.8195 | 275.4484 | 56.7444 | 51.1698 | 51.1698 | 51.1698 | 5.5746 | 56.7444 | 316.4492 | 250.2608 | 250.2608 | 291.1167 | 25.3325 | 250.2608 | 40.8559 | 40.8559 | 316.4492 | 73.528 | 60.1299 | 60.1299 | 60.1299 | 13.3981 | 73.528 | 2644.9097 | 2644.9097 | 1279.7933 | 1279.7933 | 305.2006 | 305.2006 | 680.3716 | 680.3716 | 379.5443 | 379.5443 | 466106612.8562 | 561445271.6585 | 453433367.7519 | 271014747.7333 | 1752 | 23.1431 | 2755883.1678 | 162713.4842 | 204.5661 | 1081.6137 | 40 | 1216 | 1844.7693 | 304 | 76 | 0.69946
2549 | 824.0866 | 152 | 400 | 1600 | 7 | 85.5% | 100 | 165.1333 | 163.6312 | 163.6312 | 1 | 165.1333 | 100 | 287.1531 | 272.7446 | 272.7446 | 272.7446 | 14.4085 | 287.1531 | 56.7378 | 51.1632 | 51.1632 | 51.1632 | 5.5746 | 56.7378 | 333.3312 | 266.3299 | 266.3299 | 307.136 | 26.1952 | 266.3299 | 40.8061 | 40.8061 | 333.3312 | 72.2974 | 59.0978 | 59.0978 | 59.0978 | 13.1996 | 72.2974 | 2729.8805 | 2729.8805 | 1364.9385 | 1364.9385 | 305.1616 | 305.1616 | 680.2847 | 680.2847 | 379.4958 | 379.4958 | 476823999.4464 | 561445271.6585 | 459723841.4076 | 254006905.8548 | 1752 | 25.8025 | 2582895.8872 | 152499.9296 | 191.7254 | 1153.7213 | 40 | 1216 | 1844.7693 | 304 | 76 | 0.70905
2550 | 875.592 | 152 | 400 | 1600 | 7 | 86.36% | 100 | 169.4619 | 167.837 | 167.837 | 1 | 169.4619 | 100 | 298.9824 | 283.9786 | 283.9786 | 283.9786 | 15.0037 | 298.9824 | 56.7317 | 51.1571 | 51.1571 | 51.1571 | 5.5746 | 56.7317 | 350.4781 | 282.5064 | 282.5064 | 323.4114 | 27.0667 | 282.5064 | 40.905 | 40.905 | 350.4781 | 71.252 | 58.2213 | 58.2213 | 58.2213 | 13.0308 | 71.252 | 2814.8522 | 2814.8522 | 1450.0735 | 1450.0735 | 305.1251 | 305.1251 | 680.2032 | 680.2032 | 379.4503 | 379.4503 | 485866559.3379 | 561445271.6585 | 465732619.2603 | 238955549.7433 | 1752 | 28.344 | 2440339.0814 | 144083.0581 | 181.1436 | 1225.8288 | 40 | 1216 | 1844.7693 | 304 | 76 | 0.71822
2551 | 927.0974 | 152 | 400 | 1600 | 7 | 87.15% | 100 | 173.835 | 172.0783 | 172.0783 | 1 | 173.835 | 100 | 310.9922 | 295.3841 | 295.3841 | 295.3841 | 15.6081 | 310.9922 | 56.726 | 51.1514 | 51.1514 | 51.1514 | 5.5746 | 56.726 | 367.5673 | 298.678 | 298.678 | 339.6352 | 27.9321 | 298.678 | 40.9572 | 40.9572 | 367.5673 | 70.3449 | 57.4603 | 57.4603 | 57.4603 | 12.8846 | 70.3449 | 2899.8245 | 2899.8245 | 1535.1993 | 1535.1993 | 305.0907 | 305.0907 | 680.1268 | 680.1268 | 379.4077 | 379.4077 | 494332729.9898 | 561445271.6585 | 471059237.2456 | 225162761.1061 | 1752 | 30.7528 | 2297315.5971 | 135638.6328 | 170.5271 | 1297.9364 | 40 | 1216 | 1844.7693 | 304 | 76 | 0.72622
2552 | 978.6028 | 152 | 400 | 1600 | 7 | 87.8% | 100 | 178.242 | 176.4358 | 176.4358 | 1 | 178.242 | 100 | 323.2241 | 307.0005 | 307.0005 | 307.0005 | 16.2236 | 323.2241 | 56.7205 | 51.1459 | 51.1459 | 51.1459 | 5.5746 | 56.7205 | 383.857 | 314.2609 | 314.2609 | 355.0944 | 28.7626 | 314.2609 | 40.8335 | 40.8335 | 383.857 | 69.5953 | 56.8301 | 56.8301 | 56.8301 | 12.7651 | 69.5953 | 2984.7976 | 2984.7976 | 1620.3168 | 1620.3168 | 305.0585 | 305.0585 | 680.0548 | 680.0548 | 379.3675 | 379.3675 | 501594115.8195 | 561445271.6585 | 475144160.5766 | 213816412.2838 | 1752 | 33.0719 | 2166075.5172 | 127889.926 | 160.7853 | 1370.044 | 40 | 1216 | 1844.7693 | 304 | 76 | 0.73252
2553 | 1030.1083 | 152 | 400 | 1600 | 7 | 88.41% | 100 | 182.6931 | 180.723 | 180.723 | 1 | 182.6931 | 100 | 335.6086 | 318.7617 | 318.7617 | 318.7617 | 16.8468 | 335.6086 | 56.7154 | 51.1408 | 51.1408 | 51.1408 | 5.5746 | 56.7154 | 399.8072 | 329.5268 | 329.5268 | 370.2276 | 29.5796 | 329.5268 | 40.7008 | 40.7008 | 399.8072 | 68.951 | 56.2883 | 56.2883 | 56.2883 | 12.6627 | 68.951 | 3069.7713 | 3069.7713 | 1705.4265 | 1705.4265 | 305.0281 | 305.0281 | 679.987 | 679.987 | 379.3297 | 379.3297 | 508152570.2184 | 561445271.6585 | 479318615.5244 | 203083542.5987 | 1752 | 35.2564 | 2058146.714 | 121517.5689 | 152.7739 | 1442.1516 | 40 | 1216 | 1844.7693 | 304 | 76 | 0.73895
2554 | 20.6022 | 201.4 | 400 | 1600 | 7 | 51.88% | 100 | 116.8318 | 116.7883 | 116.7883 | 1 | 116.8318 | 100 | 131.4259 | 124.8523 | 124.8523 | 124.8523 | 6.5736 | 131.4259 | 56.9097 | 51.3351 | 51.3351 | 51.3351 | 5.5746 | 56.9097 | 149.5474 | 85.2034 | 85.2034 | 131.4282 | 18.1192 | 85.2034 | 46.2249 | 46.2249 | 149.5474 | 236.2356 | 193.4933 | 193.4933 | 193.4933 | 42.7423 | 236.2356 | 1503.2764 | 1503.2764 | 34.2381 | 34.2381 | 405.6975 | 405.6975 | 682.5701 | 682.5701 | 380.7707 | 380.7707 | 26638255.4359 | 743914984.9475 | 138465371.1049 | 842981388.5117 | 1752 | 6.1777e-05 | 9726896.588 | 574297.6526 | 722.0164 | 28.843 | 53 | 1216 | 1844.7693 | 304 | 76 | 0.21436
2555 | 51.5054 | 201.4 | 400 | 1600 | 7 | 53.96% | 100 | 118.1354 | 118.0982 | 118.0982 | 1 | 118.1354 | 100 | 137.8015 | 130.9074 | 130.9074 | 130.9074 | 6.8941 | 137.8015 | 56.8967 | 51.3221 | 51.3221 | 51.3221 | 5.5746 | 56.8967 | 152.5778 | 88.8725 | 88.8725 | 134.5005 | 18.0773 | 88.8725 | 45.6279 | 45.6279 | 152.5778 | 237.3993 | 194.4386 | 194.4386 | 194.4386 | 42.9607 | 237.3993 | 1554.2407 | 1554.2407 | 85.5736 | 85.5736 | 405.595 | 405.595 | 682.3976 | 682.3976 | 380.6745 | 380.6745 | 63435840.3281 | 743914984.9475 | 138026628.8346 | 806622545.8898 | 1752 | 0.0029641 | 9177990.7982 | 541889.0314 | 681.2718 | 72.1076 | 53 | 1216 | 1844.7693 | 304 | 76 | 0.21374
2556 | 154.5162 | 201.4 | 400 | 1600 | 7 | 62.02% | 100 | 122.5524 | 122.5527 | 122.5527 | 1 | 122.5524 | 100 | 159.4052 | 151.4247 | 151.4247 | 151.4247 | 7.9805 | 159.4052 | 56.8594 | 51.2848 | 51.2848 | 51.2848 | 5.5746 | 56.8594 | 169.3198 | 106.7033 | 106.7033 | 150.7985 | 18.5213 | 106.7033 | 44.0952 | 44.0952 | 169.3198 | 188.0964 | 154.3079 | 154.3079 | 154.3079 | 33.7885 | 188.0964 | 1724.1337 | 1724.1337 | 256.5342 | 256.5342 | 405.3001 | 405.3001 | 681.9016 | 681.9016 | 380.3977 | 380.3977 | 164110702.0535 | 743914984.9475 | 178521628.8088 | 665452688.236 | 1752 | 0.12212 | 7314996.2 | 431893.6783 | 542.9838 | 216.3227 | 53 | 1216 | 1844.7693 | 304 | 76 | 0.27678
2557 | 206.0217 | 201.4 | 400 | 1600 | 7 | 66.24% | 100 | 124.8662 | 124.7733 | 124.7733 | 1 | 124.8662 | 100 | 168.6441 | 160.1986 | 160.1986 | 160.1986 | 8.4455 | 168.6441 | 56.8436 | 51.269 | 51.269 | 51.269 | 5.5746 | 56.8436 | 182.1883 | 119.356 | 119.356 | 163.1281 | 19.0602 | 119.356 | 43.7721 | 43.7721 | 182.1883 | 160.5409 | 131.6764 | 131.6764 | 131.6764 | 28.8645 | 160.5409 | 1809.0858 | 1809.0858 | 341.9399 | 341.9399 | 405.1748 | 405.1748 | 681.6908 | 681.6908 | 380.2802 | 380.2802 | 206462959.2025 | 743914984.9475 | 210137006.9221 | 591485048.9278 | 1752 | 0.52216 | 6451270.6382 | 380897.3962 | 478.8705 | 288.4303 | 53 | 1216 | 1844.7693 | 304 | 76 | 0.32555
2558 | 257.5271 | 201.4 | 400 | 1600 | 7 | 70.25% | 100 | 127.3721 | 127.12 | 127.12 | 1 | 127.3721 | 100 | 176.9117 | 168.0499 | 168.0499 | 168.0499 | 8.8619 | 176.9117 | 56.8292 | 51.2546 | 51.2546 | 51.2546 | 5.5746 | 56.8292 | 197.8602 | 134.5925 | 134.5925 | 178.0598 | 19.8004 | 134.5925 | 43.4673 | 43.4673 | 197.8602 | 140.3396 | 115.1178 | 115.1178 | 115.1178 | 25.2217 | 140.3396 | 1894.0409 | 1894.0409 | 427.3054 | 427.3054 | 405.0615 | 405.0615 | 681.5001 | 681.5001 | 380.1738 | 380.1738 | 245626335.2339 | 743914984.9475 | 241241534.0184 | 521217145.8002 | 1752 | 1.3965 | 5655275.4161 | 333900.0643 | 419.7846 | 360.5379 | 53 | 1216 | 1844.7693 | 304 | 76 | 0.37333
2559 | 309.0325 | 201.4 | 400 | 1600 | 7 | 73.94% | 100 | 130.1118 | 129.6736 | 129.6736 | 1 | 130.1118 | 100 | 186.2858 | 176.9521 | 176.9521 | 176.9521 | 9.3337 | 186.2858 | 56.8162 | 51.2416 | 51.2416 | 51.2416 | 5.5746 | 56.8162 | 216.9364 | 152.8136 | 152.8136 | 196.2156 | 20.7207 | 152.8136 | 43.402 | 43.402 | 216.9364 | 124.3507 | 102.0011 | 102.0011 | 102.0011 | 22.3497 | 124.3507 | 1978.9986 | 1978.9986 | 512.6361 | 512.6361 | 404.9585 | 404.9585 | 681.3269 | 681.3269 | 380.0772 | 380.0772 | 279162487.7821 | 743914984.9475 | 272310210.2235 | 456612317.0469 | 1752 | 2.6916 | 4940870.7635 | 291720.0214 | 366.7552 | 432.6455 | 53 | 1216 | 1844.7693 | 304 | 76 | 0.4211
2560 | 360.5379 | 201.4 | 400 | 1600 | 7 | 77.15% | 100 | 133.0943 | 132.4402 | 132.4402 | 1 | 133.0943 | 100 | 195.7558 | 185.9455 | 185.9455 | 185.9455 | 9.8103 | 195.7558 | 56.8043 | 51.2297 | 51.2297 | 51.2297 | 5.5746 | 56.8043 | 238.3361 | 173.2074 | 173.2074 | 216.5423 | 21.7938 | 173.2074 | 43.3349 | 43.3349 | 238.3361 | 113.2945 | 92.8885 | 92.8885 | 92.8885 | 20.406 | 113.2945 | 2063.9587 | 2063.9587 | 597.9366 | 597.9366 | 404.8645 | 404.8645 | 681.1687 | 681.1687 | 379.9889 | 379.9889 | 309276394.9866 | 743914984.9475 | 298431375.2105 | 400377244.8553 | 1752 | 4.5317 | 4314819.9578 | 254756.5866 | 320.2842 | 504.753 | 53 | 1216 | 1844.7693 | 304 | 76 | 0.46134
2561 | 412.0433 | 201.4 | 400 | 1600 | 7 | 79.66% | 100 | 136.3995 | 135.6507 | 135.6507 | 1 | 136.3995 | 100 | 206.9706 | 196.5961 | 196.5961 | 196.5961 | 10.3744 | 206.9706 | 56.7934 | 51.2188 | 51.2188 | 51.2188 | 5.5746 | 56.7934 | 260.5015 | 194.3569 | 194.3569 | 237.5932 | 22.9083 | 194.3569 | 43.2363 | 43.2363 | 260.5015 | 105.553 | 86.4991 | 86.4991 | 86.4991 | 19.054 | 105.553 | 2148.9207 | 2148.9207 | 683.2106 | 683.2106 | 404.7783 | 404.7783 | 681.0237 | 681.0237 | 379.908 | 379.908 | 333194744.6326 | 743914984.9475 | 318562739.0969 | 356327439.6125 | 1751.9999 | 7.0381 | 3834496.1216 | 226397.1968 | 284.6303 | 576.8606 | 53 | 1216 | 1844.7693 | 304 | 76 | 0.49234
2562 | 463.5487 | 201.4 | 400 | 1600 | 7 | 81.78% | 100 | 139.9524 | 139.0478 | 139.0478 | 1 | 139.9524 | 100 | 219.4931 | 208.4889 | 208.4889 | 208.4889 | 11.0042 | 219.4931 | 56.7834 | 51.2088 | 51.2088 | 51.2088 | 5.5746 | 56.7834 | 283.213 | 216.0899 | 216.0899 | 259.1671 | 24.0459 | 216.0899 | 43.0772 | 43.0772 | 283.213 | 99.7921 | 81.7398 | 81.7398 | 81.7398 | 18.0523 | 99.7921 | 2233.8845 | 2233.8845 | 768.4614 | 768.4614 | 404.6991 | 404.6991 | 680.8903 | 680.8903 | 379.8336 | 379.8336 | 352581492.5683 | 743914984.9475 | 336202487.9628 | 319301034.5214 | 1752 | 9.7527 | 3419590.9923 | 201900.2733 | 253.8323 | 648.9682 | 53 | 1216 | 1844.7693 | 304 | 76 | 0.51942
2563 | 515.0541 | 201.4 | 400 | 1600 | 7 | 83.42% | 100 | 143.7305 | 142.7988 | 142.7988 | 1 | 143.7305 | 100 | 232.9188 | 221.2395 | 221.2395 | 221.2395 | 11.6793 | 232.9188 | 56.7741 | 51.1995 | 51.1995 | 51.1995 | 5.5746 | 56.7741 | 305.5506 | 237.519 | 237.519 | 280.3899 | 25.1608 | 237.519 | 42.8709 | 42.8709 | 305.5506 | 95.6026 | 78.2712 | 78.2712 | 78.2712 | 17.3314 | 95.6026 | 2318.8498 | 2318.8498 | 853.6917 | 853.6917 | 404.6259 | 404.6259 | 680.7672 | 680.7672 | 379.765 | 379.765 | 368501935.1598 | 743914984.9475 | 349170210.8521 | 290412869.0405 | 1752 | 12.743 | 3095844.4507 | 182785.556 | 229.801 | 721.0758 | 53 | 1216 | 1844.7693 | 304 | 76 | 0.53929
2564 | 566.5595 | 201.4 | 400 | 1600 | 7 | 84.84% | 100 | 147.6968 | 146.6555 | 146.6555 | 1 | 147.6968 | 100 | 246.3508 | 233.996 | 233.996 | 233.996 | 12.3548 | 246.3508 | 56.7656 | 51.191 | 51.191 | 51.191 | 5.5746 | 56.7656 | 327.7692 | 258.726 | 258.726 | 301.4891 | 26.2801 | 258.726 | 42.7631 | 42.7631 | 327.7692 | 92.6126 | 75.7859 | 75.7859 | 75.7859 | 16.8268 | 92.6126 | 2403.8165 | 2403.8165 | 938.9037 | 938.9037 | 404.5582 | 404.5582 | 680.6533 | 680.6533 | 379.7014 | 379.7014 | 383009098.8592 | 743914984.9475 | 359434799.2171 | 265641116.9762 | 1752 | 15.754 | 2835396.1483 | 167408.1077 | 210.4682 | 793.1834 | 53 | 1216 | 1844.7693 | 304 | 76 | 0.555
2565 | 618.065 | 201.4 | 400 | 1600 | 7 | 86.1% | 100 | 151.7787 | 150.584 | 150.584 | 1 | 151.7787 | 100 | 259.7537 | 246.7249 | 246.7249 | 246.7249 | 13.0289 | 259.7537 | 56.7576 | 51.183 | 51.183 | 51.183 | 5.5746 | 56.7576 | 351.5196 | 281.2097 | 281.2097 | 324.0454 | 27.4742 | 281.2097 | 42.8357 | 42.8357 | 351.5196 | 90.0901 | 73.6882 | 73.6882 | 73.6882 | 16.4019 | 90.0901 | 2488.7845 | 2488.7845 | 1024.0993 | 1024.0993 | 404.4953 | 404.4953 | 680.5475 | 680.5475 | 379.6424 | 379.6424 | 395685630.6406 | 743914984.9475 | 368936388.1901 | 243462996.2218 | 1752 | 18.6736 | 2593170.5329 | 153106.5676 | 192.4881 | 865.2909 | 53 | 1216 | 1844.7693 | 304 | 76 | 0.56954
2566 | 669.5704 | 201.4 | 400 | 1600 | 7 | 87.18% | 100 | 155.9187 | 154.6551 | 154.6551 | 1 | 155.9187 | 100 | 273.361 | 259.6477 | 259.6477 | 259.6477 | 13.7133 | 273.361 | 56.7502 | 51.1756 | 51.1756 | 51.1756 | 5.5746 | 56.7502 | 375.6032 | 304.2301 | 304.2301 | 346.9099 | 28.6934 | 304.2301 | 42.6798 | 42.6798 | 375.6032 | 87.9976 | 71.9441 | 71.9441 | 71.9441 | 16.0534 | 87.9976 | 2573.7535 | 2573.7535 | 1109.2804 | 1109.2804 | 404.4368 | 404.4368 | 680.449 | 680.449 | 379.5874 | 379.5874 | 407007128.4277 | 743914984.9475 | 376516159.0475 | 224561727.5774 | 1752 | 21.5318 | 2387272.6649 | 140949.8986 | 177.2045 | 937.3985 | 53 | 1216 | 1844.7693 | 304 | 76 | 0.58111
2567 | 721.0758 | 201.4 | 400 | 1600 | 7 | 88.14% | 100 | 160.1542 | 158.7267 | 158.7267 | 1 | 160.1542 | 100 | 287.1321 | 272.7261 | 272.7261 | 272.7261 | 14.406 | 287.1321 | 56.7433 | 51.1687 | 51.1687 | 51.1687 | 5.5746 | 56.7433 | 399.809 | 327.3185 | 327.3185 | 369.8849 | 29.924 | 327.3185 | 42.5665 | 42.5665 | 399.809 | 86.3083 | 70.5326 | 70.5326 | 70.5326 | 15.7757 | 86.3083 | 2658.7236 | 2658.7236 | 1194.4483 | 1194.4483 | 404.3821 | 404.3821 | 680.3571 | 680.3571 | 379.5362 | 379.5362 | 416994180.0405 | 743914984.9475 | 383344521.264 | 207746313.748 | 1752 | 24.2735 | 2202084.13 | 130015.9547 | 163.4582 | 1009.5061 | 53 | 1216 | 1844.7693 | 304 | 76 | 0.59153
2568 | 772.5812 | 201.4 | 400 | 1600 | 7 | 89.01% | 100 | 164.46 | 162.838 | 162.838 | 1 | 164.46 | 100 | 300.8606 | 285.764 | 285.764 | 285.764 | 15.0966 | 300.8606 | 56.7368 | 51.1622 | 51.1622 | 51.1622 | 5.5746 | 56.7368 | 424.9822 | 351.2091 | 351.2091 | 393.7832 | 31.1989 | 351.2091 | 42.5741 | 42.5741 | 424.9822 | 84.8654 | 69.3231 | 69.3231 | 69.3231 | 15.5422 | 84.8654 | 2743.6945 | 2743.6945 | 1279.6043 | 1279.6043 | 404.331 | 404.331 | 680.2711 | 680.2711 | 379.4882 | 379.4882 | 426103037.8777 | 743914984.9475 | 389409583.9495 | 192572393.2252 | 1752 | 26.8871 | 2043399.047 | 120646.8338 | 151.6792 | 1081.6137 | 53 | 1216 | 1844.7693 | 304 | 76 | 0.60077
2569 | 824.0866 | 201.4 | 400 | 1600 | 7 | 89.74% | 100 | 168.8259 | 167.1294 | 167.1294 | 1 | 168.8259 | 100 | 314.6556 | 298.8651 | 298.8651 | 298.8651 | 15.7905 | 314.6556 | 56.7307 | 51.1561 | 51.1561 | 51.1561 | 5.5746 | 56.7307 | 450.4419 | 375.3902 | 375.3902 | 417.9605 | 32.4814 | 375.3902 | 42.5703 | 42.5703 | 450.4419 | 83.6812 | 68.3319 | 68.3319 | 68.3319 | 15.3492 | 83.6812 | 2828.6663 | 2828.6663 | 1364.7495 | 1364.7495 | 404.2831 | 404.2831 | 680.1905 | 680.1905 | 379.4432 | 379.4432 | 434234221.5612 | 743914984.9475 | 394024889.3245 | 179825904.1668 | 1752 | 29.4116 | 1906231.9689 | 112548.1838 | 141.4974 | 1153.7213 | 53 | 1216 | 1844.7693 | 304 | 76 | 0.60765
2570 | 875.592 | 201.4 | 400 | 1600 | 7 | 90.35% | 100 | 173.2367 | 171.5025 | 171.5025 | 1 | 173.2367 | 100 | 328.697 | 312.2 | 312.2 | 312.2 | 16.4969 | 328.697 | 56.725 | 51.1505 | 51.1505 | 51.1505 | 5.5746 | 56.725 | 475.2675 | 399.1092 | 399.1092 | 441.524 | 33.7434 | 399.1092 | 42.4149 | 42.4149 | 475.2675 | 82.7029 | 67.5122 | 67.5122 | 67.5122 | 15.1907 | 82.7029 | 2913.6388 | 2913.6388 | 1449.8849 | 1449.8849 | 404.2381 | 404.2381 | 680.1148 | 680.1148 | 379.401 | 379.401 | 441187342.7648 | 743914984.9475 | 397822750.4687 | 169074921.819 | 1752 | 31.8246 | 1782272.6717 | 105229.3506 | 132.2961 | 1225.8288 | 53 | 1216 | 1844.7693 | 304 | 76 | 0.61351
2571 | 927.0974 | 201.4 | 400 | 1600 | 7 | 90.91% | 100 | 177.6859 | 175.858 | 175.858 | 1 | 177.6859 | 100 | 342.7975 | 325.5912 | 325.5912 | 325.5912 | 17.2063 | 342.7975 | 56.7197 | 51.1451 | 51.1451 | 51.1451 | 5.5746 | 56.7197 | 499.7007 | 422.5181 | 422.5181 | 464.719 | 34.9817 | 422.5181 | 42.201 | 42.201 | 499.7007 | 81.8899 | 66.827 | 66.827 | 66.827 | 15.0629 | 81.8899 | 2998.612 | 2998.612 | 1535.0114 | 1535.0114 | 404.1958 | 404.1958 | 680.0435 | 680.0435 | 379.3612 | 379.3612 | 447728569.574 | 743914984.9475 | 401095675.5957 | 159260769.8828 | 1752 | 34.0994 | 1674042.2608 | 98839.186 | 124.2622 | 1297.9364 | 53 | 1216 | 1844.7693 | 304 | 76 | 0.61855
2572 | 978.6028 | 201.4 | 400 | 1600 | 7 | 91.4% | 100 | 182.2 | 180.2916 | 180.2916 | 1 | 182.2 | 100 | 356.9671 | 339.0479 | 339.0479 | 339.0479 | 17.9192 | 356.9671 | 56.7146 | 51.14 | 51.14 | 51.14 | 5.5746 | 56.7146 | 523.5719 | 445.1914 | 445.1914 | 487.3803 | 36.1916 | 445.1914 | 42.1889 | 42.1889 | 523.5719 | 81.2425 | 66.279 | 66.279 | 66.279 | 14.9635 | 81.2425 | 3083.5857 | 3083.5857 | 1620.1298 | 1620.1298 | 404.1558 | 404.1558 | 679.9763 | 679.9763 | 379.3238 | 379.3238 | 453750342.1905 | 743914984.9475 | 403608879.1777 | 150725829.4757 | 1752 | 36.2718 | 1587239.2034 | 93714.14 | 117.819 | 1370.044 | 53 | 1216 | 1844.7693 | 304 | 76 | 0.62242
2573 | 1030.1083 | 201.4 | 400 | 1600 | 7 | 91.85% | 100 | 186.7398 | 184.6963 | 184.6963 | 1 | 186.7398 | 100 | 371.052 | 352.4241 | 352.4241 | 352.4241 | 18.6279 | 371.052 | 56.7099 | 51.1353 | 51.1353 | 51.1353 | 5.5746 | 56.7099 | 547.9571 | 468.3363 | 468.3363 | 510.522 | 37.4351 | 468.3363 | 42.1857 | 42.1857 | 547.9571 | 80.6815 | 65.804 | 65.804 | 65.804 | 14.8775 | 80.6815 | 3168.5601 | 3168.5601 | 1705.2407 | 1705.2407 | 404.1181 | 404.1181 | 679.9129 | 679.9129 | 379.2884 | 379.2884 | 459285231.0931 | 743914984.9475 | 406049028.6904 | 142750755.269 | 1752 | 38.3171 | 1499172.8239 | 88514.5047 | 111.2819 | 1442.1516 | 53 | 1216 | 1844.7693 | 304 | 76 | 0.62618
2574 | 20.6022 | 250.8 | 400 | 1600 | 7 | 62.78% | 100 | 117.8004 | 117.775 | 117.775 | 1 | 117.8004 | 100 | 130.0173 | 123.5113 | 123.5113 | 123.5113 | 6.5061 | 130.0173 | 58.524 | 52.7888 | 52.7888 | 52.7888 | 5.7352 | 58.524 | 179.5923 | 110.0143 | 110.0143 | 159.3138 | 20.2785 | 110.0143 | 49.2996 | 49.2996 | 179.5923 | 191.4491 | 157.029 | 157.029 | 157.029 | 34.4202 | 191.4491 | 1602.0276 | 1602.0276 | 34.2219 | 34.2219 | 504.9688 | 504.9688 | 682.2467 | 682.2467 | 380.5903 | 380.5903 | 26915122.2405 | 900448767.3067 | 172578781.7946 | 652057326.0978 | 1752 | 0.066045 | 8032046.4702 | 474229.9244 | 596.2096 | 28.843 | 66 | 1216 | 1844.7693 | 304 | 76 | 0.26798
2575 | 51.5054 | 250.8 | 400 | 1600 | 7 | 64.75% | 100 | 119.0682 | 119.0107 | 119.0107 | 1 | 119.0682 | 100 | 134.8295 | 128.0812 | 128.0812 | 128.0812 | 6.7483 | 134.8295 | 58.5116 | 52.7765 | 52.7765 | 52.7765 | 5.7351 | 58.5116 | 184.694 | 115.8866 | 115.8866 | 164.3675 | 20.3265 | 115.8866 | 48.4809 | 48.4809 | 184.694 | 195.2128 | 160.0637 | 160.0637 | 160.0637 | 35.1491 | 195.2128 | 1652.9952 | 1652.9952 | 85.5358 | 85.5358 | 504.8572 | 504.8572 | 682.0959 | 682.0959 | 380.5062 | 380.5062 | 64798930.521 | 900486970.5462 | 169185486.204 | 617528628.8789 | 1752 | 0.20072 | 7477175.9267 | 441469.1308 | 555.0222 | 72.1076 | 66 | 1216 | 1844.7693 | 304 | 76 | 0.26276
2576 | 154.5162 | 250.8 | 400 | 1600 | 7 | 71.72% | 100 | 123.6755 | 123.5059 | 123.5059 | 1 | 123.6755 | 100 | 158.1319 | 150.2125 | 150.2125 | 150.2125 | 7.9194 | 158.1319 | 58.4802 | 52.7448 | 52.7448 | 52.7448 | 5.7353 | 58.4802 | 210.763 | 143.0366 | 143.0366 | 189.5697 | 21.1933 | 143.0366 | 46.5331 | 46.5331 | 210.763 | 173.788 | 142.37 | 142.37 | 142.37 | 31.418 | 173.788 | 1822.8969 | 1822.8969 | 256.4428 | 256.4428 | 504.5335 | 504.5335 | 681.6585 | 681.6585 | 380.2622 | 380.2622 | 165051636.5761 | 900453140.8814 | 191048018.1556 | 495447204.3869 | 1752 | 1.4226 | 5742051.8778 | 339023.54 | 426.226 | 216.3227 | 66 | 1216 | 1844.7693 | 304 | 76 | 0.29626
2577 | 206.0217 | 250.8 | 400 | 1600 | 7 | 75.09% | 100 | 126.3713 | 126.067 | 126.067 | 1 | 126.3713 | 100 | 170.7019 | 162.1508 | 162.1508 | 162.1508 | 8.5511 | 170.7019 | 58.4633 | 52.7282 | 52.7282 | 52.7282 | 5.7351 | 58.4633 | 229.4898 | 161.2711 | 161.2711 | 207.486 | 22.0038 | 161.2711 | 46.215 | 46.215 | 229.4898 | 157.5302 | 128.9854 | 128.9854 | 128.9854 | 28.5448 | 157.5302 | 1907.8525 | 1907.8525 | 341.8296 | 341.8296 | 504.3946 | 504.3946 | 681.4709 | 681.4709 | 380.1575 | 380.1575 | 203216953.7705 | 900443602.7027 | 211929249.8755 | 436410193.6514 | 1752 | 2.6032 | 5025492.6865 | 296716.2884 | 373.0366 | 288.4303 | 66 | 1216 | 1844.7693 | 304 | 76 | 0.3284
2578 | 257.5271 | 250.8 | 400 | 1600 | 7 | 78.2% | 100 | 129.2184 | 128.7751 | 128.7751 | 1 | 129.2184 | 100 | 183.2061 | 174.0264 | 174.0264 | 174.0264 | 9.1797 | 183.2061 | 58.4485 | 52.7136 | 52.7136 | 52.7136 | 5.735 | 58.4485 | 252.3305 | 183.3677 | 183.3677 | 229.2387 | 23.0917 | 183.3677 | 45.871 | 45.871 | 252.3305 | 142.7846 | 116.8574 | 116.8574 | 116.8574 | 25.9272 | 142.7846 | 1992.8107 | 1992.8107 | 427.18 | 427.18 | 504.2682 | 504.2682 | 681.3002 | 681.3002 | 380.0623 | 380.0623 | 236508372.7996 | 900480657.6025 | 233085423.8164 | 381925545.7814 | 1752 | 4.2648 | 4364320.9924 | 257679.238 | 323.9586 | 360.5379 | 66 | 1216 | 1844.7693 | 304 | 76 | 0.3609
2579 | 309.0325 | 250.8 | 400 | 1600 | 7 | 80.99% | 100 | 132.341 | 131.7226 | 131.7226 | 1 | 132.341 | 100 | 195.4694 | 185.6731 | 185.6731 | 185.6731 | 9.7963 | 195.4694 | 58.4387 | 52.7035 | 52.7035 | 52.7035 | 5.7352 | 58.4387 | 279.0128 | 209.0771 | 209.0771 | 254.6391 | 24.3738 | 209.0771 | 45.5619 | 45.5619 | 279.0128 | 131.7565 | 107.8539 | 107.8539 | 107.8539 | 23.9025 | 131.7565 | 2077.7711 | 2077.7711 | 512.4987 | 512.4987 | 504.1528 | 504.1528 | 681.1442 | 681.1442 | 379.9753 | 379.9753 | 265340362.4868 | 900473027.6209 | 253055495.8116 | 333131114.0808 | 1752 | 6.2532 | 3780371.7574 | 223201.5737 | 280.6127 | 432.6455 | 66 | 1216 | 1844.7693 | 304 | 76 | 0.39157
2580 | 360.5379 | 250.8 | 400 | 1600 | 7 | 83.32% | 100 | 135.701 | 134.8672 | 134.8672 | 1 | 135.701 | 100 | 208.8079 | 198.3411 | 198.3411 | 198.3411 | 10.4669 | 208.8079 | 58.426 | 52.691 | 52.691 | 52.691 | 5.735 | 58.426 | 308.046 | 236.8954 | 236.8954 | 282.2414 | 25.8046 | 236.8954 | 45.346 | 45.346 | 308.046 | 123.2689 | 100.8456 | 100.8456 | 100.8456 | 22.4233 | 123.2689 | 2162.7334 | 2162.7334 | 597.7896 | 597.7896 | 504.047 | 504.047 | 681.0013 | 681.0013 | 379.8955 | 379.8955 | 288935859.787 | 900474807.7256 | 270375765.0425 | 292213567.4448 | 1752 | 8.6647 | 3294518.009 | 194515.6856 | 244.5483 | 504.753 | 66 | 1216 | 1844.7693 | 304 | 76 | 0.41815
2581 | 412.0433 | 250.8 | 400 | 1600 | 7 | 85.18% | 100 | 139.307 | 138.3755 | 138.3755 | 1 | 139.307 | 100 | 223.4052 | 212.2046 | 212.2046 | 212.2046 | 11.2006 | 223.4052 | 58.4154 | 52.6804 | 52.6804 | 52.6804 | 5.735 | 58.4154 | 338.4147 | 266.0073 | 266.0073 | 311.0942 | 27.3205 | 266.0073 | 45.0868 | 45.0868 | 338.4147 | 116.8276 | 95.5181 | 95.5181 | 95.5181 | 21.3095 | 116.8276 | 2247.6974 | 2247.6974 | 683.0561 | 683.0561 | 503.9496 | 503.9496 | 680.8697 | 680.8697 | 379.8221 | 379.8221 | 307757422.1878 | 900487190.0334 | 284032395.456 | 259722992.3228 | 1752 | 11.4453 | 2913241.3905 | 172004.2643 | 216.2466 | 576.8606 | 66 | 1216 | 1844.7693 | 304 | 76 | 0.43909
2582 | 463.5487 | 250.8 | 400 | 1600 | 7 | 86.65% | 100 | 143.1579 | 142.1568 | 142.1568 | 1 | 143.1579 | 100 | 238.86 | 226.8825 | 226.8825 | 226.8825 | 11.9775 | 238.86 | 58.4047 | 52.6698 | 52.6698 | 52.6698 | 5.7348 | 58.4047 | 368.5069 | 294.8065 | 294.8065 | 339.6892 | 28.8177 | 294.8065 | 44.8827 | 44.8827 | 368.5069 | 112.2671 | 91.7353 | 91.7353 | 91.7353 | 20.5318 | 112.2671 | 2332.663 | 2332.663 | 768.3009 | 768.3009 | 503.8596 | 503.8596 | 680.7481 | 680.7481 | 379.7543 | 379.7543 | 323375622.3499 | 900502078.1123 | 294228301.5231 | 233893998.0147 | 1752 | 14.4226 | 2613476.9958 | 154305.5064 | 193.9954 | 648.9682 | 66 | 1216 | 1844.7693 | 304 | 76 | 0.45469
2583 | 515.0541 | 250.8 | 400 | 1600 | 7 | 87.86% | 100 | 147.2042 | 146.1349 | 146.1349 | 1 | 147.2042 | 100 | 254.4848 | 241.7218 | 241.7218 | 241.7218 | 12.763 | 254.4848 | 58.396 | 52.6612 | 52.6612 | 52.6612 | 5.7349 | 58.396 | 398.5901 | 323.4199 | 323.4199 | 368.2454 | 30.3447 | 323.4199 | 44.8255 | 44.8255 | 398.5901 | 109.0247 | 89.0391 | 89.0391 | 89.0391 | 19.9856 | 109.0247 | 2417.6299 | 2417.6299 | 853.5266 | 853.5266 | 503.7763 | 503.7763 | 680.6356 | 680.6356 | 379.6915 | 379.6915 | 336898399.074 | 900502078.1123 | 301856758.2218 | 212742764.5919 | 1752 | 17.4529 | 2377143.5058 | 140351.8504 | 176.4527 | 721.0758 | 66 | 1216 | 1844.7693 | 304 | 76 | 0.46634
2584 | 566.5595 | 250.8 | 400 | 1600 | 7 | 88.95% | 100 | 151.3281 | 150.108 | 150.108 | 1 | 151.3281 | 100 | 270.1529 | 256.6021 | 256.6021 | 256.6021 | 13.5508 | 270.1529 | 58.388 | 52.6531 | 52.6531 | 52.6531 | 5.7349 | 58.388 | 430.6349 | 353.9773 | 353.9773 | 398.6829 | 31.952 | 353.9773 | 44.7056 | 44.7056 | 430.6349 | 106.254 | 86.7384 | 86.7384 | 86.7384 | 19.5156 | 106.254 | 2502.5981 | 2502.5981 | 938.735 | 938.735 | 503.6989 | 503.6989 | 680.531 | 680.531 | 379.6332 | 379.6332 | 348520728.5085 | 900502872.1781 | 309335173.4358 | 193641225.8777 | 1752 | 20.3373 | 2157039.2252 | 127356.4032 | 160.1146 | 793.1834 | 66 | 1216 | 1844.7693 | 304 | 76 | 0.47776
2585 | 618.065 | 250.8 | 400 | 1600 | 7 | 89.88% | 100 | 155.5508 | 154.2331 | 154.2331 | 1 | 155.5508 | 100 | 285.9394 | 271.5948 | 271.5948 | 271.5948 | 14.3446 | 285.9394 | 58.3791 | 52.6444 | 52.6444 | 52.6444 | 5.7347 | 58.3791 | 463.7491 | 385.5138 | 385.5138 | 430.1354 | 33.6137 | 385.5138 | 44.6217 | 44.6217 | 463.7491 | 104.0266 | 84.8902 | 84.8902 | 84.8902 | 19.1364 | 104.0266 | 2587.5673 | 2587.5673 | 1023.928 | 1023.928 | 503.6268 | 503.6268 | 680.4336 | 680.4336 | 379.5789 | 379.5789 | 359027622.7956 | 900528800.118 | 315204420.7546 | 177239156.3318 | 1752 | 23.1536 | 1975634.762 | 116645.8794 | 146.6491 | 865.2909 | 66 | 1216 | 1844.7693 | 304 | 76 | 0.4867
2586 | 669.5704 | 250.8 | 400 | 1600 | 7 | 90.67% | 100 | 159.8725 | 158.4657 | 158.4657 | 1 | 159.8725 | 100 | 301.5952 | 286.4633 | 286.4633 | 286.4633 | 15.1319 | 301.5952 | 58.372 | 52.6373 | 52.6373 | 52.6373 | 5.7347 | 58.372 | 496.7063 | 416.7563 | 416.7563 | 461.4187 | 35.2876 | 416.7563 | 44.6624 | 44.6624 | 496.7063 | 102.3978 | 83.527 | 83.527 | 83.527 | 18.8707 | 102.3978 | 2672.5375 | 2672.5375 | 1109.1071 | 1109.1071 | 503.5596 | 503.5596 | 680.3427 | 680.3427 | 379.5281 | 379.5281 | 368569058.5097 | 900517488.0729 | 319440035.6217 | 163473375.9917 | 1752 | 25.8882 | 1824006.3215 | 107693.3983 | 135.3939 | 937.3985 | 66 | 1216 | 1844.7693 | 304 | 76 | 0.49312
2587 | 721.0758 | 250.8 | 400 | 1600 | 7 | 91.41% | 100 | 164.2105 | 162.588 | 162.588 | 1 | 164.2105 | 100 | 317.203 | 301.2861 | 301.2861 | 301.2861 | 15.9169 | 317.203 | 58.3651 | 52.6305 | 52.6305 | 52.6305 | 5.7347 | 58.3651 | 531.7462 | 450.1966 | 450.1966 | 494.6802 | 37.066 | 450.1966 | 44.4837 | 44.4837 | 531.7462 | 100.9001 | 82.2716 | 82.2716 | 82.2716 | 18.6285 | 100.9001 | 2757.5086 | 2757.5086 | 1194.2737 | 1194.2737 | 503.4966 | 503.4966 | 680.2576 | 680.2576 | 379.4807 | 379.4807 | 377077913.9289 | 900528800.118 | 323949344.2549 | 150443955.0637 | 1752 | 28.4292 | 1666266.3572 | 98380.0793 | 123.6851 | 1009.5061 | 66 | 1216 | 1844.7693 | 304 | 76 | 0.50001
2588 | 772.5812 | 250.8 | 400 | 1600 | 7 | 92.02% | 100 | 168.6124 | 166.9282 | 166.9282 | 1 | 168.6124 | 100 | 333.0318 | 316.3188 | 316.3188 | 316.3188 | 16.713 | 333.0318 | 58.3589 | 52.6242 | 52.6242 | 52.6242 | 5.7347 | 58.3589 | 566.838 | 483.6555 | 483.6555 | 528.0019 | 38.8361 | 483.6555 | 44.3463 | 44.3463 | 566.838 | 99.6572 | 81.2255 | 81.2255 | 81.2255 | 18.4317 | 99.6572 | 2842.4805 | 2842.4805 | 1279.4289 | 1279.4289 | 503.4375 | 503.4375 | 680.1778 | 680.1778 | 379.4362 | 379.4362 | 384471115.3426 | 900514657.4071 | 327191100.2703 | 139823126.98 | 1752 | 30.9076 | 1545757.9062 | 91264.9918 | 114.7398 | 1081.6137 | 66 | 1216 | 1844.7693 | 304 | 76 | 0.5048
2589 | 824.0866 | 250.8 | 400 | 1600 | 7 | 92.58% | 100 | 173.0601 | 171.2389 | 171.2389 | 1 | 173.0601 | 100 | 348.9799 | 331.4647 | 331.4647 | 331.4647 | 17.5152 | 348.9799 | 58.3531 | 52.6185 | 52.6185 | 52.6185 | 5.7347 | 58.3531 | 603.0748 | 518.1701 | 518.1701 | 562.3893 | 40.6855 | 518.1701 | 44.2192 | 44.2192 | 603.0748 | 98.5583 | 80.3015 | 80.3015 | 80.3015 | 18.2568 | 98.5583 | 2927.4531 | 2927.4531 | 1364.5737 | 1364.5737 | 503.3821 | 503.3821 | 680.1029 | 680.1029 | 379.3944 | 379.3944 | 391143830.5519 | 900524956.2972 | 330322807.4842 | 130008405.6667 | 1752 | 33.2349 | 1434014.8841 | 84667.4347 | 106.4453 | 1153.7213 | 66 | 1216 | 1844.7693 | 304 | 76 | 0.50963
2590 | 875.592 | 250.8 | 400 | 1600 | 7 | 93.07% | 100 | 177.5561 | 175.627 | 175.627 | 1 | 177.5561 | 100 | 364.9072 | 346.5908 | 346.5908 | 346.5908 | 18.3164 | 364.9072 | 58.3476 | 52.6129 | 52.6129 | 52.6129 | 5.7347 | 58.3476 | 639.5129 | 552.8206 | 552.8206 | 596.9813 | 42.5315 | 552.8206 | 44.1607 | 44.1607 | 639.5129 | 97.6855 | 79.5656 | 79.5656 | 79.5656 | 18.12 | 97.6855 | 3012.4263 | 3012.4263 | 1449.7092 | 1449.7092 | 503.3298 | 503.3298 | 680.0323 | 680.0323 | 379.355 | 379.355 | 397372458.3817 | 900524956.2972 | 332677013.9312 | 121425571.39 | 1752 | 35.4473 | 1335536.6427 | 78853.0599 | 99.1354 | 1225.8288 | 66 | 1216 | 1844.7693 | 304 | 76 | 0.51326
2591 | 927.0974 | 250.8 | 400 | 1600 | 7 | 93.5% | 100 | 182.0781 | 179.9724 | 179.9724 | 1 | 182.0781 | 100 | 380.859 | 361.7402 | 361.7402 | 361.7402 | 19.1189 | 380.859 | 58.3419 | 52.6073 | 52.6073 | 52.6073 | 5.7346 | 58.3419 | 675.1985 | 586.9374 | 586.9374 | 630.8492 | 44.3493 | 586.9374 | 43.9118 | 43.9118 | 675.1985 | 97.0088 | 78.9912 | 78.9912 | 78.9912 | 18.0176 | 97.0088 | 3097.4002 | 3097.4002 | 1534.836 | 1534.836 | 503.2806 | 503.2806 | 679.9658 | 679.9658 | 379.3179 | 379.3179 | 402823034.5288 | 900538445.7072 | 334780014.0498 | 113858505.7142 | 1752 | 37.5437 | 1242992.76 | 73389.0628 | 92.2659 | 1297.9364 | 66 | 1216 | 1844.7693 | 304 | 76 | 0.5165
2592 | 978.6028 | 250.8 | 400 | 1600 | 7 | 93.88% | 100 | 186.6318 | 184.4528 | 184.4528 | 1 | 186.6318 | 100 | 396.9187 | 376.9919 | 376.9919 | 376.9919 | 19.9268 | 396.9187 | 58.3368 | 52.6022 | 52.6022 | 52.6022 | 5.7346 | 58.3368 | 711.7663 | 621.8366 | 621.8366 | 665.5654 | 46.2009 | 621.8366 | 43.7288 | 43.7288 | 711.7663 | 96.3919 | 78.4695 | 78.4695 | 78.4695 | 17.9224 | 96.3919 | 3182.3746 | 3182.3746 | 1619.9549 | 1619.9549 | 503.2341 | 503.2341 | 679.9029 | 679.9029 | 379.2828 | 379.2828 | 407750291.3405 | 900538445.7072 | 336438476.1493 | 107272787.4879 | 1752 | 39.5319 | 1168545.1138 | 68993.5078 | 86.7398 | 1370.044 | 66 | 1216 | 1844.7693 | 304 | 76 | 0.51905
2593 | 1030.1083 | 250.8 | 400 | 1600 | 7 | 94.19% | 100 | 191.226 | 189.0556 | 189.0556 | 1 | 191.226 | 100 | 413.1315 | 392.389 | 392.389 | 392.389 | 20.7425 | 413.1315 | 58.3324 | 52.5977 | 52.5977 | 52.5977 | 5.7346 | 58.3324 | 747.181 | 655.5252 | 655.5252 | 699.1877 | 47.9933 | 655.5252 | 43.6625 | 43.6625 | 747.181 | 95.8961 | 78.048 | 78.048 | 78.048 | 17.8481 | 95.8961 | 3267.3496 | 3267.3496 | 1705.0665 | 1705.0665 | 503.19 | 503.19 | 679.8434 | 679.8434 | 379.2496 | 379.2496 | 411997912.9238 | 900516335.3036 | 337622607.3361 | 101862974.8127 | 1751.9998 | 41.427 | 1109821.2754 | 65526.3215 | 82.3808 | 1442.1516 | 66 | 1216 | 1844.7693 | 304 | 76 | 0.52088
2594 | 20.6022 | 300.2 | 400 | 1600 | 7 | 69.95% | 100 | 119.2945 | 119.2599 | 119.2599 | 1 | 119.2945 | 100 | 132.419 | 125.7902 | 125.7902 | 125.7902 | 6.6288 | 132.419 | 63.1173 | 56.9297 | 56.9297 | 56.9297 | 6.1876 | 63.1173 | 208.1265 | 136.1426 | 136.1426 | 186.2478 | 21.8787 | 136.1426 | 50.1052 | 50.1052 | 208.1265 | 164.0169 | 134.3084 | 134.3084 | 134.3084 | 29.7085 | 164.0169 | 1700.7848 | 1700.7848 | 34.2077 | 34.2077 | 604.1814 | 604.1814 | 681.9634 | 681.9634 | 380.4323 | 380.4323 | 26411683.7782 | 999003642.5675 | 200183436.6799 | 526401236.9744 | 1752 | 1.7703 | 6587974.7746 | 388968.7131 | 489.0179 | 28.843 | 79 | 1216 | 1844.7693 | 304 | 76 | 0.31047
2595 | 51.5054 | 300.2 | 400 | 1600 | 7 | 71.76% | 100 | 120.7309 | 120.6424 | 120.6424 | 1 | 120.7309 | 100 | 136.9782 | 130.1198 | 130.1198 | 130.1198 | 6.8583 | 136.9782 | 63.1048 | 56.9173 | 56.9173 | 56.9173 | 6.1875 | 63.1048 | 215.8529 | 144.4512 | 144.4512 | 193.7806 | 22.0723 | 144.4512 | 49.3295 | 49.3295 | 215.8529 | 168.6397 | 138.0356 | 138.0356 | 138.0356 | 30.6042 | 168.6397 | 1751.7551 | 1751.7551 | 85.5025 | 85.5025 | 604.0638 | 604.0638 | 681.8306 | 681.8306 | 380.3582 | 380.3582 | 63765893.558 | 999032967.4542 | 194415338.2134 | 494785800.7744 | 1752 | 2.2821 | 6090327.2995 | 359586.4971 | 452.078 | 72.1076 | 79 | 1216 | 1844.7693 | 304 | 76 | 0.3016
2596 | 154.5162 | 300.2 | 400 | 1600 | 7 | 77.83% | 100 | 125.9577 | 125.6603 | 125.6603 | 1 | 125.9577 | 100 | 159.5684 | 151.5746 | 151.5746 | 151.5746 | 7.9937 | 159.5684 | 63.0722 | 56.8848 | 56.8848 | 56.8848 | 6.1875 | 63.0722 | 252.8546 | 181.9605 | 181.9605 | 229.326 | 23.5285 | 181.9605 | 47.3655 | 47.3655 | 252.8546 | 163.3192 | 133.5232 | 133.5232 | 133.5232 | 29.796 | 163.3192 | 1921.6642 | 1921.6642 | 256.3614 | 256.3614 | 603.7195 | 603.7195 | 681.442 | 681.442 | 380.1414 | 380.1414 | 163404406.2777 | 998992959.5627 | 201147668.4976 | 388454965.662 | 1752 | 4.8069 | 4587252.5752 | 270841.6155 | 340.5065 | 216.3227 | 79 | 1216 | 1844.7693 | 304 | 76 | 0.31182
2597 | 206.0217 | 300.2 | 400 | 1600 | 7 | 80.56% | 100 | 128.96 | 128.5452 | 128.5452 | 1 | 128.96 | 100 | 174.0237 | 165.3038 | 165.3038 | 165.3038 | 8.7199 | 174.0237 | 63.0556 | 56.8683 | 56.8683 | 56.8683 | 6.1872 | 63.0556 | 278.1016 | 206.47 | 206.47 | 253.4286 | 24.6729 | 206.47 | 46.9586 | 46.9586 | 278.1016 | 153.987 | 125.8058 | 125.8058 | 125.8058 | 28.1812 | 153.987 | 2006.6228 | 2006.6228 | 341.7308 | 341.7308 | 603.5705 | 603.5705 | 681.2739 | 681.2739 | 380.0476 | 380.0476 | 199263379.2676 | 999081670.7744 | 212990552.5138 | 340664397.4443 | 1752 | 6.667 | 3991878.8937 | 235689.4265 | 296.3126 | 288.4303 | 79 | 1216 | 1844.7693 | 304 | 76 | 0.32997
2598 | 257.5271 | 300.2 | 400 | 1600 | 7 | 83.07% | 100 | 132.1997 | 131.5939 | 131.5939 | 1 | 132.1997 | 100 | 188.7172 | 179.259 | 179.259 | 179.259 | 9.4582 | 188.7172 | 63.0424 | 56.8553 | 56.8553 | 56.8553 | 6.1872 | 63.0424 | 308.5675 | 235.5409 | 235.5409 | 282.4468 | 26.1207 | 235.5409 | 46.9059 | 46.9059 | 308.5675 | 144.4312 | 117.9159 | 117.9159 | 117.9159 | 26.5154 | 144.4312 | 2091.5835 | 2091.5835 | 427.0671 | 427.0671 | 603.4343 | 603.4343 | 681.1202 | 681.1202 | 379.9619 | 379.9619 | 228943578.3887 | 999060818.5209 | 227398475.931 | 296597127.1594 | 1752 | 8.7608 | 3464788.6641 | 204568.8446 | 257.1873 | 360.5379 | 79 | 1216 | 1844.7693 | 304 | 76 | 0.35207
2599 | 309.0325 | 300.2 | 400 | 1600 | 7 | 85.27% | 100 | 135.6187 | 134.8556 | 134.8556 | 1 | 135.6187 | 100 | 203.9395 | 193.7164 | 193.7164 | 193.7164 | 10.2232 | 203.9395 | 63.0301 | 56.843 | 56.843 | 56.843 | 6.1871 | 63.0301 | 343.8434 | 269.3838 | 269.3838 | 315.9681 | 27.8753 | 269.3838 | 46.5843 | 46.5843 | 343.8434 | 136.1012 | 111.0976 | 111.0976 | 111.0976 | 25.0037 | 136.1012 | 2176.5461 | 2176.5461 | 512.3744 | 512.3744 | 603.3094 | 603.3094 | 680.9791 | 680.9791 | 379.8832 | 379.8832 | 253618994.5089 | 999071816.9913 | 241220747.4224 | 258088445.4351 | 1752 | 11.1649 | 2995282.0187 | 176848.1259 | 222.3364 | 432.6455 | 79 | 1216 | 1844.7693 | 304 | 76 | 0.37328
2600 | 360.5379 | 300.2 | 400 | 1600 | 7 | 87.08% | 100 | 139.2927 | 138.3403 | 138.3403 | 1 | 139.2927 | 100 | 219.9986 | 208.9684 | 208.9684 | 208.9684 | 11.0302 | 219.9986 | 63.0169 | 56.83 | 56.83 | 56.83 | 6.1869 | 63.0169 | 381.5172 | 305.3973 | 305.3973 | 351.7494 | 29.7679 | 305.3973 | 46.352 | 46.352 | 381.5172 | 129.8516 | 105.966 | 105.966 | 105.966 | 23.8857 | 129.8516 | 2261.5104 | 2261.5104 | 597.6562 | 597.6562 | 603.1943 | 603.1943 | 680.8492 | 680.8492 | 379.8107 | 379.8107 | 273762942.3223 | 999114441.6682 | 252755466.6109 | 226367149.3986 | 1752 | 13.8113 | 2611964.8742 | 154216.2274 | 193.8832 | 504.753 | 79 | 1216 | 1844.7693 | 304 | 76 | 0.39095
2601 | 412.0433 | 300.2 | 400 | 1600 | 7 | 88.48% | 100 | 143.1678 | 142.1492 | 142.1492 | 1 | 143.1678 | 100 | 236.9263 | 225.0454 | 225.0454 | 225.0454 | 11.8809 | 236.9263 | 63.006 | 56.8191 | 56.8191 | 56.8191 | 6.1868 | 63.006 | 419.7903 | 341.9526 | 341.9526 | 388.1024 | 31.6879 | 341.9526 | 46.1497 | 46.1497 | 419.7903 | 125.1478 | 102.0662 | 102.0662 | 102.0662 | 23.0816 | 125.1478 | 2346.4762 | 2346.4762 | 682.9152 | 682.9152 | 603.088 | 603.088 | 680.7292 | 680.7292 | 379.7438 | 379.7438 | 289736281.6379 | 999136054.2777 | 261227711.0912 | 201899952.9932 | 1752 | 16.6761 | 2324722.8037 | 137256.8154 | 172.5615 | 576.8606 | 79 | 1216 | 1844.7693 | 304 | 76 | 0.4039
2602 | 463.5487 | 300.2 | 400 | 1600 | 7 | 89.7% | 100 | 147.1944 | 146.002 | 146.002 | 1 | 147.1944 | 100 | 254.1102 | 241.3657 | 241.3657 | 241.3657 | 12.7445 | 254.1102 | 62.9954 | 56.8087 | 56.8087 | 56.8087 | 6.1867 | 62.9954 | 460.2797 | 380.568 | 380.568 | 426.5434 | 33.7363 | 380.568 | 45.9754 | 45.9754 | 460.2797 | 121.4257 | 98.9832 | 98.9832 | 98.9832 | 22.4425 | 121.4257 | 2431.4434 | 2431.4434 | 768.1541 | 768.1541 | 602.9895 | 602.9895 | 680.618 | 680.618 | 379.6817 | 379.6817 | 303505315.0907 | 999165304.7068 | 268812537.9312 | 180516871.1846 | 1752 | 19.5106 | 2064464.7064 | 121890.5973 | 153.2429 | 648.9682 | 79 | 1216 | 1844.7693 | 304 | 76 | 0.41548
2603 | 515.0541 | 300.2 | 400 | 1600 | 7 | 90.61% | 100 | 151.3515 | 150.1906 | 150.1906 | 1 | 151.3515 | 100 | 271.9515 | 258.3101 | 258.3101 | 258.3101 | 13.6413 | 271.9515 | 62.9864 | 56.7997 | 56.7997 | 56.7997 | 6.1866 | 62.9864 | 499.3404 | 418.061 | 418.061 | 463.6409 | 35.6995 | 418.061 | 45.58 | 45.58 | 499.3404 | 118.7204 | 96.7338 | 96.7338 | 96.7338 | 21.9865 | 118.7204 | 2516.4117 | 2516.4117 | 853.375 | 853.375 | 602.8979 | 602.8979 | 680.5147 | 680.5147 | 379.6241 | 379.6241 | 314676762.2887 | 999162536.7797 | 273679321.3535 | 164481379.5782 | 1752 | 22.3685 | 1872538.134 | 110558.8247 | 138.9964 | 721.0758 | 79 | 1216 | 1844.7693 | 304 | 76 | 0.42288
2604 | 566.5595 | 300.2 | 400 | 1600 | 7 | 91.47% | 100 | 155.6277 | 154.288 | 154.288 | 1 | 155.6277 | 100 | 289.5179 | 274.9935 | 274.9935 | 274.9935 | 14.5244 | 289.5179 | 62.9789 | 56.7922 | 56.7922 | 56.7922 | 6.1867 | 62.9789 | 540.9006 | 457.5214 | 457.5214 | 503.1163 | 37.7844 | 457.5214 | 45.5949 | 45.5949 | 540.9006 | 116.5553 | 94.929 | 94.929 | 94.929 | 21.6263 | 116.5553 | 2601.3811 | 2601.3811 | 938.5797 | 938.5797 | 602.8126 | 602.8126 | 680.4184 | 680.4184 | 379.5704 | 379.5704 | 325017363.367 | 999148615.7316 | 278373970.9204 | 149459924.6006 | 1751.9999 | 25.0799 | 1701345.7972 | 100451.2476 | 126.289 | 793.1834 | 79 | 1216 | 1844.7693 | 304 | 76 | 0.43001
2605 | 618.065 | 300.2 | 400 | 1600 | 7 | 92.21% | 100 | 159.9762 | 158.413 | 158.413 | 1 | 159.9762 | 100 | 306.9822 | 291.5797 | 291.5797 | 291.5797 | 15.4025 | 306.9822 | 62.9704 | 56.7838 | 56.7838 | 56.7838 | 6.1866 | 62.9704 | 583.4716 | 497.9263 | 497.9263 | 543.525 | 39.9466 | 497.9263 | 45.5987 | 45.5987 | 583.4716 | 114.8892 | 93.5329 | 93.5329 | 93.5329 | 21.3563 | 114.8892 | 2686.3514 | 2686.3514 | 1023.7698 | 1023.7698 | 602.7329 | 602.7329 | 680.3285 | 680.3285 | 379.5202 | 379.5202 | 334173780.1129 | 999173186.2405 | 282205143.0381 | 136447890.6085 | 1752 | 27.6973 | 1551548.4028 | 91606.8756 | 115.1697 | 865.2909 | 79 | 1216 | 1844.7693 | 304 | 76 | 0.43581
2606 | 669.5704 | 300.2 | 400 | 1600 | 7 | 92.86% | 100 | 164.352 | 162.6713 | 162.6713 | 1 | 164.352 | 100 | 324.3122 | 308.0383 | 308.0383 | 308.0383 | 16.2739 | 324.3122 | 62.9631 | 56.7765 | 56.7765 | 56.7765 | 6.1866 | 62.9631 | 628.6575 | 541.0176 | 541.0176 | 586.4165 | 42.241 | 541.0176 | 45.3988 | 45.3988 | 628.6575 | 113.429 | 92.3075 | 92.3075 | 92.3075 | 21.1216 | 113.429 | 2771.3226 | 2771.3226 | 1108.9467 | 1108.9467 | 602.6584 | 602.6584 | 680.2443 | 680.2443 | 379.4733 | 379.4733 | 342399123.6203 | 999166055.5661 | 285266845.6659 | 125167963.0539 | 1752 | 30.1829 | 1413212.4597 | 83439.2132 | 104.9011 | 937.3985 | 79 | 1216 | 1844.7693 | 304 | 76 | 0.44033
2607 | 721.0758 | 300.2 | 400 | 1600 | 7 | 93.44% | 100 | 168.7832 | 166.8529 | 166.8529 | 1 | 168.7832 | 100 | 341.9945 | 324.8314 | 324.8314 | 324.8314 | 17.1631 | 341.9945 | 62.9573 | 56.7707 | 56.7707 | 56.7707 | 6.1867 | 62.9573 | 675.6155 | 585.7199 | 585.7199 | 630.9947 | 44.6208 | 585.7199 | 45.2748 | 45.2748 | 675.6155 | 112.0643 | 91.1628 | 91.1628 | 91.1628 | 20.9015 | 112.0643 | 2856.2946 | 2856.2946 | 1194.1117 | 1194.1117 | 602.5884 | 602.5884 | 680.1653 | 680.1653 | 379.4292 | 379.4292 | 349341564.1172 | 999139876.7764 | 288657128.735 | 114861422.2355 | 1752 | 32.5336 | 1292187.5467 | 76293.6326 | 95.9176 | 1009.5061 | 79 | 1216 | 1844.7693 | 304 | 76 | 0.44555
2608 | 772.5812 | 300.2 | 400 | 1600 | 7 | 93.91% | 100 | 173.258 | 171.3518 | 171.3518 | 1 | 173.258 | 100 | 359.7391 | 341.6836 | 341.6836 | 341.6836 | 18.0555 | 359.7391 | 62.9506 | 56.764 | 56.764 | 56.764 | 6.1866 | 62.9506 | 722.5263 | 630.4763 | 630.4763 | 675.5367 | 46.9896 | 630.4763 | 45.0605 | 45.0605 | 722.5263 | 110.9974 | 90.2626 | 90.2626 | 90.2626 | 20.7348 | 110.9974 | 2941.2674 | 2941.2674 | 1279.2658 | 1279.2658 | 602.5227 | 602.5227 | 680.0911 | 680.0911 | 379.3878 | 379.3878 | 355706456.6944 | 999119018.6165 | 290447951.6742 | 106726573.0149 | 1752 | 34.7994 | 1196527.2332 | 70645.6345 | 88.8169 | 1081.6137 | 79 | 1216 | 1844.7693 | 304 | 76 | 0.44831
2609 | 824.0866 | 300.2 | 400 | 1600 | 7 | 94.33% | 100 | 177.7862 | 175.7646 | 175.7646 | 1 | 177.7862 | 100 | 377.3601 | 358.4184 | 358.4184 | 358.4184 | 18.9418 | 377.3601 | 62.9442 | 56.7576 | 56.7576 | 56.7576 | 6.1865 | 62.9442 | 769.3355 | 675.0115 | 675.0115 | 719.9719 | 49.3636 | 675.0115 | 44.9605 | 44.9605 | 769.3355 | 110.2385 | 89.6176 | 89.6176 | 89.6176 | 20.6209 | 110.2385 | 3026.2407 | 3026.2407 | 1364.4099 | 1364.4099 | 602.4607 | 602.4607 | 680.0212 | 680.0212 | 379.3488 | 379.3488 | 361526887.4549 | 999152255.5658 | 291966287.6454 | 99354569.334 | 1752 | 36.9403 | 1114646.2314 | 65811.1977 | 82.7389 | 1153.7213 | 79 | 1216 | 1844.7693 | 304 | 76 | 0.45065
2610 | 875.592 | 300.2 | 400 | 1600 | 7 | 94.73% | 100 | 182.3332 | 180.0634 | 180.0634 | 1 | 182.3332 | 100 | 394.988 | 375.1596 | 375.1596 | 375.1596 | 19.8284 | 394.988 | 62.9391 | 56.7525 | 56.7525 | 56.7525 | 6.1866 | 62.9391 | 818.3762 | 721.7327 | 721.7327 | 766.5311 | 51.8451 | 721.7327 | 44.7984 | 44.7984 | 818.3762 | 109.524 | 89.0104 | 89.0104 | 89.0104 | 20.5136 | 109.524 | 3111.2147 | 3111.2147 | 1449.545 | 1449.545 | 602.4023 | 602.4023 | 679.9553 | 679.9553 | 379.312 | 379.312 | 366839687.5935 | 999166163.2336 | 293715938.6387 | 92278210.5342 | 1752 | 38.9442 | 1026777.1744 | 60623.2127 | 76.2165 | 1225.8288 | 79 | 1216 | 1844.7693 | 304 | 76 | 0.45334
2611 | 927.0974 | 300.2 | 400 | 1600 | 7 | 95.04% | 100 | 186.9152 | 184.6825 | 184.6825 | 1 | 186.9152 | 100 | 412.773 | 392.05 | 392.05 | 392.05 | 20.723 | 412.773 | 62.9342 | 56.7476 | 56.7476 | 56.7476 | 6.1866 | 62.9342 | 866.7308 | 767.7916 | 767.7916 | 812.446 | 54.2848 | 767.7916 | 44.6545 | 44.6545 | 866.7308 | 108.9512 | 88.5216 | 88.5216 | 88.5216 | 20.4297 | 108.9512 | 3196.1892 | 3196.1892 | 1534.6718 | 1534.6718 | 602.3471 | 602.3471 | 679.893 | 679.893 | 379.2773 | 379.2773 | 371351524.6595 | 999163734.8962 | 294605920.2975 | 86878820.1467 | 1752 | 40.877 | 968365.4209 | 57174.4526 | 71.8807 | 1297.9364 | 79 | 1216 | 1844.7693 | 304 | 76 | 0.45472
2612 | 978.6028 | 300.2 | 400 | 1600 | 7 | 95.34% | 100 | 191.5321 | 189.0971 | 189.0971 | 1 | 191.5321 | 100 | 430.6097 | 408.9895 | 408.9895 | 408.9895 | 21.6203 | 430.6097 | 62.9288 | 56.7422 | 56.7422 | 56.7422 | 6.1866 | 62.9288 | 914.114 | 812.8158 | 812.8158 | 857.4171 | 56.6969 | 812.8158 | 44.6013 | 44.6013 | 914.114 | 108.5279 | 88.1565 | 88.1565 | 88.1565 | 20.3714 | 108.5279 | 3281.1642 | 3281.1642 | 1619.7908 | 1619.7908 | 602.2949 | 602.2949 | 679.8341 | 679.8341 | 379.2444 | 379.2444 | 375695828.9089 | 999172910.4332 | 295558602.2658 | 81572658.392 | 1752 | 42.688 | 906009.9624 | 53492.8474 | 67.2521 | 1370.044 | 79 | 1216 | 1844.7693 | 304 | 76 | 0.45618
2613 | 1030.1083 | 300.2 | 400 | 1600 | 7 | 95.6% | 100 | 196.1605 | 193.6406 | 193.6406 | 1 | 196.1605 | 100 | 448.4102 | 425.8944 | 425.8944 | 425.8944 | 22.5158 | 448.4102 | 62.9237 | 56.7372 | 56.7372 | 56.7372 | 6.1865 | 62.9237 | 963.0912 | 859.4074 | 859.4074 | 903.8996 | 59.1916 | 859.4074 | 44.4922 | 44.4922 | 963.0912 | 108.1406 | 87.822 | 87.822 | 87.822 | 20.3186 | 108.1406 | 3366.1397 | 3366.1397 | 1704.9029 | 1704.9029 | 602.2454 | 602.2454 | 679.7782 | 679.7782 | 379.2132 | 379.2132 | 379508739.5685 | 999176461.648 | 296304043.9715 | 77010754.8121 | 1752 | 44.4124 | 854918.8393 | 50476.3136 | 63.4597 | 1442.1516 | 79 | 1216 | 1844.7693 | 304 | 76 | 0.45733
2614 | 20.6022 | 353.4 | 400 | 1600 | 7 | 75.39% | 100 | 122.0149 | 121.9529 | 121.9529 | 1 | 122.0149 | 100 | 136.6824 | 129.8375 | 129.8375 | 129.8375 | 6.8448 | 136.6824 | 69.0649 | 62.2918 | 62.2918 | 62.2918 | 6.7731 | 69.0649 | 239.6087 | 165.9457 | 165.9457 | 216.1241 | 23.4845 | 165.9457 | 50.1784 | 50.1784 | 239.6087 | 147.7997 | 120.8228 | 120.8228 | 120.8228 | 26.9769 | 147.7997 | 1807.1443 | 1807.1443 | 34.1942 | 34.1942 | 710.972 | 710.972 | 681.6954 | 681.6954 | 380.2827 | 380.2827 | 25582450.341 | 1074384656.4491 | 220785810.2294 | 431247082.9805 | 1752 | 5.6514 | 5405870.1657 | 319174.6225 | 401.2716 | 28.843 | 93 | 1216 | 1844.7693 | 304 | 76 | 0.34211
2615 | 51.5054 | 353.4 | 400 | 1600 | 7 | 76.95% | 100 | 123.6419 | 123.5232 | 123.5232 | 1 | 123.6419 | 100 | 141.1603 | 134.09 | 134.09 | 134.09 | 7.0702 | 141.1603 | 69.0524 | 62.2795 | 62.2795 | 62.2795 | 6.7729 | 69.0524 | 250.0593 | 176.808 | 176.808 | 226.2065 | 23.8528 | 176.808 | 49.3985 | 49.3985 | 250.0593 | 153.4345 | 125.3616 | 125.3616 | 125.3616 | 28.0729 | 153.4345 | 1858.117 | 1858.117 | 85.4709 | 85.4709 | 710.8501 | 710.8501 | 681.5785 | 681.5785 | 380.2175 | 380.2175 | 61848930.9454 | 1074409591.3103 | 211957632.9148 | 403783844.8295 | 1752 | 6.5631 | 4978245.965 | 293926.7366 | 369.5295 | 72.1076 | 93 | 1216 | 1844.7693 | 304 | 76 | 0.32853
2616 | 154.5162 | 353.4 | 400 | 1600 | 7 | 82.18% | 100 | 129.5446 | 129.1827 | 129.1827 | 1 | 129.5446 | 100 | 164.6835 | 156.4311 | 156.4311 | 156.4311 | 8.2524 | 164.6835 | 69.0192 | 62.2465 | 62.2465 | 62.2465 | 6.7727 | 69.0192 | 300.0393 | 226.212 | 226.212 | 274.0642 | 25.9751 | 226.212 | 47.8522 | 47.8522 | 300.0393 | 156.5566 | 127.7386 | 127.7386 | 127.7386 | 28.818 | 156.5566 | 2028.0328 | 2028.0328 | 256.2831 | 256.2831 | 710.4906 | 710.4906 | 681.2339 | 681.2339 | 380.0253 | 380.0253 | 158207811.4618 | 1074434368.6897 | 207066868.3713 | 312290951.4772 | 1752 | 10.001 | 3725654.6525 | 219970.9539 | 276.5511 | 216.3227 | 93 | 1216 | 1844.7693 | 304 | 76 | 0.32087
2617 | 206.0217 | 353.4 | 400 | 1600 | 7 | 84.5% | 100 | 132.8103 | 132.2674 | 132.2674 | 1 | 132.8103 | 100 | 179.6702 | 170.6649 | 170.6649 | 170.6649 | 9.0053 | 179.6702 | 69.0044 | 62.2317 | 62.2317 | 62.2317 | 6.7726 | 69.0044 | 333.4001 | 258.3995 | 258.3995 | 305.8492 | 27.5509 | 258.3995 | 47.4496 | 47.4496 | 333.4001 | 152.0993 | 124.0038 | 124.0038 | 124.0038 | 28.0955 | 152.0993 | 2112.994 | 2112.994 | 341.6353 | 341.6353 | 710.3338 | 710.3338 | 681.0835 | 681.0835 | 379.9414 | 379.9414 | 192837223.8022 | 1074469857.4822 | 213206370.3121 | 271486552.3009 | 1752 | 12.1046 | 3209845.0072 | 189516.4029 | 238.2631 | 288.4303 | 93 | 1216 | 1844.7693 | 304 | 76 | 0.33023
2618 | 257.5271 | 353.4 | 400 | 1600 | 7 | 86.63% | 100 | 136.1956 | 135.4724 | 135.4724 | 1 | 136.1956 | 100 | 196.0065 | 186.1806 | 186.1806 | 186.1806 | 9.8259 | 196.0065 | 68.9902 | 62.2177 | 62.2177 | 62.2177 | 6.7725 | 68.9902 | 374.0521 | 297.6103 | 297.6103 | 344.5086 | 29.5435 | 297.6103 | 46.8983 | 46.8983 | 374.0521 | 145.3594 | 118.4262 | 118.4262 | 118.4262 | 26.9332 | 145.3594 | 2197.9571 | 2197.9571 | 426.9576 | 426.9576 | 710.1898 | 710.1898 | 680.9454 | 680.9454 | 379.8644 | 379.8644 | 220286735.5006 | 1074485247.7031 | 222945973.7048 | 234282043.0915 | 1752 | 14.3401 | 2731727.9531 | 161287.3065 | 202.7731 | 360.5379 | 93 | 1216 | 1844.7693 | 304 | 76 | 0.34514
2619 | 309.0325 | 353.4 | 400 | 1600 | 7 | 88.34% | 100 | 139.9436 | 139.0512 | 139.0512 | 1 | 139.9436 | 100 | 213.7517 | 203.0343 | 203.0343 | 203.0343 | 10.7174 | 213.7517 | 68.9796 | 62.2071 | 62.2071 | 62.2071 | 6.7726 | 68.9796 | 418.0964 | 339.5477 | 339.5477 | 386.3669 | 31.7296 | 339.5477 | 46.8191 | 46.8191 | 418.0964 | 140.0467 | 114.0743 | 114.0743 | 114.0743 | 25.9724 | 140.0467 | 2282.9218 | 2282.9218 | 512.2533 | 512.2533 | 710.057 | 710.057 | 680.8181 | 680.8181 | 379.7934 | 379.7934 | 241659564.9868 | 1074439469.2229 | 231615156.6846 | 204285809.1057 | 1752 | 16.8845 | 2379995.224 | 140520.2222 | 176.6643 | 432.6455 | 93 | 1216 | 1844.7693 | 304 | 76 | 0.3584
2620 | 360.5379 | 353.4 | 400 | 1600 | 7 | 89.77% | 100 | 143.7895 | 142.7507 | 142.7507 | 1 | 143.7895 | 100 | 231.9771 | 220.3439 | 220.3439 | 220.3439 | 11.6332 | 231.9771 | 68.9673 | 62.1949 | 62.1949 | 62.1949 | 6.7724 | 68.9673 | 466.0759 | 385.5372 | 385.5372 | 431.9432 | 34.1327 | 385.5372 | 46.406 | 46.406 | 466.0759 | 135.3241 | 110.1655 | 110.1655 | 110.1655 | 25.1587 | 135.3241 | 2367.8879 | 2367.8879 | 597.5255 | 597.5255 | 709.9343 | 709.9343 | 680.7004 | 680.7004 | 379.7277 | 379.7277 | 259162154.2786 | 1074467942.2943 | 239200093.2861 | 179169821.5061 | 1752 | 19.496 | 2068405.9912 | 122123.2995 | 153.5354 | 504.753 | 93 | 1216 | 1844.7693 | 304 | 76 | 0.37
2621 | 412.0433 | 353.4 | 400 | 1600 | 7 | 90.94% | 100 | 147.8839 | 146.6737 | 146.6737 | 1 | 147.8839 | 100 | 250.7876 | 238.2092 | 238.2092 | 238.2092 | 12.5784 | 250.7876 | 68.9569 | 62.1845 | 62.1845 | 62.1845 | 6.7724 | 68.9569 | 516.3101 | 433.2051 | 433.2051 | 479.6353 | 36.6748 | 433.2051 | 46.4302 | 46.4302 | 516.3101 | 131.8989 | 107.3549 | 107.3549 | 107.3549 | 24.544 | 131.8989 | 2452.8554 | 2452.8554 | 682.7768 | 682.7768 | 709.8205 | 709.8205 | 680.5913 | 680.5913 | 379.6668 | 379.6668 | 273493806.9514 | 1074439075.396 | 245389282.1124 | 158677835.5402 | 1752 | 22.1842 | 1835302.1423 | 108360.3288 | 136.2324 | 576.8606 | 93 | 1216 | 1844.7693 | 304 | 76 | 0.37944
2622 | 463.5487 | 353.4 | 400 | 1600 | 7 | 91.87% | 100 | 152.0559 | 150.7783 | 150.7783 | 1 | 152.0559 | 100 | 269.8382 | 256.3024 | 256.3024 | 256.3024 | 13.5358 | 269.8382 | 68.9475 | 62.1751 | 62.1751 | 62.1751 | 6.7724 | 68.9475 | 567.2947 | 481.8818 | 481.8818 | 528.0459 | 39.2488 | 481.8818 | 46.1641 | 46.1641 | 567.2947 | 129.227 | 105.1271 | 105.1271 | 105.1271 | 24.0999 | 129.227 | 2537.824 | 2537.824 | 768.0094 | 768.0094 | 709.7146 | 709.7146 | 680.4898 | 680.4898 | 379.6102 | 379.6102 | 285456956.5878 | 1074492862.3227 | 249630942.7591 | 142419312.4923 | 1752.0001 | 24.8525 | 1641471.1255 | 96916.1135 | 121.8445 | 648.9682 | 93 | 1216 | 1844.7693 | 304 | 76 | 0.38587
2623 | 515.0541 | 353.4 | 400 | 1600 | 7 | 92.63% | 100 | 156.3657 | 155.0196 | 155.0196 | 1 | 156.3657 | 100 | 289.4153 | 274.8956 | 274.8956 | 274.8956 | 14.5197 | 289.4153 | 68.9373 | 62.1651 | 62.1651 | 62.1651 | 6.7722 | 68.9373 | 617.8816 | 529.977 | 529.977 | 576.0816 | 41.8 | 529.977 | 46.1046 | 46.1046 | 617.8816 | 127.2465 | 103.472 | 103.472 | 103.472 | 23.7744 | 127.2465 | 2622.7936 | 2622.7936 | 853.2251 | 853.2251 | 709.6159 | 709.6159 | 680.3952 | 680.3952 | 379.5574 | 379.5574 | 295643434.0754 | 1074533584.6769 | 252664877.1747 | 129158104.0731 | 1752 | 27.4682 | 1486635.6361 | 87774.2812 | 110.3513 | 721.0758 | 93 | 1216 | 1844.7693 | 304 | 76 | 0.39044
2624 | 566.5595 | 353.4 | 400 | 1600 | 7 | 93.32% | 100 | 160.7309 | 159.1858 | 159.1858 | 1 | 160.7309 | 100 | 308.6201 | 293.135 | 293.135 | 293.135 | 15.4851 | 308.6201 | 68.9283 | 62.1562 | 62.1562 | 62.1562 | 6.7721 | 68.9283 | 672.5217 | 581.8787 | 581.8787 | 627.9494 | 44.5723 | 581.8787 | 46.0707 | 46.0707 | 672.5217 | 125.5861 | 102.0816 | 102.0816 | 102.0816 | 23.5045 | 125.5861 | 2707.7642 | 2707.7642 | 938.4257 | 938.4257 | 709.5237 | 709.5237 | 680.3067 | 680.3067 | 379.5081 | 379.5081 | 304613136.5276 | 1074508261.116 | 255878946.2779 | 116999656.0785 | 1752 | 29.9341 | 1338487.8893 | 79027.308 | 99.3544 | 793.1834 | 93 | 1216 | 1844.7693 | 304 | 76 | 0.39538
2625 | 618.065 | 353.4 | 400 | 1600 | 7 | 93.92% | 100 | 165.1334 | 163.4144 | 163.4144 | 1 | 165.1334 | 100 | 327.8957 | 311.4415 | 311.4415 | 311.4415 | 16.4542 | 327.8957 | 68.9211 | 62.149 | 62.149 | 62.149 | 6.7722 | 68.9211 | 729.222 | 636.0142 | 636.0142 | 681.7796 | 47.4425 | 636.0142 | 45.7653 | 45.7653 | 729.222 | 124.1777 | 100.8993 | 100.8993 | 100.8993 | 23.2784 | 124.1777 | 2792.7356 | 2792.7356 | 1023.6125 | 1023.6125 | 709.4373 | 709.4373 | 680.2239 | 680.2239 | 379.4619 | 379.4619 | 312522298.9666 | 1074512215.7427 | 258444280.1687 | 106521205.122 | 1752 | 32.3 | 1210832.3496 | 71490.2405 | 89.8787 | 865.2909 | 93 | 1216 | 1844.7693 | 304 | 76 | 0.39913
2626 | 669.5704 | 353.4 | 400 | 1600 | 7 | 94.44% | 100 | 169.5901 | 167.6988 | 167.6988 | 1 | 169.5901 | 100 | 347.1897 | 329.7654 | 329.7654 | 329.7654 | 17.4243 | 347.1897 | 68.9133 | 62.1412 | 62.1412 | 62.1412 | 6.7721 | 68.9133 | 788.2268 | 692.2743 | 692.2743 | 737.7829 | 50.4439 | 692.2743 | 45.5085 | 45.5085 | 788.2268 | 123.0153 | 99.92 | 99.92 | 99.92 | 23.0953 | 123.0153 | 2877.7078 | 2877.7078 | 1108.7868 | 1108.7868 | 709.3563 | 709.3563 | 680.1462 | 680.1462 | 379.4185 | 379.4185 | 319629479.4034 | 1074535127.0824 | 260471883.5524 | 97363509.9618 | 1752 | 34.5538 | 1104665.6701 | 65221.9231 | 81.9981 | 937.3985 | 93 | 1216 | 1844.7693 | 304 | 76 | 0.40225
2627 | 721.0758 | 353.4 | 400 | 1600 | 7 | 94.87% | 100 | 174.1043 | 172.1972 | 172.1972 | 1 | 174.1043 | 100 | 366.4673 | 348.0737 | 348.0737 | 348.0737 | 18.3936 | 366.4673 | 68.9064 | 62.1343 | 62.1343 | 62.1343 | 6.7721 | 68.9064 | 849.2566 | 750.1602 | 750.1602 | 795.7022 | 53.5544 | 750.1602 | 45.542 | 45.542 | 849.2566 | 122.0602 | 99.1076 | 99.1076 | 99.1076 | 22.9525 | 122.0602 | 2962.6807 | 2962.6807 | 1193.9498 | 1193.9498 | 709.28 | 709.28 | 680.0731 | 680.0731 | 379.3778 | 379.3778 | 325886340.1159 | 1074541198.4122 | 261765924.4899 | 89806536.982 | 1752 | 36.7048 | 1021594.8317 | 60317.2357 | 75.8318 | 1009.5061 | 93 | 1216 | 1844.7693 | 304 | 76 | 0.40424
2628 | 772.5812 | 353.4 | 400 | 1600 | 7 | 95.28% | 100 | 178.6542 | 176.4324 | 176.4324 | 1 | 178.6542 | 100 | 385.7718 | 366.4074 | 366.4074 | 366.4074 | 19.3644 | 385.7718 | 68.9004 | 62.1283 | 62.1283 | 62.1283 | 6.7721 | 68.9004 | 910.2992 | 808.1552 | 808.1552 | 853.651 | 56.6481 | 808.1552 | 45.4958 | 45.4958 | 910.2992 | 121.3535 | 98.5016 | 98.5016 | 98.5016 | 22.852 | 121.3535 | 3047.6542 | 3047.6542 | 1279.1024 | 1279.1024 | 709.2082 | 709.2082 | 680.0043 | 680.0043 | 379.3394 | 379.3394 | 331536084.2169 | 1074541632.4039 | 263284170.8935 | 82638112.4857 | 1752 | 38.727 | 933975.6759 | 55144.0054 | 69.3279 | 1081.6137 | 93 | 1216 | 1844.7693 | 304 | 76 | 0.40658
2629 | 824.0866 | 353.4 | 400 | 1600 | 7 | 95.6% | 100 | 183.2162 | 181.0492 | 181.0492 | 1 | 183.2162 | 100 | 405.0943 | 384.7581 | 384.7581 | 384.7581 | 20.3362 | 405.0943 | 68.8936 | 62.1216 | 62.1216 | 62.1216 | 6.772 | 68.8936 | 973.3299 | 868.3431 | 868.3431 | 913.4769 | 59.8531 | 868.3431 | 45.1337 | 45.1337 | 973.3299 | 120.749 | 97.9824 | 97.9824 | 97.9824 | 22.7666 | 120.749 | 3132.6283 | 3132.6283 | 1364.2455 | 1364.2455 | 709.1405 | 709.1405 | 679.9393 | 679.9393 | 379.3031 | 379.3031 | 336565955.6133 | 1074554963.7961 | 263858404.9087 | 77020675.6819 | 1752 | 40.6645 | 863730.7982 | 50996.5913 | 64.1138 | 1153.7213 | 93 | 1216 | 1844.7693 | 304 | 76 | 0.40747
2630 | 875.592 | 353.4 | 400 | 1600 | 7 | 95.91% | 100 | 187.8162 | 185.4901 | 185.4901 | 1 | 187.8162 | 100 | 424.4396 | 403.1304 | 403.1304 | 403.1304 | 21.3092 | 424.4396 | 68.8874 | 62.1154 | 62.1154 | 62.1154 | 6.772 | 68.8874 | 1036.6534 | 928.6578 | 928.6578 | 973.5525 | 63.1009 | 928.6578 | 44.8947 | 44.8947 | 1036.6534 | 120.2995 | 97.592 | 97.592 | 97.592 | 22.7075 | 120.2995 | 3217.603 | 3217.603 | 1449.3799 | 1449.3799 | 709.0764 | 709.0764 | 679.8779 | 679.8779 | 379.2688 | 379.2688 | 341074795.3564 | 1074561821.2631 | 264639004.4241 | 71724378.9565 | 1752 | 42.4924 | 801485.7732 | 47321.5063 | 59.4934 | 1225.8288 | 93 | 1216 | 1844.7693 | 304 | 76 | 0.40867
2631 | 927.0974 | 353.4 | 400 | 1600 | 7 | 96.17% | 100 | 192.445 | 189.912 | 189.912 | 1 | 192.445 | 100 | 444.0647 | 421.7684 | 421.7684 | 421.7684 | 22.2963 | 444.0647 | 68.8814 | 62.1095 | 62.1095 | 62.1095 | 6.7719 | 68.8814 | 1099.4313 | 988.4576 | 988.4576 | 1033.1372 | 66.294 | 988.4576 | 44.6796 | 44.6796 | 1099.4313 | 119.9136 | 97.2592 | 97.2592 | 97.2592 | 22.6543 | 119.9136 | 3302.5781 | 3302.5781 | 1534.5063 | 1534.5063 | 709.0158 | 709.0158 | 679.8197 | 679.8197 | 379.2364 | 379.2364 | 344975913.5385 | 1074569301.4692 | 265431494.535 | 67023290.4572 | 1752 | 44.2186 | 745450.0418 | 44013.0318 | 55.3339 | 1297.9364 | 93 | 1216 | 1844.7693 | 304 | 76 | 0.40989
2632 | 978.6028 | 353.4 | 400 | 1600 | 7 | 96.45% | 100 | 197.0762 | 194.1758 | 194.1758 | 1 | 197.0762 | 100 | 463.6125 | 440.3329 | 440.3329 | 440.3329 | 23.2796 | 463.6125 | 68.8765 | 62.1046 | 62.1046 | 62.1046 | 6.7719 | 68.8765 | 1168.4483 | 1054.2706 | 1054.2706 | 1098.652 | 69.7963 | 1054.2706 | 44.3814 | 44.3814 | 1168.4483 | 119.4616 | 96.8733 | 96.8733 | 96.8733 | 22.5883 | 119.4616 | 3387.5537 | 3387.5537 | 1619.6253 | 1619.6253 | 708.9583 | 708.9583 | 679.7646 | 679.7646 | 379.2056 | 379.2056 | 348700646.609 | 1074561439.2391 | 266534511.3837 | 62203402.7681 | 1752 | 45.8419 | 685298.585 | 40461.5558 | 50.8689 | 1370.044 | 93 | 1216 | 1844.7693 | 304 | 76 | 0.41159
2633 | 1030.1083 | 353.4 | 400 | 1600 | 7 | 96.64% | 100 | 201.7335 | 199.0388 | 199.0388 | 1 | 201.7335 | 100 | 483.1182 | 458.8575 | 458.8575 | 458.8575 | 24.2608 | 483.1182 | 68.8717 | 62.0998 | 62.0998 | 62.0998 | 6.7719 | 68.8717 | 1237.9339 | 1120.3649 | 1120.3649 | 1164.6038 | 73.3301 | 1120.3649 | 44.2389 | 44.2389 | 1237.9339 | 119.1303 | 96.5871 | 96.5871 | 96.5871 | 22.5433 | 119.1303 | 3472.5298 | 3472.5298 | 1704.7374 | 1704.7374 | 708.9037 | 708.9037 | 679.7122 | 679.7122 | 379.1764 | 379.1764 | 352082450.6566 | 1074556031.723 | 266502561.655 | 58858955.9654 | 1752 | 47.4064 | 650758.2109 | 38422.2151 | 48.305 | 1442.1516 | 93 | 1216 | 1844.7693 | 304 | 76 | 0.41154
2634 | 20.6022 | 402.8 | 400 | 1600 | 7 | 79.12% | 100 | 125.3057 | 125.2159 | 125.2159 | 1 | 125.3057 | 100 | 140.6141 | 133.5702 | 133.5702 | 133.5702 | 7.0439 | 140.6141 | 74.9505 | 67.5981 | 67.5981 | 67.5981 | 7.3524 | 74.9505 | 270.4319 | 195.4455 | 195.4455 | 245.4099 | 25.022 | 195.4455 | 49.9644 | 49.9644 | 270.4319 | 138.9625 | 113.4199 | 113.4199 | 113.4199 | 25.5426 | 138.9625 | 1905.911 | 1905.911 | 34.1832 | 34.1832 | 810.0931 | 810.0931 | 681.4749 | 681.4749 | 380.1598 | 380.1598 | 24853662.5935 | 1128044099.623 | 233365926.4047 | 365736309.9272 | 1752 | 10.2857 | 4565152.7475 | 269536.7924 | 338.8661 | 28.843 | 106 | 1216 | 1844.7693 | 304 | 76 | 0.36139
2635 | 51.5054 | 402.8 | 400 | 1600 | 7 | 80.56% | 100 | 127.0862 | 126.9406 | 126.9406 | 1 | 127.0862 | 100 | 145.1633 | 137.8905 | 137.8905 | 137.8905 | 7.2728 | 145.1633 | 74.9395 | 67.5871 | 67.5871 | 67.5871 | 7.3524 | 74.9395 | 284.3493 | 209.4423 | 209.4423 | 258.7896 | 25.5596 | 209.4423 | 49.3473 | 49.3473 | 284.3493 | 144.6824 | 118.0327 | 118.0327 | 118.0327 | 26.6497 | 144.6824 | 1956.8856 | 1956.8856 | 85.4448 | 85.4448 | 809.9689 | 809.9689 | 681.3704 | 681.3704 | 380.1015 | 380.1015 | 60104686.5564 | 1128051583.6277 | 223310813.6651 | 340532917.9445 | 1752 | 11.3059 | 4194894.3872 | 247675.9136 | 311.3822 | 72.1076 | 106 | 1216 | 1844.7693 | 304 | 76 | 0.34592
2636 | 154.5162 | 402.8 | 400 | 1600 | 7 | 85.1% | 100 | 133.4458 | 133.0256 | 133.0256 | 1 | 133.4458 | 100 | 169.9461 | 161.4279 | 161.4279 | 161.4279 | 8.5182 | 169.9461 | 74.9056 | 67.5535 | 67.5535 | 67.5535 | 7.3521 | 74.9056 | 346.1995 | 270.2202 | 270.2202 | 317.8715 | 28.328 | 270.2202 | 47.6513 | 47.6513 | 346.1995 | 153.3027 | 124.8705 | 124.8705 | 124.8705 | 28.4323 | 153.3027 | 2126.8066 | 2126.8066 | 256.2177 | 256.2177 | 809.6002 | 809.6002 | 681.0602 | 681.0602 | 379.9284 | 379.9284 | 153278204.1245 | 1128111148.35 | 209516889.9531 | 261093757.5724 | 1752 | 15.2071 | 3101796.7659 | 183136.9939 | 230.2428 | 216.3227 | 106 | 1216 | 1844.7693 | 304 | 76 | 0.32457
2637 | 206.0217 | 402.8 | 400 | 1600 | 7 | 87.16% | 100 | 136.9068 | 136.2996 | 136.2996 | 1 | 136.9068 | 100 | 185.5407 | 176.2391 | 176.2391 | 176.2391 | 9.3016 | 185.5407 | 74.8925 | 67.5404 | 67.5404 | 67.5404 | 7.3521 | 74.8925 | 389.5523 | 311.6885 | 311.6885 | 359.1521 | 30.4002 | 311.6885 | 47.4636 | 47.4636 | 389.5523 | 151.0907 | 122.9702 | 122.9702 | 122.9702 | 28.1205 | 151.0907 | 2211.7699 | 2211.7699 | 341.5553 | 341.5553 | 809.4382 | 809.4382 | 680.924 | 680.924 | 379.8524 | 379.8524 | 186369753.9283 | 1128117382.4405 | 212629442.0238 | 224883356.6913 | 1751.9999 | 17.3341 | 2660447.4549 | 157078.747 | 197.482 | 288.4303 | 106 | 1216 | 1844.7693 | 304 | 76 | 0.32928
2638 | 257.5271 | 402.8 | 400 | 1600 | 7 | 88.93% | 100 | 140.5259 | 139.7555 | 139.7555 | 1 | 140.5259 | 100 | 204.2059 | 193.9668 | 193.9668 | 193.9668 | 10.2391 | 204.2059 | 74.8805 | 67.5284 | 67.5284 | 67.5284 | 7.3521 | 74.8805 | 439.0818 | 359.2696 | 359.2696 | 406.2442 | 32.8376 | 359.2696 | 46.9747 | 46.9747 | 439.0818 | 146.6152 | 119.2407 | 119.2407 | 119.2407 | 27.3745 | 146.6152 | 2296.7349 | 2296.7349 | 426.8654 | 426.8654 | 809.2888 | 809.2888 | 680.7984 | 680.7984 | 379.7823 | 379.7823 | 211145545.5536 | 1128117098.1568 | 218708871.7316 | 194028484.558 | 1752 | 19.6361 | 2273514.5888 | 134233.3682 | 168.7604 | 360.5379 | 106 | 1216 | 1844.7693 | 304 | 76 | 0.33855
2639 | 309.0325 | 402.8 | 400 | 1600 | 7 | 90.44% | 100 | 144.3668 | 143.3601 | 143.3601 | 1 | 144.3668 | 100 | 223.1457 | 211.9551 | 211.9551 | 211.9551 | 11.1906 | 223.1457 | 74.8681 | 67.516 | 67.516 | 67.516 | 7.3521 | 74.8681 | 495.6132 | 413.3989 | 413.3989 | 459.9464 | 35.6668 | 413.3989 | 46.5475 | 46.5475 | 495.6132 | 142.6591 | 116.0003 | 116.0003 | 116.0003 | 26.6589 | 142.6591 | 2381.7012 | 2381.7012 | 512.151 | 512.151 | 809.1507 | 809.1507 | 680.6821 | 680.6821 | 379.7175 | 379.7175 | 231188506.3401 | 1128128948.764 | 225245551.4249 | 167437043.5214 | 1752.0001 | 22.0069 | 1934422.1557 | 114212.5953 | 143.5899 | 432.6455 | 106 | 1216 | 1844.7693 | 304 | 76 | 0.34852
2640 | 360.5379 | 402.8 | 400 | 1600 | 7 | 91.58% | 100 | 148.4062 | 147.3095 | 147.3095 | 1 | 148.4062 | 100 | 243.1061 | 230.9127 | 230.9127 | 230.9127 | 12.1934 | 243.1061 | 74.857 | 67.5049 | 67.5049 | 67.5049 | 7.352 | 74.857 | 552.842 | 468.0445 | 468.0445 | 514.2942 | 38.5479 | 468.0445 | 46.2496 | 46.2496 | 552.842 | 139.6941 | 113.5238 | 113.5238 | 113.5238 | 26.1703 | 139.6941 | 2466.6689 | 2466.6689 | 597.4148 | 597.4148 | 809.0225 | 809.0225 | 680.5743 | 680.5743 | 379.6573 | 379.6573 | 247241340.689 | 1128127130.7157 | 229180655.6306 | 147450872.9646 | 1752 | 24.5539 | 1694985.0667 | 100075.6959 | 125.8168 | 504.753 | 106 | 1216 | 1844.7693 | 304 | 76 | 0.35449
2641 | 412.0433 | 402.8 | 400 | 1600 | 7 | 92.6% | 100 | 152.5602 | 151.2211 | 151.2211 | 1 | 152.5602 | 100 | 263.2384 | 250.0334 | 250.0334 | 250.0334 | 13.205 | 263.2384 | 74.8467 | 67.4947 | 67.4947 | 67.4947 | 7.352 | 74.8467 | 616.5898 | 528.7492 | 528.7492 | 574.8173 | 41.7725 | 528.7492 | 46.0681 | 46.0681 | 616.5898 | 136.9086 | 111.2038 | 111.2038 | 111.2038 | 25.7048 | 136.9086 | 2551.6377 | 2551.6377 | 682.6591 | 682.6591 | 808.9032 | 808.9032 | 680.474 | 680.474 | 379.6014 | 379.6014 | 260560384.727 | 1128113323.8846 | 233715525.3583 | 129610766.0301 | 1752 | 26.9999 | 1482364.9043 | 87522.1276 | 110.0343 | 576.8606 | 106 | 1216 | 1844.7693 | 304 | 76 | 0.36138
2642 | 463.5487 | 402.8 | 400 | 1600 | 7 | 93.31% | 100 | 156.8874 | 155.6051 | 155.6051 | 1 | 156.8874 | 100 | 284.367 | 270.1002 | 270.1002 | 270.1002 | 14.2668 | 284.367 | 74.8377 | 67.4857 | 67.4857 | 67.4857 | 7.352 | 74.8377 | 676.1495 | 585.618 | 585.618 | 631.4176 | 44.7319 | 585.618 | 45.7997 | 45.7997 | 676.1495 | 135.3337 | 109.9106 | 109.9106 | 109.9106 | 25.4231 | 135.3337 | 2636.6075 | 2636.6075 | 767.8859 | 767.8859 | 808.792 | 808.792 | 680.3804 | 680.3804 | 379.5492 | 379.5492 | 270710287.1424 | 1128124513.4027 | 235902004.4599 | 117263194.9951 | 1752 | 29.4907 | 1343569.6936 | 79327.3491 | 99.7316 | 648.9682 | 106 | 1216 | 1844.7693 | 304 | 76 | 0.36471
2643 | 515.0541 | 402.8 | 400 | 1600 | 7 | 93.94% | 100 | 161.2815 | 159.8396 | 159.8396 | 1 | 161.2815 | 100 | 305.4609 | 290.134 | 290.134 | 290.134 | 15.3269 | 305.4609 | 74.8288 | 67.4768 | 67.4768 | 67.4768 | 7.352 | 74.8288 | 737.3581 | 643.8263 | 643.8263 | 689.534 | 47.8241 | 643.8263 | 45.7077 | 45.7077 | 737.3581 | 133.9928 | 108.7743 | 108.7743 | 108.7743 | 25.2185 | 133.9928 | 2721.5782 | 2721.5782 | 853.0969 | 853.0969 | 808.688 | 808.688 | 680.2929 | 680.2929 | 379.5004 | 379.5004 | 279842258.9242 | 1128120412.9524 | 237893142.3122 | 106144189.3564 | 1752 | 31.8724 | 1210873.9246 | 71492.6951 | 89.8818 | 721.0758 | 106 | 1216 | 1844.7693 | 304 | 76 | 0.36757
2644 | 566.5595 | 402.8 | 400 | 1600 | 7 | 94.51% | 100 | 165.7193 | 164.0755 | 164.0755 | 1 | 165.7193 | 100 | 326.2224 | 309.8518 | 309.8518 | 309.8518 | 16.3705 | 326.2224 | 74.8195 | 67.4676 | 67.4676 | 67.4676 | 7.3519 | 74.8195 | 803.4411 | 706.7129 | 706.7129 | 752.2304 | 51.2107 | 706.7129 | 45.5175 | 45.5175 | 803.4411 | 132.8756 | 107.8293 | 107.8293 | 107.8293 | 25.0463 | 132.8756 | 2806.5497 | 2806.5497 | 938.2935 | 938.2935 | 808.5906 | 808.5906 | 680.211 | 680.211 | 379.4547 | 379.4547 | 288034680.095 | 1128131294.064 | 239696477.3342 | 96137548.5067 | 1752 | 34.1332 | 1087639.134 | 64216.6385 | 80.7342 | 793.1834 | 106 | 1216 | 1844.7693 | 304 | 76 | 0.37035
2645 | 618.065 | 402.8 | 400 | 1600 | 7 | 95% | 100 | 170.2029 | 168.4006 | 168.4006 | 1 | 170.2029 | 100 | 346.7863 | 329.382 | 329.382 | 329.382 | 17.4043 | 346.7863 | 74.811 | 67.4592 | 67.4592 | 67.4592 | 7.3518 | 74.811 | 872.7084 | 772.5976 | 772.5976 | 817.9577 | 54.7507 | 772.5976 | 45.3601 | 45.3601 | 872.7084 | 132.0123 | 107.0912 | 107.0912 | 107.0912 | 24.9212 | 132.0123 | 2891.522 | 2891.522 | 1023.4772 | 1023.4772 | 808.4991 | 808.4991 | 680.134 | 680.134 | 379.4117 | 379.4117 | 295453592.4456 | 1128161674.7301 | 240860462.2232 | 87524270.6012 | 1752 | 36.2883 | 991743.3857 | 58554.7398 | 73.616 | 865.2909 | 106 | 1216 | 1844.7693 | 304 | 76 | 0.37215
2646 | 669.5704 | 402.8 | 400 | 1600 | 7 | 95.41% | 100 | 174.7291 | 172.9198 | 172.9198 | 1 | 174.7291 | 100 | 367.5367 | 349.0891 | 349.0891 | 349.0891 | 18.4476 | 367.5367 | 74.8035 | 67.4517 | 67.4517 | 67.4517 | 7.3518 | 74.8035 | 944.9554 | 841.2673 | 841.2673 | 886.5335 | 58.4219 | 841.2673 | 45.2661 | 45.2661 | 944.9554 | 131.224 | 106.4183 | 106.4183 | 106.4183 | 24.8056 | 131.224 | 2976.495 | 2976.495 | 1108.6489 | 1108.6489 | 808.4131 | 808.4131 | 680.0617 | 680.0617 | 379.3714 | 379.3714 | 301648471.7977 | 1128166891.3064 | 241790283.4504 | 80394420.5585 | 1752.0001 | 38.3409 | 908386.4888 | 53633.1628 | 67.4285 | 937.3985 | 106 | 1216 | 1844.7693 | 304 | 76 | 0.37358
2647 | 721.0758 | 402.8 | 400 | 1600 | 7 | 95.8% | 100 | 179.2861 | 177.2319 | 177.2319 | 1 | 179.2861 | 100 | 388.4378 | 368.9392 | 368.9392 | 368.9392 | 19.4986 | 388.4378 | 74.7967 | 67.445 | 67.445 | 67.445 | 7.3518 | 74.7967 | 1019.3358 | 912.0424 | 912.0424 | 957.1168 | 62.219 | 912.0424 | 45.0743 | 45.0743 | 1019.3358 | 130.5331 | 105.8271 | 105.8271 | 105.8271 | 24.706 | 130.5331 | 3061.4687 | 3061.4687 | 1193.8099 | 1193.8099 | 808.332 | 808.332 | 679.9934 | 679.9934 | 379.3333 | 379.3333 | 307214560.0711 | 1128163093.5963 | 242968252.5727 | 73654097.3323 | 1752 | 40.2735 | 826819.3004 | 48817.2542 | 61.3739 | 1009.5061 | 106 | 1216 | 1844.7693 | 304 | 76 | 0.37539
2648 | 772.5812 | 402.8 | 400 | 1600 | 7 | 96.14% | 100 | 183.8673 | 181.4589 | 181.4589 | 1 | 183.8673 | 100 | 409.4538 | 388.8984 | 388.8984 | 388.8984 | 20.5553 | 409.4538 | 74.7894 | 67.4377 | 67.4377 | 67.4377 | 7.3517 | 74.7894 | 1094.9668 | 984.1177 | 984.1177 | 1028.8879 | 66.0789 | 984.1177 | 44.7702 | 44.7702 | 1094.9668 | 129.9544 | 105.3261 | 105.3261 | 105.3261 | 24.6283 | 129.9544 | 3146.4429 | 3146.4429 | 1278.9609 | 1278.9609 | 808.2555 | 808.2555 | 679.9291 | 679.9291 | 379.2974 | 379.2974 | 312100287.6825 | 1128171860.6258 | 244122762.9749 | 67605088.7168 | 1752 | 42.1008 | 751828.0032 | 44389.6009 | 55.8073 | 1081.6137 | 106 | 1216 | 1844.7693 | 304 | 76 | 0.37717
2649 | 824.0866 | 402.8 | 400 | 1600 | 7 | 96.43% | 100 | 188.469 | 186.1057 | 186.1057 | 1 | 188.469 | 100 | 430.2893 | 408.6861 | 408.6861 | 408.6861 | 21.6032 | 430.2893 | 74.7833 | 67.4316 | 67.4316 | 67.4316 | 7.3517 | 74.7833 | 1178.6082 | 1063.6683 | 1063.6683 | 1108.2794 | 70.3288 | 1063.6683 | 44.6111 | 44.6111 | 1178.6082 | 129.3687 | 104.824 | 104.824 | 104.824 | 24.5448 | 129.3687 | 3231.4176 | 3231.4176 | 1364.1029 | 1364.1029 | 808.1831 | 808.1831 | 679.8682 | 679.8682 | 379.2634 | 379.2634 | 316704620.3652 | 1128180823.9779 | 244514409.1708 | 62600146.4861 | 1752 | 43.8492 | 697024.4454 | 41153.8767 | 51.7393 | 1153.7213 | 106 | 1216 | 1844.7693 | 304 | 76 | 0.37778
2650 | 875.592 | 402.8 | 400 | 1600 | 7 | 96.68% | 100 | 193.1111 | 190.5859 | 190.5859 | 1 | 193.1111 | 100 | 451.0974 | 428.4477 | 428.4477 | 428.4477 | 22.6497 | 451.0974 | 74.7772 | 67.4256 | 67.4256 | 67.4256 | 7.3516 | 74.7772 | 1259.1545 | 1140.0964 | 1140.0964 | 1184.7075 | 74.447 | 1140.0964 | 44.6111 | 44.6111 | 1259.1545 | 129.0792 | 104.5644 | 104.5644 | 104.5644 | 24.5148 | 129.0792 | 3316.3928 | 3316.3928 | 1449.2364 | 1449.2364 | 808.1146 | 808.1146 | 679.8106 | 679.8106 | 379.2313 | 379.2313 | 320838739.6635 | 1128186635.812 | 244830971.0727 | 58143625.9047 | 1752 | 45.5094 | 648484.5034 | 38287.9703 | 48.1363 | 1225.8288 | 106 | 1216 | 1844.7693 | 304 | 76 | 0.37826
2651 | 927.0974 | 402.8 | 400 | 1600 | 7 | 96.93% | 100 | 197.7748 | 194.9337 | 194.9337 | 1 | 197.7748 | 100 | 471.8336 | 448.141 | 448.141 | 448.141 | 23.6927 | 471.8336 | 74.7719 | 67.4203 | 67.4203 | 67.4203 | 7.3516 | 74.7719 | 1344.7614 | 1221.1316 | 1221.1316 | 1265.9143 | 78.8472 | 1221.1316 | 44.7827 | 44.7827 | 1344.7614 | 128.8215 | 104.3352 | 104.3352 | 104.3352 | 24.4862 | 128.8215 | 3401.3685 | 3401.3685 | 1534.3622 | 1534.3622 | 808.0496 | 808.0496 | 679.7559 | 679.7559 | 379.2008 | 379.2008 | 324793433.4379 | 1128176404.731 | 245246266.87 | 53783833.996 | 1751.9999 | 47.0761 | 603522.0516 | 35633.287 | 44.7988 | 1297.9364 | 106 | 1216 | 1844.7693 | 304 | 76 | 0.3789
2652 | 978.6028 | 402.8 | 400 | 1600 | 7 | 97.13% | 100 | 202.4431 | 199.6085 | 199.6085 | 1 | 202.4431 | 100 | 492.4318 | 467.703 | 467.703 | 467.703 | 24.7288 | 492.4318 | 74.7668 | 67.4152 | 67.4152 | 67.4152 | 7.3516 | 74.7668 | 1436.3367 | 1307.9725 | 1307.9725 | 1352.8108 | 83.5259 | 1307.9725 | 44.8383 | 44.8383 | 1436.3367 | 128.594 | 104.1323 | 104.1323 | 104.1323 | 24.4617 | 128.594 | 3486.3446 | 3486.3446 | 1619.4809 | 1619.4809 | 807.9879 | 807.9879 | 679.704 | 679.704 | 379.1718 | 379.1718 | 328335842.484 | 1128181420.7747 | 245256366.7321 | 50226383.9795 | 1752 | 48.5604 | 557878.4501 | 32938.387 | 41.4107 | 1370.044 | 106 | 1216 | 1844.7693 | 304 | 76 | 0.37892
2653 | 1030.1083 | 402.8 | 400 | 1600 | 7 | 97.31% | 100 | 207.1183 | 204.1976 | 204.1976 | 1 | 207.1183 | 100 | 513.1104 | 487.3414 | 487.3414 | 487.3414 | 25.769 | 513.1104 | 74.7622 | 67.4105 | 67.4105 | 67.4105 | 7.3517 | 74.7622 | 1523.9636 | 1391.5215 | 1391.5215 | 1435.9894 | 87.9742 | 1391.5215 | 44.4679 | 44.4679 | 1523.9636 | 128.5111 | 104.048 | 104.048 | 104.048 | 24.4632 | 128.5111 | 3571.3211 | 3571.3211 | 1704.5929 | 1704.5929 | 807.9292 | 807.9292 | 679.6546 | 679.6546 | 379.1443 | 379.1443 | 331428906.6189 | 1128169350.0416 | 245267640.6776 | 47134102.6618 | 1752 | 49.9785 | 522391.8278 | 30843.1778 | 38.7765 | 1442.1516 | 106 | 1216 | 1844.7693 | 304 | 76 | 0.37894
2654 | 20.6022 | 452.2 | 400 | 1600 | 7 | 82.02% | 100 | 129.1879 | 129.0512 | 129.0512 | 1 | 129.1879 | 100 | 145.0213 | 137.7546 | 137.7546 | 137.7546 | 7.2667 | 145.0213 | 80.9529 | 73.0096 | 73.0096 | 73.0096 | 7.9433 | 80.9529 | 302.8435 | 226.5857 | 226.5857 | 276.2428 | 26.6007 | 226.5857 | 49.6571 | 49.6571 | 302.8435 | 134.2789 | 109.4939 | 109.4939 | 109.4939 | 24.7849 | 134.2789 | 2004.6812 | 2004.6812 | 34.1733 | 34.1733 | 909.1807 | 909.1807 | 681.2775 | 681.2775 | 380.0496 | 380.0496 | 24089937.2184 | 1172200167.9656 | 240750155.9437 | 314959713.4073 | 1752 | 15.2543 | 3908019.8337 | 230738.2007 | 290.0879 | 28.843 | 119 | 1216 | 1844.7693 | 304 | 76 | 0.37267
2655 | 51.5054 | 452.2 | 400 | 1600 | 7 | 83.34% | 100 | 131.0045 | 130.7921 | 130.7921 | 1 | 131.0045 | 100 | 150.5518 | 143.0071 | 143.0071 | 143.0071 | 7.5448 | 150.5518 | 80.9421 | 72.9988 | 72.9988 | 72.9988 | 7.9432 | 80.9421 | 319.9626 | 243.8127 | 243.8127 | 292.639 | 27.3235 | 243.8127 | 48.8263 | 48.8263 | 319.9626 | 139.8285 | 113.9111 | 113.9111 | 113.9111 | 25.9174 | 139.8285 | 2055.6573 | 2055.6573 | 85.4214 | 85.4214 | 909.0552 | 909.0552 | 681.1835 | 681.1835 | 379.9972 | 379.9972 | 57942751.7445 | 1172221668.6706 | 229970533.6383 | 291865020.4815 | 1752 | 16.3315 | 3558410.2286 | 210096.4704 | 264.1367 | 72.1076 | 119 | 1216 | 1844.7693 | 304 | 76 | 0.35609
2656 | 154.5162 | 452.2 | 400 | 1600 | 7 | 87.39% | 100 | 137.7783 | 137.2637 | 137.2637 | 1 | 137.7783 | 100 | 175.6266 | 166.8218 | 166.8218 | 166.8218 | 8.8048 | 175.6266 | 80.9149 | 72.9713 | 72.9713 | 72.9713 | 7.9435 | 80.9149 | 396.8944 | 318.5695 | 318.5695 | 366.0924 | 30.802 | 318.5695 | 47.5229 | 47.5229 | 396.8944 | 151.5541 | 123.2732 | 123.2732 | 123.2732 | 28.2809 | 151.5541 | 2225.5828 | 2225.5828 | 256.1585 | 256.1585 | 908.6807 | 908.6807 | 680.9029 | 680.9029 | 379.8406 | 379.8406 | 148351162.0903 | 1172187954.7111 | 210565712.3836 | 220895240.6299 | 1752.0001 | 20.2842 | 2617289.1162 | 154530.5825 | 194.2784 | 216.3227 | 119 | 1216 | 1844.7693 | 304 | 76 | 0.32612
2657 | 206.0217 | 452.2 | 400 | 1600 | 7 | 89.22% | 100 | 141.3731 | 140.6251 | 140.6251 | 1 | 141.3731 | 100 | 192.0396 | 182.4103 | 182.4103 | 182.4103 | 9.6293 | 192.0396 | 80.9012 | 72.9577 | 72.9577 | 72.9577 | 7.9435 | 80.9012 | 450.545 | 369.9535 | 369.9535 | 417.0761 | 33.469 | 369.9535 | 47.1226 | 47.1226 | 450.545 | 151.2847 | 122.9491 | 122.9491 | 122.9491 | 28.3356 | 151.2847 | 2310.548 | 2310.548 | 341.4825 | 341.4825 | 908.5152 | 908.5152 | 680.7788 | 680.7788 | 379.7714 | 379.7714 | 179886507.7529 | 1172179165.0799 | 211151395.1183 | 188782932.0489 | 1752 | 22.3969 | 2214124.8824 | 130726.8676 | 164.352 | 288.4303 | 119 | 1216 | 1844.7693 | 304 | 76 | 0.32693
2658 | 257.5271 | 452.2 | 400 | 1600 | 7 | 90.7% | 100 | 145.1866 | 144.2942 | 144.2942 | 1 | 145.1866 | 100 | 212.4125 | 201.7599 | 201.7599 | 201.7599 | 10.6526 | 212.4125 | 80.8862 | 72.943 | 72.943 | 72.943 | 7.9432 | 80.8862 | 509.9283 | 426.7962 | 426.7962 | 473.4987 | 36.4295 | 426.7962 | 46.7025 | 46.7025 | 509.9283 | 148.8032 | 120.852 | 120.852 | 120.852 | 27.9512 | 148.8032 | 2395.5146 | 2395.5146 | 426.7811 | 426.7811 | 908.362 | 908.362 | 680.664 | 680.664 | 379.7074 | 379.7074 | 202769271.2365 | 1172230435.4955 | 214129824.4773 | 162870468.7907 | 1752 | 24.6555 | 1893939.8415 | 111822.4292 | 140.585 | 360.5379 | 119 | 1216 | 1844.7693 | 304 | 76 | 0.33143
2659 | 309.0325 | 452.2 | 400 | 1600 | 7 | 91.94% | 100 | 149.1899 | 148.1962 | 148.1962 | 1 | 149.1899 | 100 | 233.069 | 221.3788 | 221.3788 | 221.3788 | 11.6902 | 233.069 | 80.8724 | 72.9294 | 72.9294 | 72.9294 | 7.943 | 80.8724 | 577.1136 | 490.9783 | 490.9783 | 537.2917 | 39.822 | 490.9783 | 46.3133 | 46.3133 | 577.1136 | 146.4041 | 118.8816 | 118.8816 | 118.8816 | 27.5225 | 146.4041 | 2480.4824 | 2480.4824 | 512.0572 | 512.0572 | 908.2198 | 908.2198 | 680.5575 | 680.5575 | 379.648 | 379.648 | 221171377.9982 | 1172252020.4967 | 217433677.2694 | 141142924.2357 | 1752 | 26.958 | 1627218.8072 | 96074.6249 | 120.7866 | 432.6455 | 119 | 1216 | 1844.7693 | 304 | 76 | 0.33642
2660 | 360.5379 | 452.2 | 400 | 1600 | 7 | 92.93% | 100 | 153.3402 | 152.2509 | 152.2509 | 1 | 153.3402 | 100 | 254.4052 | 241.643 | 241.643 | 241.643 | 12.7622 | 254.4052 | 80.8622 | 72.9191 | 72.9191 | 72.9191 | 7.943 | 80.8622 | 646.9886 | 557.5731 | 557.5731 | 603.6616 | 43.3271 | 557.5731 | 46.0885 | 46.0885 | 646.9886 | 144.3944 | 117.186 | 117.186 | 117.186 | 27.2084 | 144.3944 | 2565.4514 | 2565.4514 | 597.313 | 597.313 | 908.0874 | 908.0874 | 680.4583 | 680.4583 | 379.5926 | 379.5926 | 235994896.2364 | 1172241843.6942 | 219850825.9773 | 123912434.0921 | 1752 | 29.2848 | 1423934.3558 | 84072.2578 | 105.697 | 504.753 | 119 | 1216 | 1844.7693 | 304 | 76 | 0.34005
2661 | 412.0433 | 452.2 | 400 | 1600 | 7 | 93.75% | 100 | 157.5909 | 156.2363 | 156.2363 | 1 | 157.5909 | 100 | 276.5869 | 262.7102 | 262.7102 | 262.7102 | 13.8767 | 276.5869 | 80.8516 | 72.9087 | 72.9087 | 72.9087 | 7.943 | 80.8516 | 719.1822 | 626.6733 | 626.6733 | 672.2207 | 46.9615 | 626.6733 | 45.5473 | 45.5473 | 719.1822 | 142.6062 | 115.6793 | 115.6793 | 115.6793 | 26.9268 | 142.6062 | 2650.4213 | 2650.4213 | 682.5506 | 682.5506 | 907.9639 | 907.9639 | 680.3658 | 680.3658 | 379.541 | 379.541 | 247675991.0877 | 1172260162.1182 | 222644442.4238 | 109419412.336 | 1752 | 31.5458 | 1237843.2976 | 73085.027 | 91.8837 | 576.8606 | 119 | 1216 | 1844.7693 | 304 | 76 | 0.34438
2662 | 463.5487 | 452.2 | 400 | 1600 | 7 | 94.38% | 100 | 161.9721 | 160.6029 | 160.6029 | 1 | 161.9721 | 100 | 299.1482 | 284.1378 | 284.1378 | 284.1378 | 15.0105 | 299.1482 | 80.8426 | 72.8996 | 72.8996 | 72.8996 | 7.943 | 80.8426 | 791.8266 | 695.81 | 695.81 | 741.217 | 50.6096 | 695.81 | 45.407 | 45.407 | 791.8266 | 141.3241 | 114.5885 | 114.5885 | 114.5885 | 26.7356 | 141.3241 | 2735.3922 | 2735.3922 | 767.7718 | 767.7718 | 907.8485 | 907.8485 | 680.2792 | 680.2792 | 379.4927 | 379.4927 | 257245590.0138 | 1172246138.9181 | 224005692.3178 | 98502588.1788 | 1752 | 33.7949 | 1113677.2727 | 65753.9882 | 82.667 | 648.9682 | 119 | 1216 | 1844.7693 | 304 | 76 | 0.34627
2663 | 515.0541 | 452.2 | 400 | 1600 | 7 | 94.93% | 100 | 166.4282 | 164.8411 | 164.8411 | 1 | 166.4282 | 100 | 321.4272 | 305.297 | 305.297 | 305.297 | 16.1302 | 321.4272 | 80.8338 | 72.8908 | 72.8908 | 72.8908 | 7.943 | 80.8338 | 866.138 | 766.4201 | 766.4201 | 811.7433 | 54.3947 | 766.4201 | 45.3232 | 45.3232 | 866.138 | 140.5494 | 113.915 | 113.915 | 113.915 | 26.6343 | 140.5494 | 2820.3639 | 2820.3639 | 852.978 | 852.978 | 907.7402 | 907.7402 | 680.1981 | 680.1981 | 379.4475 | 379.4475 | 265960177.0472 | 1172256393.7774 | 224952448.2706 | 88830980.9047 | 1752 | 35.9401 | 999244.5419 | 58997.6247 | 74.1728 | 721.0758 | 119 | 1216 | 1844.7693 | 304 | 76 | 0.34775
2664 | 566.5595 | 452.2 | 400 | 1600 | 7 | 95.4% | 100 | 170.9174 | 169.1009 | 169.1009 | 1 | 170.9174 | 100 | 343.599 | 326.3543 | 326.3543 | 326.3543 | 17.2447 | 343.599 | 80.825 | 72.8821 | 72.8821 | 72.8821 | 7.9429 | 80.825 | 943.8205 | 840.4735 | 840.4735 | 885.473 | 58.3475 | 840.4735 | 44.9995 | 44.9995 | 943.8205 | 139.941 | 113.3811 | 113.3811 | 113.3811 | 26.5599 | 139.941 | 2905.3363 | 2905.3363 | 938.1708 | 938.1708 | 907.6386 | 907.6386 | 680.122 | 680.122 | 379.405 | 379.405 | 273288075.4717 | 1172266107.4311 | 225923138.3075 | 80522678.7897 | 1752 | 37.9824 | 900621.6589 | 53174.7099 | 66.8521 | 793.1834 | 119 | 1216 | 1844.7693 | 304 | 76 | 0.34924
2665 | 618.065 | 452.2 | 400 | 1600 | 7 | 95.84% | 100 | 175.4345 | 173.4012 | 173.4012 | 1 | 175.4345 | 100 | 365.6466 | 347.2935 | 347.2935 | 347.2935 | 18.353 | 365.6466 | 80.8167 | 72.8739 | 72.8739 | 72.8739 | 7.9429 | 80.8167 | 1030.5803 | 923.1264 | 923.1264 | 967.8197 | 62.7605 | 923.1264 | 44.6933 | 44.6933 | 1030.5803 | 139.2256 | 112.7665 | 112.7665 | 112.7665 | 26.4591 | 139.2256 | 2990.3094 | 2990.3094 | 1023.3512 | 1023.3512 | 907.5429 | 907.5429 | 680.0503 | 680.0503 | 379.365 | 379.365 | 280055357.6734 | 1172269689.0874 | 226823936.596 | 72851009.3329 | 1752 | 39.916 | 811540.9109 | 47915.184 | 60.2398 | 865.2909 | 119 | 1216 | 1844.7693 | 304 | 76 | 0.35063
2666 | 669.5704 | 452.2 | 400 | 1600 | 7 | 96.21% | 100 | 179.9959 | 177.8144 | 177.8144 | 1 | 179.9959 | 100 | 387.724 | 368.261 | 368.261 | 368.261 | 19.463 | 387.724 | 80.8093 | 72.8665 | 72.8665 | 72.8665 | 7.9428 | 80.8093 | 1121.1332 | 1009.214 | 1009.214 | 1053.7763 | 67.3569 | 1009.214 | 44.5623 | 44.5623 | 1121.1332 | 138.6553 | 112.2713 | 112.2713 | 112.2713 | 26.384 | 138.6553 | 3075.2831 | 3075.2831 | 1108.5203 | 1108.5203 | 907.4528 | 907.4528 | 679.9827 | 679.9827 | 379.3273 | 379.3273 | 285928042.1892 | 1172258557.9811 | 227449104.0626 | 66364295.7671 | 1752 | 41.7578 | 731719.6938 | 43202.3615 | 54.3147 | 937.3985 | 119 | 1216 | 1844.7693 | 304 | 76 | 0.3516
2667 | 721.0758 | 452.2 | 400 | 1600 | 7 | 96.5% | 100 | 184.5967 | 182.3958 | 182.3958 | 1 | 184.5967 | 100 | 410.0254 | 389.441 | 389.441 | 389.441 | 20.5843 | 410.0254 | 80.8028 | 72.8599 | 72.8599 | 72.8599 | 7.9429 | 80.8028 | 1207.9215 | 1091.8294 | 1091.8294 | 1136.1498 | 71.7718 | 1091.8294 | 44.3204 | 44.3204 | 1207.9215 | 138.3655 | 112.0053 | 112.0053 | 112.0053 | 26.3602 | 138.3655 | 3160.2574 | 3160.2574 | 1193.6791 | 1193.6791 | 907.3676 | 907.3676 | 679.9189 | 679.9189 | 379.2918 | 379.2918 | 290904295.4359 | 1172274052.1681 | 227493989.7135 | 61327662.6826 | 1752 | 43.5283 | 677804.6331 | 40019.0961 | 50.3127 | 1009.5061 | 119 | 1216 | 1844.7693 | 304 | 76 | 0.35166
2668 | 772.5812 | 452.2 | 400 | 1600 | 7 | 96.77% | 100 | 189.2298 | 186.9044 | 186.9044 | 1 | 189.2298 | 100 | 432.3845 | 410.6758 | 410.6758 | 410.6758 | 21.7087 | 432.3845 | 80.796 | 72.8531 | 72.8531 | 72.8531 | 7.9428 | 80.796 | 1298.4215 | 1177.6422 | 1177.6422 | 1222.0238 | 76.3977 | 1177.6422 | 44.3816 | 44.3816 | 1298.4215 | 138.088 | 111.7484 | 111.7484 | 111.7484 | 26.3396 | 138.088 | 3245.2322 | 3245.2322 | 1278.8284 | 1278.8284 | 907.2871 | 907.2871 | 679.8586 | 679.8586 | 379.2581 | 379.2581 | 295448532.55 | 1172274438.1632 | 227621951.2215 | 56655078.0653 | 1752 | 45.1997 | 626904.5816 | 37013.8437 | 46.5344 | 1081.6137 | 119 | 1216 | 1844.7693 | 304 | 76 | 0.35186
2669 | 824.0866 | 452.2 | 400 | 1600 | 7 | 97.04% | 100 | 193.8733 | 191.1837 | 191.1837 | 1 | 193.8733 | 100 | 454.5417 | 431.7188 | 431.7188 | 431.7188 | 22.8229 | 454.5417 | 80.7894 | 72.8466 | 72.8466 | 72.8466 | 7.9428 | 80.7894 | 1397.2435 | 1271.3952 | 1271.3952 | 1315.7799 | 81.4636 | 1271.3952 | 44.3848 | 44.3848 | 1397.2435 | 137.8161 | 111.5 | 111.5 | 111.5 | 26.316 | 137.8161 | 3330.2075 | 3330.2075 | 1363.969 | 1363.969 | 907.2109 | 907.2109 | 679.8015 | 679.8015 | 379.2262 | 379.2262 | 299735399.4088 | 1172282354.0681 | 228039977.6761 | 51942268.8471 | 1752 | 46.7776 | 577473.5359 | 34095.3246 | 42.8652 | 1153.7213 | 119 | 1216 | 1844.7693 | 304 | 76 | 0.35251
2670 | 875.592 | 452.2 | 400 | 1600 | 7 | 97.26% | 100 | 198.5326 | 195.6503 | 195.6503 | 1 | 198.5326 | 100 | 476.6496 | 452.7149 | 452.7149 | 452.7149 | 23.9348 | 476.6496 | 80.7835 | 72.8407 | 72.8407 | 72.8407 | 7.9428 | 80.7835 | 1501.086 | 1369.9336 | 1369.9336 | 1414.3114 | 86.7746 | 1369.9336 | 44.3778 | 44.3778 | 1501.086 | 137.6004 | 111.3008 | 111.3008 | 111.3008 | 26.2996 | 137.6004 | 3415.1833 | 3415.1833 | 1449.1015 | 1449.1015 | 907.1385 | 907.1385 | 679.7473 | 679.7473 | 379.196 | 379.196 | 303553009.2969 | 1172287233.1723 | 228201973.7205 | 47957858.547 | 1752.0001 | 48.2759 | 528934.8414 | 31229.4919 | 39.2622 | 1225.8288 | 119 | 1216 | 1844.7693 | 304 | 76 | 0.35276
2671 | 927.0974 | 452.2 | 400 | 1600 | 7 | 97.45% | 100 | 203.206 | 200.3371 | 200.3371 | 1 | 203.206 | 100 | 498.771 | 473.7236 | 473.7236 | 473.7236 | 25.0474 | 498.771 | 80.7775 | 72.8347 | 72.8347 | 72.8347 | 7.9427 | 80.7775 | 1609.0198 | 1472.4304 | 1472.4304 | 1516.7283 | 92.2915 | 1472.4304 | 44.2978 | 44.2978 | 1609.0198 | 137.4442 | 111.1538 | 111.1538 | 111.1538 | 26.2904 | 137.4442 | 3500.1594 | 3500.1594 | 1534.2265 | 1534.2265 | 907.0698 | 907.0698 | 679.6958 | 679.6958 | 379.1673 | 379.1673 | 307017905.3467 | 1172290154.3024 | 228056469.6286 | 44635470.7223 | 1752 | 49.7068 | 493682.9389 | 29148.141 | 36.6455 | 1297.9364 | 119 | 1216 | 1844.7693 | 304 | 76 | 0.35253
2672 | 978.6028 | 452.2 | 400 | 1600 | 7 | 97.63% | 100 | 207.8989 | 204.8607 | 204.8607 | 1 | 207.8989 | 100 | 520.912 | 494.7509 | 494.7509 | 494.7509 | 26.1611 | 520.912 | 80.7725 | 72.8297 | 72.8297 | 72.8297 | 7.9428 | 80.7725 | 1713.6219 | 1571.8062 | 1571.8062 | 1615.966 | 97.6559 | 1571.8062 | 44.1598 | 44.1598 | 1713.6219 | 137.4483 | 111.1394 | 111.1394 | 111.1394 | 26.3089 | 137.4483 | 3585.136 | 3585.136 | 1619.3447 | 1619.3447 | 907.0045 | 907.0045 | 679.6468 | 679.6468 | 379.14 | 379.14 | 310238641.4682 | 1172286131.3721 | 227867181.9112 | 41608045.2485 | 1752 | 51.0641 | 457848.6647 | 27032.4056 | 33.9856 | 1370.044 | 119 | 1216 | 1844.7693 | 304 | 76 | 0.35224
2673 | 1030.1083 | 452.2 | 400 | 1600 | 7 | 97.8% | 100 | 212.5914 | 209.3037 | 209.3037 | 1 | 212.5914 | 100 | 542.9563 | 515.6863 | 515.6863 | 515.6863 | 27.27 | 542.9563 | 80.7672 | 72.8244 | 72.8244 | 72.8244 | 7.9427 | 80.7672 | 1832.6415 | 1684.9232 | 1684.9232 | 1728.8799 | 103.7616 | 1684.9232 | 43.9566 | 43.9566 | 1832.6415 | 137.3402 | 111.0342 | 111.0342 | 111.0342 | 26.3059 | 137.3402 | 3670.1128 | 3670.1128 | 1704.4564 | 1704.4564 | 906.9423 | 906.9423 | 679.6002 | 679.6002 | 379.1139 | 379.1139 | 313211499.1075 | 1172290770.8477 | 227946166.3509 | 38551563.694 | 1752 | 52.3478 | 418222.8001 | 24692.8062 | 31.0442 | 1442.1516 | 119 | 1216 | 1844.7693 | 304 | 76 | 0.35236
2674 | 20.6022 | 501.6 | 400 | 1600 | 7 | 84.28% | 100 | 133.4194 | 133.211 | 133.211 | 1 | 133.4194 | 100 | 152.1903 | 144.5625 | 144.5625 | 144.5625 | 7.6278 | 152.1903 | 87.0549 | 78.5108 | 78.5108 | 78.5108 | 8.5441 | 87.0549 | 335.6049 | 258.52 | 258.52 | 307.425 | 28.1799 | 258.52 | 48.9049 | 48.9049 | 335.6049 | 131.6526 | 107.2374 | 107.2374 | 107.2374 | 24.4151 | 131.6526 | 2103.4543 | 2103.4543 | 34.1643 | 34.1643 | 1008.2398 | 1008.2398 | 681.0997 | 681.0997 | 379.9505 | 379.9505 | 22955307.3672 | 1208836060.6099 | 244800288.3567 | 275408343.6662 | 1752 | 20.2228 | 3368265.9599 | 198869.929 | 250.0225 | 28.843 | 132 | 1216 | 1844.7693 | 304 | 76 | 0.37882
2675 | 51.5054 | 501.6 | 400 | 1600 | 7 | 85.47% | 100 | 135.4178 | 135.1607 | 135.1607 | 1 | 135.4178 | 100 | 157.3008 | 149.4159 | 149.4159 | 149.4159 | 7.8848 | 157.3008 | 87.044 | 78.5 | 78.5 | 78.5 | 8.544 | 87.044 | 356.6578 | 279.0482 | 279.0482 | 327.5606 | 29.0972 | 279.0482 | 48.5124 | 48.5124 | 356.6578 | 137.4651 | 111.8799 | 111.8799 | 111.8799 | 25.5852 | 137.4651 | 2154.4318 | 2154.4318 | 85.4002 | 85.4002 | 1008.1139 | 1008.1139 | 681.0147 | 681.0147 | 379.903 | 379.903 | 55448817.3762 | 1208870712.4908 | 233039426.603 | 254641043.5301 | 1752 | 21.334 | 3088767.7549 | 182367.7321 | 229.2757 | 72.1076 | 132 | 1216 | 1844.7693 | 304 | 76 | 0.36072
2676 | 154.5162 | 501.6 | 400 | 1600 | 7 | 89.2% | 100 | 142.4376 | 141.8187 | 141.8187 | 1 | 142.4376 | 100 | 181.8048 | 172.6884 | 172.6884 | 172.6884 | 9.1164 | 181.8048 | 87.0142 | 78.4702 | 78.4702 | 78.4702 | 8.5439 | 87.0142 | 451.7622 | 370.8213 | 370.8213 | 418.1542 | 33.608 | 370.8213 | 47.3329 | 47.3329 | 451.7622 | 150.7138 | 122.432 | 122.432 | 122.432 | 28.2818 | 150.7138 | 2324.3612 | 2324.3612 | 256.1046 | 256.1046 | 1007.7362 | 1007.7362 | 680.7596 | 680.7596 | 379.7607 | 379.7607 | 143051793.659 | 1208861283.5461 | 210841108.1388 | 189245783.4452 | 1752 | 25.1868 | 2224058.0098 | 131313.3416 | 165.0893 | 216.3227 | 132 | 1216 | 1844.7693 | 304 | 76 | 0.32648
2677 | 206.0217 | 501.6 | 400 | 1600 | 7 | 90.79% | 100 | 146.1556 | 145.3366 | 145.3366 | 1 | 146.1556 | 100 | 199.5162 | 189.5101 | 189.5101 | 189.5101 | 10.0061 | 199.5162 | 86.9989 | 78.4552 | 78.4552 | 78.4552 | 8.5437 | 86.9989 | 515.5588 | 432.1241 | 432.1241 | 478.783 | 36.7758 | 432.1241 | 46.6589 | 46.6589 | 515.5588 | 152.075 | 123.4423 | 123.4423 | 123.4423 | 28.6327 | 152.075 | 2409.328 | 2409.328 | 341.416 | 341.416 | 1007.5684 | 1007.5684 | 680.6462 | 680.6462 | 379.6974 | 379.6974 | 173084896.9943 | 1208892175.4224 | 208659296.244 | 161363631.3393 | 1752 | 27.2233 | 1879098.6308 | 110946.171 | 139.4833 | 288.4303 | 132 | 1216 | 1844.7693 | 304 | 76 | 0.32302
2678 | 257.5271 | 501.6 | 400 | 1600 | 7 | 92.12% | 100 | 150.089 | 149.1311 | 149.1311 | 1 | 150.089 | 100 | 220.9603 | 209.8772 | 209.8772 | 209.8772 | 11.0832 | 220.9603 | 86.9839 | 78.4404 | 78.4404 | 78.4404 | 8.5434 | 86.9839 | 589.9201 | 502.9065 | 502.9065 | 549.404 | 40.5161 | 502.9065 | 46.4975 | 46.4975 | 589.9201 | 150.5103 | 122.0853 | 122.0853 | 122.0853 | 28.425 | 150.5103 | 2494.296 | 2494.296 | 426.7039 | 426.7039 | 1007.4125 | 1007.4125 | 680.5409 | 680.5409 | 379.6387 | 379.6387 | 194809157.8418 | 1208943245.0384 | 210200663.6191 | 138046933.5006 | 1752 | 29.3216 | 1598456.153 | 94376.4137 | 118.6516 | 360.5379 | 132 | 1216 | 1844.7693 | 304 | 76 | 0.3253
2679 | 309.0325 | 501.6 | 400 | 1600 | 7 | 93.12% | 100 | 154.2246 | 153.1866 | 153.1866 | 1 | 154.2246 | 100 | 243.5271 | 231.3103 | 231.3103 | 231.3103 | 12.2168 | 243.5271 | 86.9735 | 78.43 | 78.43 | 78.43 | 8.5435 | 86.9735 | 665.3553 | 574.6968 | 574.6968 | 621.0259 | 44.3294 | 574.6968 | 46.3291 | 46.3291 | 665.3553 | 149.4907 | 121.1813 | 121.1813 | 121.1813 | 28.3094 | 149.4907 | 2579.2651 | 2579.2651 | 511.9709 | 511.9709 | 1007.2673 | 1007.2673 | 680.4428 | 680.4428 | 379.584 | 379.584 | 211589694.7018 | 1208930931.2102 | 210988414.5906 | 120490959.4974 | 1752 | 31.5009 | 1395644.9933 | 82401.9908 | 103.5971 | 432.6455 | 132 | 1216 | 1844.7693 | 304 | 76 | 0.3265
2680 | 360.5379 | 501.6 | 400 | 1600 | 7 | 93.99% | 100 | 158.4941 | 157.2059 | 157.2059 | 1 | 158.4941 | 100 | 266.3382 | 252.9754 | 252.9754 | 252.9754 | 13.3628 | 266.3382 | 86.9616 | 78.4182 | 78.4182 | 78.4182 | 8.5434 | 86.9616 | 747.976 | 653.4299 | 653.4299 | 699.4708 | 48.5052 | 653.4299 | 46.0409 | 46.0409 | 747.976 | 148.6428 | 120.4852 | 120.4852 | 120.4852 | 28.1577 | 148.6428 | 2664.2352 | 2664.2352 | 597.2191 | 597.2191 | 1007.1319 | 1007.1319 | 680.3513 | 680.3513 | 379.5329 | 379.5329 | 225301200.6153 | 1208939428.6703 | 212551529.6414 | 105207841.073 | 1752 | 33.6129 | 1209194.694 | 71393.5496 | 89.7571 | 504.753 | 132 | 1216 | 1844.7693 | 304 | 76 | 0.3287
2681 | 412.0433 | 501.6 | 400 | 1600 | 7 | 94.66% | 100 | 162.8381 | 161.544 | 161.544 | 1 | 162.8381 | 100 | 289.8876 | 275.3416 | 275.3416 | 275.3416 | 14.5461 | 289.8876 | 86.9509 | 78.4076 | 78.4076 | 78.4076 | 8.5433 | 86.9509 | 832.6096 | 734.0499 | 734.0499 | 779.8395 | 52.7701 | 734.0499 | 45.7895 | 45.7895 | 832.6096 | 147.6582 | 119.6265 | 119.6265 | 119.6265 | 28.0317 | 147.6582 | 2749.2062 | 2749.2062 | 682.4502 | 682.4502 | 1007.0051 | 1007.0051 | 680.2657 | 680.2657 | 379.4852 | 379.4852 | 236227162.3031 | 1208954073.6258 | 213203769.0467 | 93615087.2874 | 1752.0001 | 35.7032 | 1068870.1752 | 63108.4773 | 79.341 | 576.8606 | 132 | 1216 | 1844.7693 | 304 | 76 | 0.32973
2682 | 463.5487 | 501.6 | 400 | 1600 | 7 | 95.21% | 100 | 167.2852 | 165.6499 | 165.6499 | 1 | 167.2852 | 100 | 313.6122 | 297.874 | 297.874 | 297.874 | 15.7383 | 313.6122 | 86.9421 | 78.3987 | 78.3987 | 78.3987 | 8.5433 | 86.9421 | 912.3868 | 810.1189 | 810.1189 | 855.5606 | 56.8262 | 810.1189 | 45.4417 | 45.4417 | 912.3868 | 147.4545 | 119.4087 | 119.4087 | 119.4087 | 28.0457 | 147.4545 | 2834.178 | 2834.178 | 767.6659 | 767.6659 | 1006.8863 | 1006.8863 | 680.1854 | 680.1854 | 379.4404 | 379.4404 | 245454266.7881 | 1208944094.4014 | 213606817.0551 | 83994821.7555 | 1752 | 37.7213 | 944980.5714 | 55793.759 | 70.1448 | 648.9682 | 132 | 1216 | 1844.7693 | 304 | 76 | 0.33037
2683 | 515.0541 | 501.6 | 400 | 1600 | 7 | 95.7% | 100 | 171.7586 | 169.9624 | 169.9624 | 1 | 171.7586 | 100 | 337.2064 | 320.2823 | 320.2823 | 320.2823 | 16.9241 | 337.2064 | 86.9335 | 78.3902 | 78.3902 | 78.3902 | 8.5434 | 86.9335 | 1004.898 | 898.2869 | 898.2869 | 943.3861 | 61.5119 | 898.2869 | 45.0992 | 45.0992 | 1004.898 | 146.8081 | 118.8435 | 118.8435 | 118.8435 | 27.9646 | 146.8081 | 2919.1505 | 2919.1505 | 852.8675 | 852.8675 | 1006.7747 | 1006.7747 | 680.11 | 680.11 | 379.3983 | 379.3983 | 253419762.9432 | 1208934232.6835 | 214245895.9017 | 75400108.4717 | 1752 | 39.6465 | 849032.261 | 50128.7569 | 63.0227 | 721.0758 | 132 | 1216 | 1844.7693 | 304 | 76 | 0.33136
2684 | 566.5595 | 501.6 | 400 | 1600 | 7 | 96.1% | 100 | 176.2955 | 174.3561 | 174.3561 | 1 | 176.2955 | 100 | 360.6683 | 342.5649 | 342.5649 | 342.5649 | 18.1034 | 360.6683 | 86.9246 | 78.3813 | 78.3813 | 78.3813 | 8.5433 | 86.9246 | 1098.8815 | 987.6131 | 987.6131 | 1032.5887 | 66.2928 | 987.6131 | 44.9756 | 44.9756 | 1098.8815 | 146.5254 | 118.574 | 118.574 | 118.574 | 27.9514 | 146.5254 | 3004.1238 | 3004.1238 | 938.0564 | 938.0564 | 1006.6696 | 1006.6696 | 680.039 | 680.039 | 379.3587 | 379.3587 | 260352453.6056 | 1208948654.229 | 214383043.2263 | 68315848.9392 | 1752 | 41.4964 | 766031.5204 | 45228.2082 | 56.8616 | 793.1834 | 132 | 1216 | 1844.7693 | 304 | 76 | 0.33157
2685 | 618.065 | 501.6 | 400 | 1600 | 7 | 96.47% | 100 | 180.8671 | 178.6539 | 178.6539 | 1 | 180.8671 | 100 | 383.9639 | 364.6893 | 364.6893 | 364.6893 | 19.2745 | 383.9639 | 86.9158 | 78.3726 | 78.3726 | 78.3726 | 8.5432 | 86.9158 | 1200.4601 | 1084.0405 | 1084.0405 | 1128.99 | 71.4701 | 1084.0405 | 44.9495 | 44.9495 | 1200.4601 | 146.2833 | 118.3436 | 118.3436 | 118.3436 | 27.9397 | 146.2833 | 3089.0976 | 3089.0976 | 1023.2335 | 1023.2335 | 1006.5705 | 1006.5705 | 679.9721 | 679.9721 | 379.3214 | 379.3214 | 266598457.4077 | 1208974723.12 | 214651684.3611 | 61775135.1112 | 1752 | 43.2463 | 693377.84 | 40938.573 | 51.4686 | 865.2909 | 132 | 1216 | 1844.7693 | 304 | 76 | 0.33199
2686 | 669.5704 | 501.6 | 400 | 1600 | 7 | 96.76% | 100 | 185.4637 | 183.3199 | 183.3199 | 1 | 185.4637 | 100 | 407.5281 | 387.0689 | 387.0689 | 387.0689 | 20.4593 | 407.5281 | 86.9085 | 78.3654 | 78.3654 | 78.3654 | 8.5432 | 86.9085 | 1303.8878 | 1182.4825 | 1182.4825 | 1227.1624 | 76.7254 | 1182.4825 | 44.68 | 44.68 | 1303.8878 | 146.0842 | 118.1524 | 118.1524 | 118.1524 | 27.9318 | 146.0842 | 3174.072 | 3174.072 | 1108.3999 | 1108.3999 | 1006.477 | 1006.477 | 679.9089 | 679.9089 | 379.2862 | 379.2862 | 271828071.7048 | 1208968181.2083 | 214449142.4134 | 56754604.6735 | 1752 | 44.9252 | 629948.941 | 37193.5894 | 46.7604 | 937.3985 | 132 | 1216 | 1844.7693 | 304 | 76 | 0.33168
2687 | 721.0758 | 501.6 | 400 | 1600 | 7 | 97.01% | 100 | 190.098 | 187.8849 | 187.8849 | 1 | 190.098 | 100 | 431.318 | 409.6626 | 409.6626 | 409.6626 | 21.6554 | 431.318 | 86.9013 | 78.3581 | 78.3581 | 78.3581 | 8.5431 | 86.9013 | 1403.4402 | 1277.0656 | 1277.0656 | 1321.6304 | 81.8097 | 1277.0656 | 44.5648 | 44.5648 | 1403.4402 | 146.0471 | 118.0865 | 118.0865 | 118.0865 | 27.9606 | 146.0471 | 3259.0469 | 3259.0469 | 1193.5565 | 1193.5565 | 1006.3885 | 1006.3885 | 679.8491 | 679.8491 | 379.2528 | 379.2528 | 276481575.0999 | 1208976760.7366 | 214104868.0011 | 52436796.1623 | 1752 | 46.5218 | 579558.6874 | 34218.4365 | 43.02 | 1009.5061 | 132 | 1216 | 1844.7693 | 304 | 76 | 0.33115
2688 | 772.5812 | 501.6 | 400 | 1600 | 7 | 97.28% | 100 | 194.7421 | 191.8833 | 191.8833 | 1 | 194.7421 | 100 | 454.9032 | 432.0619 | 432.0619 | 432.0619 | 22.8414 | 454.9032 | 86.8946 | 78.3514 | 78.3514 | 78.3514 | 8.5431 | 86.8946 | 1510.8392 | 1379.2254 | 1379.2254 | 1423.531 | 87.3083 | 1379.2254 | 44.3055 | 44.3055 | 1510.8392 | 146.003 | 118.0186 | 118.0186 | 118.0186 | 27.9844 | 146.003 | 3344.0222 | 3344.0222 | 1278.704 | 1278.704 | 1006.3046 | 1006.3046 | 679.7925 | 679.7925 | 379.2212 | 379.2212 | 280874217.1809 | 1208976760.7366 | 214464938.9422 | 47684083.1402 | 1752 | 48.0206 | 525048.7488 | 31000.0483 | 38.9738 | 1081.6137 | 132 | 1216 | 1844.7693 | 304 | 76 | 0.3317
2689 | 824.0866 | 501.6 | 400 | 1600 | 7 | 97.49% | 100 | 199.4005 | 196.6622 | 196.6622 | 1 | 199.4005 | 100 | 478.2609 | 454.2449 | 454.2449 | 454.2449 | 24.016 | 478.2609 | 86.8884 | 78.3453 | 78.3453 | 78.3453 | 8.5431 | 86.8884 | 1637.2938 | 1499.1513 | 1499.1513 | 1543.5249 | 93.769 | 1499.1513 | 44.3736 | 44.3736 | 1637.2938 | 145.7887 | 117.8195 | 117.8195 | 117.8195 | 27.9692 | 145.7887 | 3428.998 | 3428.998 | 1363.8431 | 1363.8431 | 1006.225 | 1006.225 | 679.7387 | 679.7387 | 379.1912 | 379.1912 | 284828542.4113 | 1208976760.7366 | 214184244.1306 | 44010452.7215 | 1752 | 49.4604 | 489260.3711 | 28887.0227 | 36.3172 | 1153.7213 | 132 | 1216 | 1844.7693 | 304 | 76 | 0.33127
2690 | 875.592 | 501.6 | 400 | 1600 | 7 | 97.68% | 100 | 204.0725 | 201.3175 | 201.3175 | 1 | 204.0725 | 100 | 501.6855 | 476.4915 | 476.4915 | 476.4915 | 25.1941 | 501.6855 | 86.8825 | 78.3394 | 78.3394 | 78.3394 | 8.5431 | 86.8825 | 1765.6028 | 1621.0622 | 1621.0622 | 1665.2628 | 100.34 | 1621.0622 | 44.2006 | 44.2006 | 1765.6028 | 145.6876 | 117.7143 | 117.7143 | 117.7143 | 27.9733 | 145.6876 | 3513.9743 | 3513.9743 | 1448.9744 | 1448.9744 | 1006.1495 | 1006.1495 | 679.6877 | 679.6877 | 379.1627 | 379.1627 | 288329115.5591 | 1208976760.7366 | 214004885.295 | 40689238.4092 | 1752 | 50.8258 | 443762.0104 | 26200.6981 | 32.9399 | 1225.8288 | 132 | 1216 | 1844.7693 | 304 | 76 | 0.331
2691 | 927.0974 | 501.6 | 400 | 1600 | 7 | 97.85% | 100 | 208.7637 | 205.6789 | 205.6789 | 1 | 208.7637 | 100 | 525.2494 | 498.8702 | 498.8702 | 498.8702 | 26.3792 | 525.2494 | 86.8769 | 78.3338 | 78.3338 | 78.3338 | 8.5431 | 86.8769 | 1883.38 | 1733.3071 | 1733.3071 | 1776.9864 | 106.3936 | 1733.3071 | 43.6793 | 43.6793 | 1883.38 | 145.8357 | 117.8149 | 117.8149 | 117.8149 | 28.0208 | 145.8357 | 3598.9509 | 3598.9509 | 1534.0986 | 1534.0986 | 1006.0776 | 1006.0776 | 679.6391 | 679.6391 | 379.1356 | 379.1356 | 291499975.513 | 1208978108.1375 | 213810053.8041 | 37711862.5454 | 1752 | 52.1243 | 406366.6945 | 23992.7953 | 30.1641 | 1297.9364 | 132 | 1216 | 1844.7693 | 304 | 76 | 0.33069
2692 | 978.6028 | 501.6 | 400 | 1600 | 7 | 97.98% | 100 | 213.4656 | 210.5513 | 210.5513 | 1 | 213.4656 | 100 | 548.6615 | 521.1047 | 521.1047 | 521.1047 | 27.5568 | 548.6615 | 86.8715 | 78.3284 | 78.3284 | 78.3284 | 8.5431 | 86.8715 | 2011.5526 | 1855.2837 | 1855.2837 | 1898.5915 | 112.9611 | 1855.2837 | 43.3078 | 43.3078 | 2011.5526 | 145.9607 | 117.8989 | 117.8989 | 117.8989 | 28.0618 | 145.9607 | 3683.9278 | 3683.9278 | 1619.2161 | 1619.2161 | 1006.0091 | 1006.0091 | 679.5928 | 679.5928 | 379.1098 | 379.1098 | 294516157.5356 | 1208978108.1375 | 213129099.3442 | 35376634.9827 | 1752 | 53.3669 | 382242.6906 | 22568.4603 | 28.3734 | 1370.044 | 132 | 1216 | 1844.7693 | 304 | 76 | 0.32964
2693 | 1030.1083 | 501.6 | 400 | 1600 | 7 | 98.1% | 100 | 218.1858 | 215.3563 | 215.3563 | 1 | 218.1858 | 100 | 571.9947 | 543.2643 | 543.2643 | 543.2643 | 28.7305 | 571.9947 | 86.8664 | 78.3233 | 78.3233 | 78.3233 | 8.5431 | 86.8664 | 2136.1128 | 1973.5503 | 1973.5503 | 2016.78 | 119.3328 | 1973.5503 | 43.2297 | 43.2297 | 2136.1128 | 146.205 | 118.0763 | 118.0763 | 118.0763 | 28.1287 | 146.205 | 3768.9051 | 3768.9051 | 1704.3273 | 1704.3273 | 1005.9438 | 1005.9438 | 679.5487 | 679.5487 | 379.0852 | 379.0852 | 297179485.1641 | 1208978108.1375 | 212496066.5688 | 33346379.903 | 1752 | 54.5504 | 360469.5511 | 21282.9257 | 26.7572 | 1442.1516 | 132 | 1216 | 1844.7693 | 304 | 76 | 0.32867
2694 | 20.6022 | 551 | 400 | 1600 | 7 | 86.09% | 100 | 138.0331 | 137.7609 | 137.7609 | 1 | 138.0331 | 100 | 157.7377 | 149.8301 | 149.8301 | 149.8301 | 7.9076 | 157.7377 | 93.2872 | 84.1295 | 84.1295 | 84.1295 | 9.1577 | 93.2872 | 370.1271 | 291.6068 | 291.6068 | 340.2582 | 29.8689 | 291.6068 | 48.6514 | 48.6514 | 370.1271 | 129.8005 | 105.6068 | 105.6068 | 105.6068 | 24.1937 | 129.8005 | 2202.23 | 2202.23 | 34.1563 | 34.1563 | 1107.2743 | 1107.2743 | 680.9387 | 680.9387 | 379.8606 | 379.8606 | 22122213.4927 | 1238922506.2771 | 247262498.6044 | 243692765.8482 | 1752 | 25.0243 | 2967450.2 | 175204.8733 | 220.2704 | 28.843 | 145 | 1216 | 1844.7693 | 304 | 76 | 0.38252
2695 | 51.5054 | 551 | 400 | 1600 | 7 | 87.23% | 100 | 140.069 | 139.7374 | 139.7374 | 1 | 140.069 | 100 | 162.9384 | 154.7692 | 154.7692 | 154.7692 | 8.1692 | 162.9384 | 93.2752 | 84.1177 | 84.1177 | 84.1177 | 9.1575 | 93.2752 | 396.0455 | 316.8465 | 316.8465 | 364.9993 | 31.0462 | 316.8465 | 48.1528 | 48.1528 | 396.0455 | 135.3798 | 110.0637 | 110.0637 | 110.0637 | 25.3161 | 135.3798 | 2253.2087 | 2253.2087 | 85.381 | 85.381 | 1107.1487 | 1107.1487 | 680.8615 | 680.8615 | 379.8175 | 379.8175 | 53543954.0955 | 1238952330.9943 | 235751779.153 | 223751840.6877 | 1751.9999 | 26.0597 | 2691235.9134 | 158896.5662 | 199.7674 | 72.1076 | 145 | 1216 | 1844.7693 | 304 | 76 | 0.36481
2696 | 154.5162 | 551 | 400 | 1600 | 7 | 90.62% | 100 | 147.3293 | 146.6391 | 146.6391 | 1 | 147.3293 | 100 | 187.6927 | 178.2794 | 178.2794 | 178.2794 | 9.4133 | 187.6927 | 93.2465 | 84.089 | 84.089 | 84.089 | 9.1575 | 93.2465 | 509.5357 | 426.0292 | 426.0292 | 473.0099 | 36.5258 | 426.0292 | 46.9808 | 46.9808 | 509.5357 | 150.4249 | 122.0605 | 122.0605 | 122.0605 | 28.3644 | 150.4249 | 2423.1414 | 2423.1414 | 256.0553 | 256.0553 | 1106.7699 | 1106.7699 | 680.6285 | 680.6285 | 379.6876 | 379.6876 | 138666669.3742 | 1238945984.0635 | 209980125.9152 | 164407220.6471 | 1752 | 29.7553 | 1928255.5129 | 113848.5029 | 143.1322 | 216.3227 | 145 | 1216 | 1844.7693 | 304 | 76 | 0.32508
2697 | 206.0217 | 551 | 400 | 1600 | 7 | 92.02% | 100 | 151.2201 | 150.343 | 150.343 | 1 | 151.2201 | 100 | 206.1654 | 195.8241 | 195.8241 | 195.8241 | 10.3413 | 206.1654 | 93.231 | 84.0737 | 84.0737 | 84.0737 | 9.1572 | 93.231 | 585.5981 | 498.3985 | 498.3985 | 545.2495 | 40.3485 | 498.3985 | 46.851 | 46.851 | 585.5981 | 153.2268 | 124.2419 | 124.2419 | 124.2419 | 28.9849 | 153.2268 | 2508.1096 | 2508.1096 | 341.3549 | 341.3549 | 1106.6007 | 1106.6007 | 680.5245 | 680.5245 | 379.6295 | 379.6295 | 167500247.9299 | 1238997855.7887 | 205772170.3981 | 139729725.8833 | 1752 | 31.6762 | 1628489.5767 | 96149.654 | 120.8809 | 288.4303 | 145 | 1216 | 1844.7693 | 304 | 76 | 0.31853
2698 | 257.5271 | 551 | 400 | 1600 | 7 | 93.18% | 100 | 155.2243 | 154.2189 | 154.2189 | 1 | 155.2243 | 100 | 229.03 | 217.5402 | 217.5402 | 217.5402 | 11.4897 | 229.03 | 93.2169 | 84.0599 | 84.0599 | 84.0599 | 9.157 | 93.2169 | 671.8908 | 580.9575 | 580.9575 | 627.1776 | 44.7132 | 580.9575 | 46.2201 | 46.2201 | 671.8908 | 152.8748 | 123.8744 | 123.8744 | 123.8744 | 29.0004 | 152.8748 | 2593.0789 | 2593.0789 | 426.6328 | 426.6328 | 1106.443 | 1106.443 | 680.4275 | 680.4275 | 379.5755 | 379.5755 | 187728535.6176 | 1239015131.349 | 205846820.6149 | 119409512.4185 | 1752 | 33.6256 | 1374256.4842 | 81139.1656 | 102.0095 | 360.5379 | 145 | 1216 | 1844.7693 | 304 | 76 | 0.31844
2699 | 309.0325 | 551 | 400 | 1600 | 7 | 94.04% | 100 | 159.4642 | 158.3191 | 158.3191 | 1 | 159.4642 | 100 | 253.5426 | 240.8215 | 240.8215 | 240.8215 | 12.7211 | 253.5426 | 93.2051 | 84.0482 | 84.0482 | 84.0482 | 9.1569 | 93.2051 | 756.8152 | 661.6866 | 661.6866 | 707.823 | 48.9922 | 661.6866 | 46.1364 | 46.1364 | 756.8152 | 152.7918 | 123.73 | 123.73 | 123.73 | 29.0618 | 152.7918 | 2678.0491 | 2678.0491 | 511.8913 | 511.8913 | 1106.2958 | 1106.2958 | 680.337 | 680.337 | 379.525 | 379.525 | 203111768.1271 | 1239023171.0646 | 205482645.2158 | 104382415.5924 | 1752 | 35.6229 | 1201792.8958 | 70956.531 | 89.2077 | 432.6455 | 145 | 1216 | 1844.7693 | 304 | 76 | 0.31791
2700 | 360.5379 | 551 | 400 | 1600 | 7 | 94.81% | 100 | 163.7667 | 162.4181 | 162.4181 | 1 | 163.7667 | 100 | 277.6118 | 263.6815 | 263.6815 | 263.6815 | 13.9303 | 277.6118 | 93.1951 | 84.0381 | 84.0381 | 84.0381 | 9.157 | 93.1951 | 854.1771 | 754.3523 | 754.3523 | 800.2426 | 53.9345 | 754.3523 | 45.8903 | 45.8903 | 854.1771 | 152.2902 | 123.2604 | 123.2604 | 123.2604 | 29.0298 | 152.2902 | 2763.0202 | 2763.0202 | 597.1322 | 597.1322 | 1106.1581 | 1106.1581 | 680.2523 | 680.2523 | 379.4777 | 379.4777 | 216131925.3284 | 1239009068.389 | 205850799.4048 | 91008206.8778 | 1752 | 37.5483 | 1035603.259 | 61144.3244 | 76.8716 | 504.753 | 145 | 1216 | 1844.7693 | 304 | 76 | 0.3185
2701 | 412.0433 | 551 | 400 | 1600 | 7 | 95.37% | 100 | 168.1784 | 166.776 | 166.776 | 1 | 168.1784 | 100 | 302.1809 | 287.016 | 287.016 | 287.016 | 15.1649 | 302.1809 | 93.1862 | 84.0291 | 84.0291 | 84.0291 | 9.1571 | 93.1862 | 949.3603 | 845.0002 | 845.0002 | 890.5941 | 58.7662 | 845.0002 | 45.5939 | 45.5939 | 949.3603 | 152.2889 | 123.2001 | 123.2001 | 123.2001 | 29.0889 | 152.2889 | 2847.9922 | 2847.9922 | 682.3571 | 682.3571 | 1106.0289 | 1106.0289 | 680.1728 | 680.1728 | 379.4334 | 379.4334 | 226526504.8326 | 1239021765.0747 | 205334251.0025 | 81117479.0902 | 1752 | 39.4524 | 922027.5134 | 54438.5593 | 68.4411 | 576.8606 | 145 | 1216 | 1844.7693 | 304 | 76 | 0.31773
2702 | 463.5487 | 551 | 400 | 1600 | 7 | 95.84% | 100 | 172.6689 | 171.1234 | 171.1234 | 1 | 172.6689 | 100 | 327.1432 | 310.7239 | 310.7239 | 310.7239 | 16.4193 | 327.1432 | 93.1752 | 84.0183 | 84.0183 | 84.0183 | 9.1569 | 93.1752 | 1046.5878 | 937.4231 | 937.4231 | 982.8968 | 63.691 | 937.4231 | 45.4737 | 45.4737 | 1046.5878 | 152.3298 | 123.1836 | 123.1836 | 123.1836 | 29.1462 | 152.3298 | 2932.9648 | 2932.9648 | 767.5674 | 767.5674 | 1105.9075 | 1105.9075 | 680.0982 | 680.0982 | 379.3917 | 379.3917 | 235077672.3597 | 1239028091.6227 | 205067481.6483 | 72826754.3693 | 1752 | 41.2802 | 827027.9175 | 48829.5714 | 61.3893 | 648.9682 | 145 | 1216 | 1844.7693 | 304 | 76 | 0.31733
2703 | 515.0541 | 551 | 400 | 1600 | 7 | 96.28% | 100 | 177.2101 | 175.2816 | 175.2816 | 1 | 177.2101 | 100 | 352.0311 | 334.361 | 334.361 | 334.361 | 17.6702 | 352.0311 | 93.1661 | 84.0092 | 84.0092 | 84.0092 | 9.1569 | 93.1661 | 1149.7524 | 1035.3334 | 1035.3334 | 1080.7832 | 68.9692 | 1035.3334 | 45.4498 | 45.4498 | 1149.7524 | 152.3577 | 123.165 | 123.165 | 123.165 | 29.1927 | 152.3577 | 3017.9381 | 3017.9381 | 852.7645 | 852.7645 | 1105.7932 | 1105.7932 | 680.0279 | 680.0279 | 379.3525 | 379.3525 | 242724633.8603 | 1239034301.4893 | 205033762.6261 | 65207326.9347 | 1752 | 43.0229 | 737475.8097 | 43542.2154 | 54.742 | 721.0758 | 145 | 1216 | 1844.7693 | 304 | 76 | 0.31728
2704 | 566.5595 | 551 | 400 | 1600 | 7 | 96.67% | 100 | 181.7667 | 179.383 | 179.383 | 1 | 181.7667 | 100 | 376.5963 | 357.6913 | 357.6913 | 357.6913 | 18.905 | 376.5963 | 93.158 | 84.0011 | 84.0011 | 84.0011 | 9.1569 | 93.158 | 1263.6201 | 1143.6154 | 1143.6154 | 1188.834 | 74.7861 | 1143.6154 | 45.2186 | 45.2186 | 1263.6201 | 152.3036 | 123.0812 | 123.0812 | 123.0812 | 29.2224 | 152.3036 | 3102.9121 | 3102.9121 | 937.9495 | 937.9495 | 1105.6854 | 1105.6854 | 679.9616 | 679.9616 | 379.3155 | 379.3155 | 249382656.8777 | 1239026781.5317 | 205289054.7146 | 58301506.8759 | 1752 | 44.6756 | 655513.791 | 38702.9951 | 48.658 | 793.1834 | 145 | 1216 | 1844.7693 | 304 | 76 | 0.31767
2705 | 618.065 | 551 | 400 | 1600 | 7 | 96.96% | 100 | 186.3578 | 184.1529 | 184.1529 | 1 | 186.3578 | 100 | 401.1838 | 381.0428 | 381.0428 | 381.0428 | 20.141 | 401.1838 | 93.1508 | 83.9939 | 83.9939 | 83.9939 | 9.1569 | 93.1508 | 1382.6653 | 1256.8577 | 1256.8577 | 1301.8379 | 80.8274 | 1256.8577 | 44.9802 | 44.9802 | 1382.6653 | 152.3277 | 123.0675 | 123.0675 | 123.0675 | 29.2602 | 152.3277 | 3187.8865 | 3187.8865 | 1023.1234 | 1023.1234 | 1105.5835 | 1105.5835 | 679.899 | 679.899 | 379.2806 | 379.2806 | 255096366.3293 | 1239026781.5317 | 204560397.9953 | 53316454.1437 | 1752 | 46.2722 | 595756.2012 | 35174.7739 | 44.2223 | 865.2909 | 145 | 1216 | 1844.7693 | 304 | 76 | 0.31655
2706 | 669.5704 | 551 | 400 | 1600 | 7 | 97.2% | 100 | 190.9779 | 188.7761 | 188.7761 | 1 | 190.9779 | 100 | 426.09 | 404.6968 | 404.6968 | 404.6968 | 21.3932 | 426.09 | 93.1425 | 83.9857 | 83.9857 | 83.9857 | 9.1568 | 93.1425 | 1498.3905 | 1367.052 | 1367.052 | 1411.6654 | 86.7251 | 1367.052 | 44.6134 | 44.6134 | 1498.3905 | 152.4597 | 123.1338 | 123.1338 | 123.1338 | 29.3258 | 152.4597 | 3272.8615 | 3272.8615 | 1108.2871 | 1108.2871 | 1105.4872 | 1105.4872 | 679.8397 | 679.8397 | 379.2475 | 379.2475 | 259944060.943 | 1239038169.1701 | 203985568.2366 | 49032201.6503 | 1752 | 47.7937 | 545428.5522 | 32203.3173 | 40.4865 | 937.3985 | 145 | 1216 | 1844.7693 | 304 | 76 | 0.31566
2707 | 721.0758 | 551 | 400 | 1600 | 7 | 97.43% | 100 | 195.6254 | 193.1794 | 193.1794 | 1 | 195.6254 | 100 | 450.8714 | 428.2322 | 428.2322 | 428.2322 | 22.6392 | 450.8714 | 93.1355 | 83.9787 | 83.9787 | 83.9787 | 9.1568 | 93.1355 | 1614.9906 | 1478.0439 | 1478.0439 | 1522.3017 | 92.689 | 1478.0439 | 44.2578 | 44.2578 | 1614.9906 | 152.7379 | 123.3226 | 123.3226 | 123.3226 | 29.4153 | 152.7379 | 3357.837 | 3357.837 | 1193.4414 | 1193.4414 | 1105.3958 | 1105.3958 | 679.7835 | 679.7835 | 379.2162 | 379.2162 | 264503626.4778 | 1239022123.6836 | 203444590.4671 | 45029659.3715 | 1752 | 49.2364 | 495409.0479 | 29250.0543 | 36.7736 | 1009.5061 | 145 | 1216 | 1844.7693 | 304 | 76 | 0.31483
2708 | 772.5812 | 551 | 400 | 1600 | 7 | 97.62% | 100 | 200.2968 | 197.8438 | 197.8438 | 1 | 200.2968 | 100 | 475.6035 | 451.7206 | 451.7206 | 451.7206 | 23.8828 | 475.6035 | 93.1297 | 83.9728 | 83.9728 | 83.9728 | 9.1569 | 93.1297 | 1737.7289 | 1594.7179 | 1594.7179 | 1638.7798 | 98.9491 | 1594.7179 | 44.0619 | 44.0619 | 1737.7289 | 153.0157 | 123.5204 | 123.5204 | 123.5204 | 29.4952 | 153.0157 | 3442.8128 | 3442.8128 | 1278.5869 | 1278.5869 | 1105.3092 | 1105.3092 | 679.7302 | 679.7302 | 379.1865 | 379.1865 | 268487966.0685 | 1239027351.8816 | 202755828.5147 | 41728853.5352 | 1752 | 50.6136 | 460715.5221 | 27201.6712 | 34.1984 | 1081.6137 | 145 | 1216 | 1844.7693 | 304 | 76 | 0.31377
2709 | 824.0866 | 551 | 400 | 1600 | 7 | 97.82% | 100 | 204.9821 | 202.0978 | 202.0978 | 1 | 204.9821 | 100 | 500.2861 | 475.162 | 475.162 | 475.162 | 25.1241 | 500.2861 | 93.1236 | 83.9667 | 83.9667 | 83.9667 | 9.1569 | 93.1236 | 1872.7894 | 1722.8799 | 1722.8799 | 1766.9492 | 105.8402 | 1722.8799 | 44.0693 | 44.0693 | 1872.7894 | 153.1788 | 123.6279 | 123.6279 | 123.6279 | 29.5509 | 153.1788 | 3527.7891 | 3527.7891 | 1363.7244 | 1363.7244 | 1105.2268 | 1105.2268 | 679.6796 | 679.6796 | 379.1582 | 379.1582 | 272195009.2413 | 1239032580.0795 | 202603556.681 | 38168853.9982 | 1752 | 51.9138 | 417401.4103 | 24644.3095 | 30.9832 | 1153.7213 | 145 | 1216 | 1844.7693 | 304 | 76 | 0.31354
2710 | 875.592 | 551 | 400 | 1600 | 7 | 97.98% | 100 | 209.6722 | 206.8152 | 206.8152 | 1 | 209.6722 | 100 | 524.909 | 498.5466 | 498.5466 | 498.5466 | 26.3624 | 524.909 | 93.1175 | 83.9606 | 83.9606 | 83.9606 | 9.1569 | 93.1175 | 2012.9408 | 1856.2312 | 1856.2312 | 1899.9106 | 113.0302 | 1856.2312 | 43.6794 | 43.6794 | 2012.9408 | 153.385 | 123.7726 | 123.7726 | 123.7726 | 29.6124 | 153.385 | 3612.7658 | 3612.7658 | 1448.8545 | 1448.8545 | 1105.1485 | 1105.1485 | 679.6314 | 679.6314 | 379.1314 | 379.1314 | 275497497.3081 | 1239010347.9778 | 202038619.9304 | 35453534.7837 | 1752 | 53.1613 | 383131.2442 | 22620.9225 | 28.4394 | 1225.8288 | 145 | 1216 | 1844.7693 | 304 | 76 | 0.31266
2711 | 927.0974 | 551 | 400 | 1600 | 7 | 98.11% | 100 | 214.3812 | 211.5672 | 211.5672 | 1 | 214.3812 | 100 | 549.6845 | 522.076 | 522.076 | 522.076 | 27.6084 | 549.6845 | 93.1114 | 83.9546 | 83.9546 | 83.9546 | 9.1569 | 93.1114 | 2153.7786 | 1990.0498 | 1990.0498 | 2033.5286 | 120.2499 | 1990.0498 | 43.4789 | 43.4789 | 2153.7786 | 153.6099 | 123.934 | 123.934 | 123.934 | 29.6759 | 153.6099 | 3697.7428 | 3697.7428 | 1533.9776 | 1533.9776 | 1105.0738 | 1105.0738 | 679.5855 | 679.5855 | 379.1058 | 379.1058 | 278420412.7608 | 1239038169.1701 | 201431338.8908 | 33110085.0641 | 1752 | 54.3515 | 360986.5148 | 21313.4484 | 26.7956 | 1297.9364 | 145 | 1216 | 1844.7693 | 304 | 76 | 0.31173
2712 | 978.6028 | 551 | 400 | 1600 | 7 | 98.26% | 100 | 219.1052 | 215.8379 | 215.8379 | 1 | 219.1052 | 100 | 574.2814 | 545.4358 | 545.4358 | 545.4358 | 28.8456 | 574.2814 | 93.1057 | 83.9488 | 83.9488 | 83.9488 | 9.1568 | 93.1057 | 2301.6934 | 2130.2873 | 2130.2873 | 2173.8623 | 127.8312 | 2130.2873 | 43.575 | 43.575 | 2301.6934 | 153.8861 | 124.1388 | 124.1388 | 124.1388 | 29.7473 | 153.8861 | 3782.7201 | 3782.7201 | 1619.0943 | 1619.0943 | 1105.0027 | 1105.0027 | 679.5417 | 679.5417 | 379.0813 | 379.0813 | 281313145.1246 | 1239037584.29 | 201113003.7805 | 30536283.096 | 1752 | 55.4788 | 331525.9417 | 19574.0305 | 24.6088 | 1370.044 | 145 | 1216 | 1844.7693 | 304 | 76 | 0.31124
2713 | 1030.1083 | 551 | 400 | 1600 | 7 | 98.36% | 100 | 223.8401 | 220.6907 | 220.6907 | 1 | 223.8401 | 100 | 598.8628 | 568.7808 | 568.7808 | 568.7808 | 30.0821 | 598.8628 | 93.1004 | 83.9436 | 83.9436 | 83.9436 | 9.1568 | 93.1004 | 2446.3846 | 2267.468 | 2267.468 | 2311.1279 | 135.2567 | 2267.468 | 43.6598 | 43.6598 | 2446.3846 | 154.2485 | 124.4139 | 124.4139 | 124.4139 | 29.8347 | 154.2485 | 3867.6977 | 3867.6977 | 1704.205 | 1704.205 | 1104.9347 | 1104.9347 | 679.5 | 679.5 | 379.058 | 379.058 | 283802641.7182 | 1239038169.1701 | 200369946.8667 | 28789242.2449 | 1752 | 56.5636 | 314849.5482 | 18589.419 | 23.3709 | 1442.1516 | 145 | 1216 | 1844.7693 | 304 | 76 | 0.31009
2714 | 20.6022 | 600.4 | 400 | 1600 | 7 | 87.6% | 100 | 142.8891 | 142.5249 | 142.5249 | 1 | 142.8891 | 100 | 163.6435 | 155.4382 | 155.4382 | 155.4382 | 8.2053 | 163.6435 | 99.5433 | 89.7696 | 89.7696 | 89.7696 | 9.7737 | 99.5433 | 406.4609 | 326.2585 | 326.2585 | 374.8073 | 31.6537 | 326.2585 | 48.5488 | 48.5488 | 406.4609 | 128.7787 | 104.6773 | 104.6773 | 104.6773 | 24.1014 | 128.7787 | 2301.0079 | 2301.0079 | 34.1489 | 34.1489 | 1206.2877 | 1206.2877 | 680.7923 | 680.7923 | 379.779 | 379.779 | 21340013.2333 | 1264898827.779 | 248537564.76 | 217223594.2277 | 1752 | 29.487 | 2637583.4397 | 155728.8046 | 195.7848 | 28.843 | 158 | 1216 | 1844.7693 | 304 | 76 | 0.38439
2715 | 51.5054 | 600.4 | 400 | 1600 | 7 | 88.63% | 100 | 145.0291 | 144.6427 | 144.6427 | 1 | 145.0291 | 100 | 167.9884 | 159.5644 | 159.5644 | 159.5644 | 8.424 | 167.9884 | 99.5316 | 89.7581 | 89.7581 | 89.7581 | 9.7735 | 99.5316 | 436.5112 | 355.3324 | 355.3324 | 403.4445 | 33.0668 | 355.3324 | 48.1121 | 48.1121 | 436.5112 | 134.9391 | 109.6362 | 109.6362 | 109.6362 | 25.3028 | 134.9391 | 2351.9876 | 2351.9876 | 85.3635 | 85.3635 | 1206.1627 | 1206.1627 | 680.7218 | 680.7218 | 379.7396 | 379.7396 | 51897173.4078 | 1264929496.4892 | 235972321.2916 | 199201024.6366 | 1752 | 30.5038 | 2398779.8036 | 141629.3057 | 178.0587 | 72.1076 | 158 | 1216 | 1844.7693 | 304 | 76 | 0.36505
2716 | 154.5162 | 600.4 | 400 | 1600 | 7 | 91.74% | 100 | 152.4483 | 151.6929 | 151.6929 | 1 | 152.4483 | 100 | 194.0663 | 184.3317 | 184.3317 | 184.3317 | 9.7346 | 194.0663 | 99.5034 | 89.7299 | 89.7299 | 89.7299 | 9.7735 | 99.5034 | 569.868 | 483.4101 | 483.4101 | 530.2752 | 39.5929 | 483.4101 | 46.8651 | 46.8651 | 569.868 | 150.9574 | 122.3833 | 122.3833 | 122.3833 | 28.5741 | 150.9574 | 2521.9232 | 2521.9232 | 256.0101 | 256.0101 | 1205.7844 | 1205.7844 | 680.5082 | 680.5082 | 379.6205 | 379.6205 | 134055651.6738 | 1264923151.0728 | 208372176.2728 | 144649186.7567 | 1752.0002 | 33.9565 | 1687132.3729 | 99612.0554 | 125.2339 | 216.3227 | 158 | 1216 | 1844.7693 | 304 | 76 | 0.32263
2717 | 206.0217 | 600.4 | 400 | 1600 | 7 | 93.05% | 100 | 156.3668 | 155.4674 | 155.4674 | 1 | 156.3668 | 100 | 213.2914 | 202.591 | 202.591 | 202.591 | 10.7004 | 213.2914 | 99.4895 | 89.7161 | 89.7161 | 89.7161 | 9.7734 | 99.4895 | 662.8044 | 572.2069 | 572.2069 | 618.5352 | 44.2692 | 572.2069 | 46.3283 | 46.3283 | 662.8044 | 154.1173 | 124.8612 | 124.8612 | 124.8612 | 29.2561 | 154.1173 | 2606.8926 | 2606.8926 | 341.2987 | 341.2987 | 1205.6145 | 1205.6145 | 680.4124 | 680.4124 | 379.567 | 379.567 | 161587838.8545 | 1264938888.6235 | 203778928.8563 | 121694343.6658 | 1752 | 35.7138 | 1405405.9711 | 82978.3007 | 104.3217 | 288.4303 | 158 | 1216 | 1844.7693 | 304 | 76 | 0.31535
2718 | 257.5271 | 600.4 | 400 | 1600 | 7 | 93.98% | 100 | 160.5448 | 159.5677 | 159.5677 | 1 | 160.5448 | 100 | 238.0284 | 226.0855 | 226.0855 | 226.0855 | 11.9429 | 238.0284 | 99.4776 | 89.7042 | 89.7042 | 89.7042 | 9.7734 | 99.4776 | 752.8472 | 657.9005 | 657.9005 | 704.0234 | 48.8238 | 657.9005 | 46.1228 | 46.1228 | 752.8472 | 155.6912 | 126.0401 | 126.0401 | 126.0401 | 29.6511 | 155.6912 | 2691.863 | 2691.863 | 426.5672 | 426.5672 | 1205.4559 | 1205.4559 | 680.3229 | 680.3229 | 379.5171 | 379.5171 | 180609206.2735 | 1264934952.3489 | 200910090.4649 | 105545750.9127 | 1752 | 37.5575 | 1217033.5255 | 71856.3717 | 90.339 | 360.5379 | 158 | 1216 | 1844.7693 | 304 | 76 | 0.31096
2719 | 309.0325 | 600.4 | 400 | 1600 | 7 | 94.78% | 100 | 164.8499 | 163.5865 | 163.5865 | 1 | 164.8499 | 100 | 263.2834 | 250.0718 | 250.0718 | 250.0718 | 13.2116 | 263.2834 | 99.4673 | 89.6938 | 89.6938 | 89.6938 | 9.7734 | 99.4673 | 852.3129 | 752.223 | 752.223 | 798.4492 | 53.8637 | 752.223 | 46.2262 | 46.2262 | 852.3129 | 156.3917 | 126.5341 | 126.5341 | 126.5341 | 29.8576 | 156.3917 | 2776.8343 | 2776.8343 | 511.8176 | 511.8176 | 1205.3074 | 1205.3074 | 680.239 | 680.239 | 379.4703 | 379.4703 | 195594936.6457 | 1264924548.7849 | 199942999.493 | 91537483.0881 | 1752 | 39.3601 | 1052755.5889 | 62157.0362 | 78.1448 | 432.6455 | 158 | 1216 | 1844.7693 | 304 | 76 | 0.30949
2720 | 360.5379 | 600.4 | 400 | 1600 | 7 | 95.42% | 100 | 169.2024 | 167.8785 | 167.8785 | 1 | 169.2024 | 100 | 288.5917 | 274.1086 | 274.1086 | 274.1086 | 14.4832 | 288.5917 | 99.4569 | 89.6834 | 89.6834 | 89.6834 | 9.7734 | 99.4569 | 960.7474 | 855.5875 | 855.5875 | 901.3592 | 59.3882 | 855.5875 | 45.7717 | 45.7717 | 960.7474 | 156.7103 | 126.7219 | 126.7219 | 126.7219 | 29.9884 | 156.7103 | 2861.8064 | 2861.8064 | 597.0515 | 597.0515 | 1205.168 | 1205.168 | 680.1604 | 680.1604 | 379.4264 | 379.4264 | 207809687.7131 | 1264932463.9205 | 198935519.5084 | 80322296.8697 | 1752 | 41.1286 | 911828.4779 | 53836.3855 | 67.684 | 504.753 | 158 | 1216 | 1844.7693 | 304 | 76 | 0.30796
2721 | 412.0433 | 600.4 | 400 | 1600 | 7 | 95.93% | 100 | 173.6588 | 172.2473 | 172.2473 | 1 | 173.6588 | 100 | 314.2313 | 298.4598 | 298.4598 | 298.4598 | 15.7715 | 314.2313 | 99.4458 | 89.6725 | 89.6725 | 89.6725 | 9.7733 | 99.4458 | 1071.1639 | 960.6215 | 960.6215 | 1006.1358 | 65.0281 | 960.6215 | 45.5143 | 45.5143 | 1071.1639 | 157.2247 | 127.0829 | 127.0829 | 127.0829 | 30.1417 | 157.2247 | 2946.7791 | 2946.7791 | 682.2704 | 682.2704 | 1205.0371 | 1205.0371 | 680.0865 | 680.0865 | 379.3852 | 379.3852 | 217813425.604 | 1264945034.4787 | 197892705.1563 | 71348802.7727 | 1752 | 42.8475 | 811653.879 | 47921.8539 | 60.2481 | 576.8606 | 158 | 1216 | 1844.7693 | 304 | 76 | 0.30638
2722 | 463.5487 | 600.4 | 400 | 1600 | 7 | 96.36% | 100 | 178.1924 | 176.5246 | 176.5246 | 1 | 178.1924 | 100 | 340.1756 | 323.1002 | 323.1002 | 323.1002 | 17.0754 | 340.1756 | 99.437 | 89.6636 | 89.6636 | 89.6636 | 9.7733 | 99.437 | 1185.0783 | 1068.5937 | 1068.5937 | 1114.2392 | 70.8391 | 1068.5937 | 45.6454 | 45.6454 | 1185.0783 | 157.6803 | 127.4044 | 127.4044 | 127.4044 | 30.2759 | 157.6803 | 3031.7525 | 3031.7525 | 767.4756 | 767.4756 | 1204.9137 | 1204.9137 | 680.0168 | 680.0168 | 379.3464 | 379.3464 | 226050735.1598 | 1264932465.8314 | 197325811.1151 | 63690987.8938 | 1752 | 44.4945 | 723795.6513 | 42734.5084 | 53.7265 | 648.9682 | 158 | 1216 | 1844.7693 | 304 | 76 | 0.30551
2723 | 515.0541 | 600.4 | 400 | 1600 | 7 | 96.79% | 100 | 182.737 | 180.4918 | 180.4918 | 1 | 182.737 | 100 | 366.117 | 347.7378 | 347.7378 | 347.7378 | 18.3792 | 366.117 | 99.428 | 89.6547 | 89.6547 | 89.6547 | 9.7733 | 99.428 | 1313.1479 | 1190.3406 | 1190.3406 | 1235.7921 | 77.3558 | 1190.3406 | 45.4515 | 45.4515 | 1313.1479 | 157.7461 | 127.4135 | 127.4135 | 127.4135 | 30.3326 | 157.7461 | 3116.7266 | 3116.7266 | 852.6683 | 852.6683 | 1204.7973 | 1204.7973 | 679.9512 | 679.9512 | 379.3097 | 379.3097 | 233243105.6015 | 1264954525.3204 | 197528373.9482 | 56273995.1299 | 1752 | 46.0563 | 636182.5464 | 37561.6354 | 47.2231 | 721.0758 | 158 | 1216 | 1844.7693 | 304 | 76 | 0.30582
2724 | 566.5595 | 600.4 | 400 | 1600 | 7 | 97.08% | 100 | 187.324 | 185.3042 | 185.3042 | 1 | 187.324 | 100 | 392.005 | 372.3245 | 372.3245 | 372.3245 | 19.6805 | 392.005 | 99.4189 | 89.6456 | 89.6456 | 89.6456 | 9.7732 | 99.4189 | 1447.5458 | 1318.0347 | 1318.0347 | 1363.3344 | 84.2114 | 1318.0347 | 45.2997 | 45.2997 | 1447.5458 | 157.9402 | 127.5336 | 127.5336 | 127.5336 | 30.4065 | 157.9402 | 3201.7011 | 3201.7011 | 937.8496 | 937.8496 | 1204.6873 | 1204.6873 | 679.8891 | 679.8891 | 379.2751 | 379.2751 | 239362493.1322 | 1264956808.2416 | 196546941.9667 | 51133823.0201 | 1752.0001 | 47.5753 | 579472.9511 | 34213.3745 | 43.0136 | 793.1834 | 158 | 1216 | 1844.7693 | 304 | 76 | 0.30431
2725 | 618.065 | 600.4 | 400 | 1600 | 7 | 97.34% | 100 | 191.9495 | 189.7345 | 189.7345 | 1 | 191.9495 | 100 | 417.9954 | 397.0084 | 397.0084 | 397.0084 | 20.9871 | 417.9954 | 99.4102 | 89.637 | 89.637 | 89.637 | 9.7731 | 99.4102 | 1571.9696 | 1436.5446 | 1436.5446 | 1481.4084 | 90.5612 | 1436.5446 | 44.8638 | 44.8638 | 1571.9696 | 158.5538 | 127.994 | 127.994 | 127.994 | 30.5598 | 158.5538 | 3286.6762 | 3286.6762 | 1023.0202 | 1023.0202 | 1204.5833 | 1204.5833 | 679.8304 | 679.8304 | 379.2423 | 379.2423 | 244774092.4431 | 1264966761.8171 | 195607135.1529 | 46652010.5869 | 1752 | 49.0188 | 519516.4022 | 30673.4062 | 38.5631 | 865.2909 | 158 | 1216 | 1844.7693 | 304 | 76 | 0.30286
2726 | 669.5704 | 600.4 | 400 | 1600 | 7 | 97.56% | 100 | 196.5992 | 194.0885 | 194.0885 | 1 | 196.5992 | 100 | 444.0851 | 421.7864 | 421.7864 | 421.7864 | 22.2987 | 444.0851 | 99.4027 | 89.6296 | 89.6296 | 89.6296 | 9.7731 | 99.4027 | 1693.5844 | 1552.4896 | 1552.4896 | 1596.8137 | 96.7707 | 1552.4896 | 44.3241 | 44.3241 | 1693.5844 | 159.2142 | 128.4911 | 128.4911 | 128.4911 | 30.7231 | 159.2142 | 3371.6517 | 3371.6517 | 1108.1811 | 1108.1811 | 1204.4846 | 1204.4846 | 679.7747 | 679.7747 | 379.2113 | 379.2113 | 249385583.8845 | 1264972588.049 | 194811846.2339 | 42829981.8326 | 1752 | 50.3994 | 470556.9889 | 27782.7333 | 34.9289 | 937.3985 | 158 | 1216 | 1844.7693 | 304 | 76 | 0.30164
2727 | 721.0758 | 600.4 | 400 | 1600 | 7 | 97.75% | 100 | 201.2655 | 198.696 | 198.696 | 1 | 201.2655 | 100 | 470.0194 | 446.4167 | 446.4167 | 446.4167 | 23.6027 | 470.0194 | 99.3956 | 89.6225 | 89.6225 | 89.6225 | 9.7731 | 99.3956 | 1832.6359 | 1684.7042 | 1684.7042 | 1728.7652 | 103.8707 | 1684.7042 | 44.061 | 44.061 | 1832.6359 | 159.6321 | 128.7988 | 128.7988 | 128.7988 | 30.8333 | 159.6321 | 3456.6276 | 3456.6276 | 1193.333 | 1193.333 | 1204.391 | 1204.391 | 679.7218 | 679.7218 | 379.1818 | 379.1818 | 253686773.4006 | 1264972588.049 | 193952573.4688 | 39388065.0816 | 1752 | 51.7132 | 434807.0419 | 25671.9768 | 32.2752 | 1009.5061 | 158 | 1216 | 1844.7693 | 304 | 76 | 0.30031
2728 | 772.5812 | 600.4 | 400 | 1600 | 7 | 97.92% | 100 | 205.9578 | 203.42 | 203.42 | 1 | 205.9578 | 100 | 495.9439 | 471.0376 | 471.0376 | 471.0376 | 24.9063 | 495.9439 | 99.389 | 89.6159 | 89.6159 | 89.6159 | 9.7731 | 99.389 | 1975.1506 | 1819.8036 | 1819.8036 | 1864.0257 | 111.1249 | 1819.8036 | 44.2221 | 44.2221 | 1975.1506 | 160.0676 | 129.1209 | 129.1209 | 129.1209 | 30.9467 | 160.0676 | 3541.604 | 3541.604 | 1278.4766 | 1278.4766 | 1204.302 | 1204.302 | 679.6716 | 679.6716 | 379.1538 | 379.1538 | 257430821.7376 | 1264972588.049 | 193099490.3751 | 36497099.8383 | 1752 | 52.9669 | 404137.1149 | 23861.156 | 29.9986 | 1081.6137 | 158 | 1216 | 1844.7693 | 304 | 76 | 0.299
2729 | 824.0866 | 600.4 | 400 | 1600 | 7 | 98.1% | 100 | 210.6534 | 207.629 | 207.629 | 1 | 210.6534 | 100 | 521.6888 | 495.4879 | 495.4879 | 495.4879 | 26.2009 | 521.6888 | 99.3828 | 89.6097 | 89.6097 | 89.6097 | 9.7731 | 99.3828 | 2129.4245 | 1966.3454 | 1966.3454 | 2010.4103 | 119.0141 | 1966.3454 | 44.065 | 44.065 | 2129.4245 | 160.4701 | 129.4212 | 129.4212 | 129.4212 | 31.0489 | 160.4701 | 3626.5807 | 3626.5807 | 1363.6125 | 1363.6125 | 1204.2173 | 1204.2173 | 679.6238 | 679.6238 | 379.1271 | 379.1271 | 261021262.2136 | 1264964360.0819 | 192692179.5019 | 33322198.2026 | 1752 | 54.1533 | 363769.1138 | 21477.7392 | 27.0022 | 1153.7213 | 158 | 1216 | 1844.7693 | 304 | 76 | 0.29837
2730 | 875.592 | 600.4 | 400 | 1600 | 7 | 98.22% | 100 | 215.3573 | 212.5124 | 212.5124 | 1 | 215.3573 | 100 | 547.5891 | 520.0857 | 520.0857 | 520.0857 | 27.5035 | 547.5891 | 99.3768 | 89.6037 | 89.6037 | 89.6037 | 9.7731 | 99.3768 | 2285.6999 | 2115.1017 | 2115.1017 | 2158.6863 | 127.0136 | 2115.1017 | 43.5846 | 43.5846 | 2285.6999 | 160.8623 | 129.7166 | 129.7166 | 129.7166 | 31.1457 | 160.8623 | 3711.5577 | 3711.5577 | 1448.7412 | 1448.7412 | 1204.1366 | 1204.1366 | 679.5783 | 679.5783 | 379.1017 | 379.1017 | 263980534.5664 | 1264974043.432 | 191899400.6864 | 31146021.3151 | 1752 | 55.2955 | 338800.0936 | 20003.5126 | 25.1487 | 1225.8288 | 158 | 1216 | 1844.7693 | 304 | 76 | 0.29715
2731 | 927.0974 | 600.4 | 400 | 1600 | 7 | 98.32% | 100 | 220.0917 | 217.378 | 217.378 | 1 | 220.0917 | 100 | 573.6177 | 544.8052 | 544.8052 | 544.8052 | 28.8126 | 573.6177 | 99.3711 | 89.598 | 89.598 | 89.598 | 9.7731 | 99.3711 | 2422.9769 | 2245.3759 | 2245.3759 | 2288.9391 | 134.0379 | 2245.3759 | 43.5631 | 43.5631 | 2422.9769 | 161.4812 | 130.1969 | 130.1969 | 130.1969 | 31.2843 | 161.4812 | 3796.5351 | 3796.5351 | 1533.8632 | 1533.8632 | 1204.0596 | 1204.0596 | 679.5348 | 679.5348 | 379.0775 | 379.0775 | 266778406.7269 | 1264960226.5227 | 190834414.6068 | 29426937.5584 | 1752 | 56.3885 | 318053.4288 | 18778.5833 | 23.6087 | 1297.9364 | 158 | 1216 | 1844.7693 | 304 | 76 | 0.29551
2732 | 978.6028 | 600.4 | 400 | 1600 | 7 | 98.47% | 100 | 224.8176 | 221.3032 | 221.3032 | 1 | 224.8176 | 100 | 599.2819 | 569.1785 | 569.1785 | 569.1785 | 30.1034 | 599.2819 | 99.3663 | 89.5931 | 89.5931 | 89.5931 | 9.7732 | 99.3663 | 2591.6765 | 2405.6409 | 2405.6409 | 2448.9961 | 142.6805 | 2405.6409 | 43.3552 | 43.3552 | 2591.6765 | 161.8893 | 130.5067 | 130.5067 | 130.5067 | 31.3825 | 161.8893 | 3881.5128 | 3881.5128 | 1618.979 | 1618.979 | 1203.9861 | 1203.9861 | 679.4933 | 679.4933 | 379.0543 | 379.0543 | 269521630.1374 | 1264955007.6451 | 190650591.1909 | 26872771.0266 | 1752 | 57.4171 | 288577.2689 | 17038.2451 | 21.4208 | 1370.044 | 158 | 1216 | 1844.7693 | 304 | 76 | 0.29523
2733 | 1030.1083 | 600.4 | 400 | 1600 | 7 | 98.56% | 100 | 229.5477 | 226.14 | 226.14 | 1 | 229.5477 | 100 | 625.0354 | 593.6366 | 593.6366 | 593.6366 | 31.3988 | 625.0354 | 99.3617 | 89.5885 | 89.5885 | 89.5885 | 9.7732 | 99.3617 | 2769.4635 | 2574.5743 | 2574.5743 | 2617.6993 | 151.7642 | 2574.5743 | 43.125 | 43.125 | 2769.4635 | 162.2123 | 130.746 | 130.746 | 130.746 | 31.4662 | 162.2123 | 3966.4907 | 3966.4907 | 1704.089 | 1704.089 | 1203.9158 | 1203.9158 | 679.4537 | 679.4537 | 379.0322 | 379.0322 | 271866946.0141 | 1264961800.0793 | 189980524.3027 | 25190729.604 | 1752 | 58.4102 | 269687.4786 | 15922.9498 | 20.0186 | 1442.1516 | 158 | 1216 | 1844.7693 | 304 | 76 | 0.29419
2734 | 20.6022 | 653.6 | 400 | 1600 | 7 | 88.93% | 100 | 148.298 | 147.8329 | 147.8329 | 1 | 148.298 | 100 | 168.2358 | 159.7985 | 159.7985 | 159.7985 | 8.4373 | 168.2358 | 106.2841 | 95.8465 | 95.8465 | 95.8465 | 10.4376 | 106.2841 | 446.3156 | 364.4252 | 364.4252 | 412.671 | 33.6447 | 364.4252 | 48.2458 | 48.2458 | 446.3156 | 128.7491 | 104.5601 | 104.5601 | 104.5601 | 24.189 | 128.7491 | 2407.3862 | 2407.3862 | 34.1417 | 34.1417 | 1312.8969 | 1312.8969 | 680.6487 | 680.6487 | 379.6988 | 379.6988 | 20749510.2075 | 1289404828.7443 | 247927195.4041 | 193918465.6441 | 1752 | 33.9189 | 2340359.8225 | 138180.0598 | 173.7222 | 28.843 | 172 | 1216 | 1844.7693 | 304 | 76 | 0.38335
2735 | 51.5054 | 653.6 | 400 | 1600 | 7 | 89.91% | 100 | 150.481 | 149.9399 | 149.9399 | 1 | 150.481 | 100 | 173.5969 | 164.89 | 164.89 | 164.89 | 8.7069 | 173.5969 | 106.275 | 95.8374 | 95.8374 | 95.8374 | 10.4376 | 106.275 | 481.9235 | 398.8094 | 398.8094 | 446.5787 | 35.3448 | 398.8094 | 47.7693 | 47.7693 | 481.9235 | 134.8857 | 109.4941 | 109.4941 | 109.4941 | 25.3916 | 134.8857 | 2458.3668 | 2458.3668 | 85.3463 | 85.3463 | 1312.7731 | 1312.7731 | 680.5845 | 680.5845 | 379.663 | 379.663 | 50207278.3595 | 1289410929.3264 | 235679328.2199 | 176702464.0943 | 1752 | 34.8437 | 2111680.4938 | 124678.3226 | 156.7476 | 72.1076 | 172 | 1216 | 1844.7693 | 304 | 76 | 0.36461
2736 | 154.5162 | 653.6 | 400 | 1600 | 7 | 92.8% | 100 | 158.0748 | 157.2389 | 157.2389 | 1 | 158.0748 | 100 | 201.0484 | 190.9619 | 190.9619 | 190.9619 | 10.0865 | 201.0484 | 106.2464 | 95.809 | 95.809 | 95.809 | 10.4375 | 106.2464 | 643.074 | 553.0387 | 553.0387 | 599.7525 | 43.3216 | 553.0387 | 46.7138 | 46.7138 | 643.074 | 151.3598 | 122.6133 | 122.6133 | 122.6133 | 28.7466 | 151.3598 | 2628.3052 | 2628.3052 | 255.9653 | 255.9653 | 1312.3965 | 1312.3965 | 680.3893 | 680.3893 | 379.5541 | 379.5541 | 129315519.4642 | 1289422756.1331 | 207081062.9825 | 126180669.6328 | 1752 | 38.0309 | 1471886.9685 | 86903.487 | 109.2565 | 216.3227 | 172 | 1216 | 1844.7693 | 304 | 76 | 0.32054
2737 | 206.0217 | 653.6 | 400 | 1600 | 7 | 93.88% | 100 | 162.1672 | 161.207 | 161.207 | 1 | 162.1672 | 100 | 220.9311 | 209.8457 | 209.8457 | 209.8457 | 11.0854 | 220.9311 | 106.2333 | 95.7959 | 95.7959 | 95.7959 | 10.4374 | 106.2333 | 742.8478 | 647.8506 | 647.8506 | 694.4608 | 48.3869 | 647.8506 | 46.6103 | 46.6103 | 742.8478 | 156.9131 | 127.0188 | 127.0188 | 127.0188 | 29.8943 | 156.9131 | 2713.2758 | 2713.2758 | 341.2429 | 341.2429 | 1312.2267 | 1312.2267 | 680.3012 | 680.3012 | 379.505 | 379.505 | 156194449.1629 | 1289420528.4565 | 199084224.3314 | 107300798.9014 | 1752 | 39.6987 | 1246177.0618 | 73577.071 | 92.5023 | 288.4303 | 172 | 1216 | 1844.7693 | 304 | 76 | 0.30824
2738 | 257.5271 | 653.6 | 400 | 1600 | 7 | 94.72% | 100 | 166.4019 | 165.254 | 165.254 | 1 | 166.4019 | 100 | 246.6392 | 234.2625 | 234.2625 | 234.2625 | 12.3767 | 246.6392 | 106.2213 | 95.784 | 95.784 | 95.784 | 10.4374 | 106.2213 | 847.2887 | 747.1896 | 747.1896 | 793.6186 | 53.6701 | 747.1896 | 46.429 | 46.429 | 847.2887 | 159.3023 | 128.8565 | 128.8565 | 128.8565 | 30.4458 | 159.3023 | 2798.2473 | 2798.2473 | 426.5019 | 426.5019 | 1312.0676 | 1312.0676 | 680.2187 | 680.2187 | 379.459 | 379.459 | 174254186.7337 | 1289423629.8654 | 195802382.7014 | 92519800.6996 | 1752 | 41.3602 | 1071343.7344 | 63254.5217 | 79.5246 | 360.5379 | 172 | 1216 | 1844.7693 | 304 | 76 | 0.30321
2739 | 309.0325 | 653.6 | 400 | 1600 | 7 | 95.42% | 100 | 170.7209 | 169.4512 | 169.4512 | 1 | 170.7209 | 100 | 273.0653 | 259.361 | 259.361 | 259.361 | 13.7043 | 273.0653 | 106.2094 | 95.7722 | 95.7722 | 95.7722 | 10.4373 | 106.2094 | 964.3033 | 858.654 | 858.654 | 904.6689 | 59.6345 | 858.654 | 46.0149 | 46.0149 | 964.3033 | 160.4896 | 129.7418 | 129.7418 | 129.7418 | 30.7478 | 160.4896 | 2883.2196 | 2883.2196 | 511.7441 | 511.7441 | 1311.9183 | 1311.9183 | 680.1413 | 680.1413 | 379.4158 | 379.4158 | 188525011.2097 | 1289449374.4355 | 193821825.1886 | 80203789.1663 | 1752 | 42.9917 | 916301.1848 | 54100.4641 | 68.016 | 432.6455 | 172 | 1216 | 1844.7693 | 304 | 76 | 0.30019
2740 | 360.5379 | 653.6 | 400 | 1600 | 7 | 96.01% | 100 | 175.1291 | 173.6547 | 173.6547 | 1 | 175.1291 | 100 | 299.6742 | 284.633 | 284.633 | 284.633 | 15.0413 | 299.6742 | 106.1995 | 95.7622 | 95.7622 | 95.7622 | 10.4373 | 106.1995 | 1090.1754 | 978.4922 | 978.4922 | 1024.1106 | 66.0648 | 978.4922 | 45.6184 | 45.6184 | 1090.1754 | 161.3858 | 130.402 | 130.402 | 130.402 | 30.9838 | 161.3858 | 2968.1925 | 2968.1925 | 596.9709 | 596.9709 | 1311.7779 | 1311.7779 | 680.0685 | 680.0685 | 379.3752 | 379.3752 | 200099769.8638 | 1289437776.7069 | 192497259.7796 | 69965193.6497 | 1752 | 44.5779 | 796678.1202 | 47037.6517 | 59.1365 | 504.753 | 172 | 1216 | 1844.7693 | 304 | 76 | 0.29817
2741 | 412.0433 | 653.6 | 400 | 1600 | 7 | 96.46% | 100 | 179.6503 | 178.0646 | 178.0646 | 1 | 179.6503 | 100 | 326.6126 | 310.2177 | 310.2177 | 310.2177 | 16.3949 | 326.6126 | 106.1891 | 95.7519 | 95.7519 | 95.7519 | 10.4372 | 106.1891 | 1217.8752 | 1099.2956 | 1099.2956 | 1145.3088 | 72.5664 | 1099.2956 | 46.0132 | 46.0132 | 1217.8752 | 162.3993 | 131.1652 | 131.1652 | 131.1652 | 31.234 | 162.3993 | 3053.1661 | 3053.1661 | 682.1836 | 682.1836 | 1311.6456 | 1311.6456 | 679.9999 | 679.9999 | 379.3369 | 379.3369 | 209527929.4153 | 1289453878.8616 | 190943157.004 | 62075034.7192 | 1752 | 46.1274 | 715415.4953 | 42239.7253 | 53.1045 | 576.8606 | 172 | 1216 | 1844.7693 | 304 | 76 | 0.29579
2742 | 463.5487 | 653.6 | 400 | 1600 | 7 | 96.87% | 100 | 184.183 | 182.2767 | 182.2767 | 1 | 184.183 | 100 | 353.8674 | 336.1027 | 336.1027 | 336.1027 | 17.7647 | 353.8674 | 106.1786 | 95.7415 | 95.7415 | 95.7415 | 10.4371 | 106.1786 | 1359.5672 | 1234.0124 | 1234.0124 | 1279.7571 | 79.8101 | 1234.0124 | 45.7447 | 45.7447 | 1359.5672 | 162.8659 | 131.4961 | 131.4961 | 131.4961 | 31.3698 | 162.8659 | 3138.1402 | 3138.1402 | 767.3835 | 767.3835 | 1311.5207 | 1311.5207 | 679.9352 | 679.9352 | 379.3008 | 379.3008 | 217248654.5474 | 1289475730.9424 | 190450051.5991 | 54825562.9112 | 1752 | 47.6023 | 624581.3437 | 36876.6745 | 46.362 | 648.9682 | 172 | 1216 | 1844.7693 | 304 | 76 | 0.29503
2743 | 515.0541 | 653.6 | 400 | 1600 | 7 | 97.19% | 100 | 188.7565 | 186.6912 | 186.6912 | 1 | 188.7565 | 100 | 381.0954 | 361.9622 | 361.9622 | 361.9622 | 19.1332 | 381.0954 | 106.1693 | 95.7323 | 95.7323 | 95.7323 | 10.437 | 106.1693 | 1500.8851 | 1368.541 | 1368.541 | 1413.8733 | 87.0118 | 1368.541 | 45.3323 | 45.3323 | 1500.8851 | 163.5456 | 131.9923 | 131.9923 | 131.9923 | 31.5533 | 163.5456 | 3223.1149 | 3223.1149 | 852.5716 | 852.5716 | 1311.4027 | 1311.4027 | 679.874 | 679.874 | 379.2667 | 379.2667 | 223945485.5893 | 1289475730.9424 | 189363817.083 | 49214966.3852 | 1752 | 49.0252 | 554415.5946 | 32733.9323 | 41.1536 | 721.0758 | 172 | 1216 | 1844.7693 | 304 | 76 | 0.29336
2744 | 566.5595 | 653.6 | 400 | 1600 | 7 | 97.46% | 100 | 193.3589 | 191.1344 | 191.1344 | 1 | 193.3589 | 100 | 408.3092 | 387.8081 | 387.8081 | 387.8081 | 20.5011 | 408.3092 | 106.1617 | 95.7247 | 95.7247 | 95.7247 | 10.4371 | 106.1617 | 1648.3682 | 1509.2397 | 1509.2397 | 1553.8578 | 94.5104 | 1509.2397 | 44.6181 | 44.6181 | 1648.3682 | 164.2261 | 132.5023 | 132.5023 | 132.5023 | 31.7237 | 164.2261 | 3308.0901 | 3308.0901 | 937.7488 | 937.7488 | 1311.2909 | 1311.2909 | 679.816 | 679.816 | 379.2344 | 379.2344 | 229743688.1073 | 1289429008.509 | 188399821.7962 | 44427481.5875 | 1752 | 50.3843 | 492902.7976 | 29102.0797 | 36.5876 | 793.1834 | 172 | 1216 | 1844.7693 | 304 | 76 | 0.29187
2745 | 618.065 | 653.6 | 400 | 1600 | 7 | 97.68% | 100 | 198.0107 | 195.598 | 195.598 | 1 | 198.0107 | 100 | 435.5788 | 413.7068 | 413.7068 | 413.7068 | 21.872 | 435.5788 | 106.1553 | 95.7181 | 95.7181 | 95.7181 | 10.4372 | 106.1553 | 1789.3596 | 1643.3492 | 1643.3492 | 1687.6682 | 101.6914 | 1643.3492 | 44.3191 | 44.3191 | 1789.3596 | 165.1249 | 133.1897 | 133.1897 | 133.1897 | 31.9351 | 165.1249 | 3393.0657 | 3393.0657 | 1022.916 | 1022.916 | 1311.1849 | 1311.1849 | 679.7611 | 679.7611 | 379.2037 | 379.2037 | 234802290.0858 | 1289460853.1916 | 187148720.1468 | 40588136.5758 | 1752 | 51.6931 | 447204.5827 | 26403.9552 | 33.1955 | 865.2909 | 172 | 1216 | 1844.7693 | 304 | 76 | 0.28995
2746 | 669.5704 | 653.6 | 400 | 1600 | 7 | 97.86% | 100 | 202.6877 | 200.3505 | 200.3505 | 1 | 202.6877 | 100 | 462.882 | 439.6373 | 439.6373 | 439.6373 | 23.2447 | 462.882 | 106.1468 | 95.7097 | 95.7097 | 95.7097 | 10.4371 | 106.1468 | 1932.9969 | 1779.7942 | 1779.7942 | 1823.9625 | 109.0344 | 1779.7942 | 44.1682 | 44.1682 | 1932.9969 | 166.0009 | 133.8624 | 133.8624 | 133.8624 | 32.1385 | 166.0009 | 3478.0418 | 3478.0418 | 1108.0739 | 1108.0739 | 1311.0843 | 1311.0843 | 679.7089 | 679.7089 | 379.1746 | 379.1746 | 239228802.828 | 1289475730.9424 | 185752439.2181 | 37543027.0114 | 1752 | 52.9482 | 415338.6852 | 24522.5216 | 30.8301 | 937.3985 | 172 | 1216 | 1844.7693 | 304 | 76 | 0.28779
2747 | 721.0758 | 653.6 | 400 | 1600 | 7 | 98.02% | 100 | 207.3909 | 204.92 | 204.92 | 1 | 207.3909 | 100 | 489.94 | 465.3348 | 465.3348 | 465.3348 | 24.6052 | 489.94 | 106.1391 | 95.7021 | 95.7021 | 95.7021 | 10.437 | 106.1391 | 2079.2579 | 1918.2883 | 1918.2883 | 1962.7348 | 116.523 | 1918.2883 | 44.4465 | 44.4465 | 2079.2579 | 166.9466 | 134.5936 | 134.5936 | 134.5936 | 32.353 | 166.9466 | 3563.0182 | 3563.0182 | 1193.2233 | 1193.2233 | 1310.9886 | 1310.9886 | 679.6593 | 679.6593 | 379.1469 | 379.1469 | 243293311.4633 | 1289475730.9424 | 184531106.0726 | 34699851.5217 | 1752 | 54.141 | 385371.863 | 22753.2137 | 28.6057 | 1009.5061 | 172 | 1216 | 1844.7693 | 304 | 76 | 0.28591
2748 | 772.5812 | 653.6 | 400 | 1600 | 7 | 98.19% | 100 | 212.0956 | 208.987 | 208.987 | 1 | 212.0956 | 100 | 517.0413 | 491.0734 | 491.0734 | 491.0734 | 25.9679 | 517.0413 | 106.1325 | 95.6955 | 95.6955 | 95.6955 | 10.437 | 106.1325 | 2233.9416 | 2065.1614 | 2065.1614 | 2109.5366 | 124.405 | 2065.1614 | 44.3752 | 44.3752 | 2233.9416 | 167.7323 | 135.1997 | 135.1997 | 135.1997 | 32.5326 | 167.7323 | 3647.995 | 3647.995 | 1278.3647 | 1278.3647 | 1310.8975 | 1310.8975 | 679.6121 | 679.6121 | 379.1206 | 379.1206 | 246934098.0683 | 1289475730.9424 | 183912191.3769 | 31677979.6124 | 1752 | 55.2714 | 350452.0917 | 20691.4725 | 26.0137 | 1081.6137 | 172 | 1216 | 1844.7693 | 304 | 76 | 0.28496
2749 | 824.0866 | 653.6 | 400 | 1600 | 7 | 98.32% | 100 | 216.7995 | 213.7505 | 213.7505 | 1 | 216.7995 | 100 | 544.1495 | 516.8183 | 516.8183 | 516.8183 | 27.3311 | 544.1495 | 106.1261 | 95.6891 | 95.6891 | 95.6891 | 10.437 | 106.1261 | 2409.6687 | 2232.2874 | 2232.2874 | 2276.2736 | 133.3951 | 2232.2874 | 43.9862 | 43.9862 | 2409.6687 | 168.2638 | 135.6053 | 135.6053 | 135.6053 | 32.6585 | 168.2638 | 3732.9721 | 3732.9721 | 1363.4988 | 1363.4988 | 1310.8107 | 1310.8107 | 679.5671 | 679.5671 | 379.0955 | 379.0955 | 250115451.7223 | 1289475730.9424 | 183050884.4973 | 29357932.838 | 1752 | 56.3568 | 319102.3833 | 18840.5159 | 23.6866 | 1153.7213 | 172 | 1216 | 1844.7693 | 304 | 76 | 0.28363
2750 | 875.592 | 653.6 | 400 | 1600 | 7 | 98.44% | 100 | 221.5127 | 218.4631 | 218.4631 | 1 | 221.5127 | 100 | 571.4045 | 542.7027 | 542.7027 | 542.7027 | 28.7018 | 571.4045 | 106.12 | 95.683 | 95.683 | 95.683 | 10.437 | 106.12 | 2582.9641 | 2397.3653 | 2397.3653 | 2440.7149 | 142.2492 | 2397.3653 | 43.3496 | 43.3496 | 2582.9641 | 168.8087 | 136.0219 | 136.0219 | 136.0219 | 32.7868 | 168.8087 | 3817.9496 | 3817.9496 | 1448.6259 | 1448.6259 | 1310.7279 | 1310.7279 | 679.5242 | 679.5242 | 379.0715 | 379.0715 | 252931074.0751 | 1289475730.9424 | 182254016.6899 | 27339178.2925 | 1752 | 57.3942 | 293116.5598 | 17306.255 | 21.7577 | 1225.8288 | 172 | 1216 | 1844.7693 | 304 | 76 | 0.2824
2751 | 927.0974 | 653.6 | 400 | 1600 | 7 | 98.55% | 100 | 226.2475 | 222.8877 | 222.8877 | 1 | 226.2475 | 100 | 598.6792 | 568.6056 | 568.6056 | 568.6056 | 30.0736 | 598.6792 | 106.1145 | 95.6775 | 95.6775 | 95.6775 | 10.437 | 106.1145 | 2748.2652 | 2554.3982 | 2554.3982 | 2597.5386 | 150.7265 | 2554.3982 | 43.1404 | 43.1404 | 2748.2652 | 169.4491 | 136.5159 | 136.5159 | 136.5159 | 32.9332 | 169.4491 | 3902.9273 | 3902.9273 | 1533.7466 | 1533.7466 | 1310.6488 | 1310.6488 | 679.4832 | 679.4832 | 379.0487 | 379.0487 | 255575250.9065 | 1289475276.0283 | 181514430.3019 | 25434977.1591 | 1751.9999 | 58.3865 | 275278.2469 | 16253.0412 | 20.4336 | 1297.9364 | 172 | 1216 | 1844.7693 | 304 | 76 | 0.28127
2752 | 978.6028 | 653.6 | 400 | 1600 | 7 | 98.67% | 100 | 230.9827 | 227.1669 | 227.1669 | 1 | 230.9827 | 100 | 625.691 | 594.2588 | 594.2588 | 594.2588 | 31.4322 | 625.691 | 106.1083 | 95.6714 | 95.6714 | 95.6714 | 10.437 | 106.1083 | 2951.4842 | 2747.1893 | 2747.1893 | 2790.3259 | 161.1584 | 2747.1893 | 43.1366 | 43.1366 | 2951.4842 | 169.8727 | 136.8364 | 136.8364 | 136.8364 | 33.0363 | 169.8727 | 3987.9053 | 3987.9053 | 1618.8614 | 1618.8614 | 1310.5732 | 1310.5732 | 679.444 | 679.444 | 379.0268 | 379.0268 | 258096338.4427 | 1289485392.3475 | 181065734.2916 | 23352534.9182 | 1752 | 59.3303 | 250174.7071 | 14770.8723 | 18.5702 | 1370.044 | 172 | 1216 | 1844.7693 | 304 | 76 | 0.28057
2753 | 1030.1083 | 653.6 | 400 | 1600 | 7 | 98.74% | 100 | 235.7246 | 232.1834 | 232.1834 | 1 | 235.7246 | 100 | 652.7476 | 619.9545 | 619.9545 | 619.9545 | 32.7931 | 652.7476 | 106.1027 | 95.6658 | 95.6658 | 95.6658 | 10.4369 | 106.1027 | 3146.751 | 2932.6986 | 2932.6986 | 2975.586 | 171.1649 | 2932.6986 | 42.8875 | 42.8875 | 3146.751 | 170.3865 | 137.2304 | 137.2304 | 137.2304 | 33.1561 | 170.3865 | 4072.8836 | 4072.8836 | 1703.9705 | 1703.9705 | 1310.5008 | 1310.5008 | 679.4064 | 679.4064 | 379.0059 | 379.0059 | 260260345.9671 | 1289485392.3475 | 180206639.3513 | 22047622.3341 | 1752 | 60.2414 | 234484.0103 | 13844.4586 | 17.4055 | 1442.1516 | 172 | 1216 | 1844.7693 | 304 | 76 | 0.27925
2754 | 20.6022 | 703 | 400 | 1600 | 7 | 89.99% | 100 | 153.4129 | 152.9141 | 152.9141 | 1 | 153.4129 | 100 | 173.67 | 164.9587 | 164.9587 | 164.9587 | 8.7113 | 173.67 | 112.5439 | 101.4898 | 101.4898 | 101.4898 | 11.0541 | 112.5439 | 486.0133 | 402.5935 | 402.5935 | 450.3931 | 35.6202 | 402.5935 | 47.7996 | 47.7996 | 486.0133 | 128.7529 | 104.4844 | 104.4844 | 104.4844 | 24.2684 | 128.7529 | 2506.1678 | 2506.1678 | 34.1356 | 34.1356 | 1411.8746 | 1411.8746 | 680.5268 | 680.5268 | 379.6308 | 379.6308 | 20093831.3891 | 1309507410.304 | 247026317.2639 | 175372441.043 | 1752 | 37.647 | 2098657.8345 | 123909.4358 | 155.781 | 28.843 | 185 | 1216 | 1844.7693 | 304 | 76 | 0.38171
2755 | 51.5054 | 703 | 400 | 1600 | 7 | 90.9% | 100 | 155.6731 | 155.0811 | 155.0811 | 1 | 155.6731 | 100 | 179.8925 | 170.8683 | 170.8683 | 170.8683 | 9.0242 | 179.8925 | 112.5349 | 101.4808 | 101.4808 | 101.4808 | 11.0541 | 112.5349 | 526.5736 | 441.5186 | 441.5186 | 488.9831 | 37.5905 | 441.5186 | 47.4645 | 47.4645 | 526.5736 | 135.0626 | 109.563 | 109.563 | 109.563 | 25.4996 | 135.0626 | 2557.1492 | 2557.1492 | 85.3316 | 85.3316 | 1411.752 | 1411.752 | 680.4677 | 680.4677 | 379.5979 | 379.5979 | 48427038.7663 | 1309506209.5747 | 234680126.3367 | 159386625.3223 | 1752 | 38.5205 | 1892847.5531 | 111757.9381 | 140.5039 | 72.1076 | 185 | 1216 | 1844.7693 | 304 | 76 | 0.36288
2756 | 154.5162 | 703 | 400 | 1600 | 7 | 93.55% | 100 | 163.4399 | 162.6142 | 162.6142 | 1 | 163.4399 | 100 | 207.401 | 196.9943 | 196.9943 | 196.9943 | 10.4067 | 207.401 | 112.5038 | 101.4501 | 101.4501 | 101.4501 | 11.0537 | 112.5038 | 711.6692 | 618.1641 | 618.1641 | 664.8352 | 46.834 | 618.1641 | 46.6711 | 46.6711 | 711.6692 | 152.8342 | 123.7214 | 123.7214 | 123.7214 | 29.1127 | 152.8342 | 2727.0898 | 2727.0898 | 255.927 | 255.927 | 1411.3781 | 1411.3781 | 680.2874 | 680.2874 | 379.4973 | 379.4973 | 125379848.9027 | 1309561880.8489 | 204130088.6709 | 112928181.5775 | 1752 | 41.4876 | 1313962.3177 | 77579.2636 | 97.5339 | 216.3227 | 185 | 1216 | 1844.7693 | 304 | 76 | 0.31611
2757 | 206.0217 | 703 | 400 | 1600 | 7 | 94.53% | 100 | 167.5851 | 166.5594 | 166.5594 | 1 | 167.5851 | 100 | 227.925 | 216.4872 | 216.4872 | 216.4872 | 11.4378 | 227.925 | 112.494 | 101.4401 | 101.4401 | 101.4401 | 11.0539 | 112.494 | 823.0141 | 724.2681 | 724.2681 | 770.547 | 52.4671 | 724.2681 | 46.2789 | 46.2789 | 823.0141 | 159.4421 | 128.9789 | 128.9789 | 128.9789 | 30.4632 | 159.4421 | 2812.0614 | 2812.0614 | 341.1951 | 341.1951 | 1411.2087 | 1411.2087 | 680.2058 | 680.2058 | 379.4518 | 379.4518 | 151332755.2174 | 1309541328.1356 | 195301711.1288 | 95824205.5182 | 1752 | 43.0112 | 1107040.5207 | 65362.1396 | 82.1744 | 288.4303 | 185 | 1216 | 1844.7693 | 304 | 76 | 0.30253
2758 | 257.5271 | 703 | 400 | 1600 | 7 | 95.27% | 100 | 171.8939 | 170.6886 | 170.6886 | 1 | 171.8939 | 100 | 254.9427 | 242.1477 | 242.1477 | 242.1477 | 12.795 | 254.9427 | 112.4808 | 101.427 | 101.427 | 101.427 | 11.0537 | 112.4808 | 937.8072 | 833.2782 | 833.2782 | 879.5142 | 58.293 | 833.2782 | 46.2361 | 46.2361 | 937.8072 | 162.6989 | 131.5173 | 131.5173 | 131.5173 | 31.1816 | 162.6989 | 2897.0338 | 2897.0338 | 426.4458 | 426.4458 | 1411.0498 | 1411.0498 | 680.1292 | 680.1292 | 379.409 | 379.409 | 168479692.6433 | 1309551801.545 | 191115545.0195 | 82852960.7921 | 1752 | 44.5418 | 954794.9765 | 56373.2233 | 70.8733 | 360.5379 | 185 | 1216 | 1844.7693 | 304 | 76 | 0.29611
2759 | 309.0325 | 703 | 400 | 1600 | 7 | 95.92% | 100 | 176.2576 | 174.8184 | 174.8184 | 1 | 176.2576 | 100 | 282.7073 | 268.5174 | 268.5174 | 268.5174 | 14.1899 | 282.7073 | 112.4693 | 101.4157 | 101.4157 | 101.4157 | 11.0537 | 112.4693 | 1069.1213 | 958.3129 | 958.3129 | 1004.1174 | 65.0039 | 958.3129 | 45.8045 | 45.8045 | 1069.1213 | 164.3558 | 132.7781 | 132.7781 | 132.7781 | 31.5777 | 164.3558 | 2982.0068 | 2982.0068 | 511.6807 | 511.6807 | 1410.9002 | 1410.9002 | 680.0571 | 680.0571 | 379.3688 | 379.3688 | 182044227.1169 | 1309547254.4667 | 188861742.3314 | 71546776.085 | 1752 | 46.0239 | 815000.8234 | 48119.465 | 60.4966 | 432.6455 | 185 | 1216 | 1844.7693 | 304 | 76 | 0.29266
2760 | 360.5379 | 703 | 400 | 1600 | 7 | 96.45% | 100 | 180.7049 | 179.082 | 179.082 | 1 | 180.7049 | 100 | 310.2477 | 294.674 | 294.674 | 294.674 | 15.5737 | 310.2477 | 112.4586 | 101.405 | 101.405 | 101.405 | 11.0536 | 112.4586 | 1216.0411 | 1097.7921 | 1097.7921 | 1143.5213 | 72.5198 | 1097.7921 | 45.7293 | 45.7293 | 1216.0411 | 165.5937 | 133.7092 | 133.7092 | 133.7092 | 31.8845 | 165.5937 | 3066.9805 | 3066.9805 | 596.9012 | 596.9012 | 1410.7592 | 1410.7592 | 679.9892 | 679.9892 | 379.3309 | 379.3309 | 193219347.6389 | 1309587055.8737 | 187061365.2051 | 62132155.1681 | 1751.9999 | 47.4678 | 710249.2366 | 41934.6978 | 52.721 | 504.753 | 185 | 1216 | 1844.7693 | 304 | 76 | 0.28991
2761 | 412.0433 | 703 | 400 | 1600 | 7 | 96.89% | 100 | 185.2286 | 183.2881 | 183.2881 | 1 | 185.2286 | 100 | 338.1918 | 321.2139 | 321.2139 | 321.2139 | 16.978 | 338.1918 | 112.4487 | 101.3951 | 101.3951 | 101.3951 | 11.0536 | 112.4487 | 1366.3745 | 1240.4698 | 1240.4698 | 1286.2158 | 80.1587 | 1240.4698 | 45.7461 | 45.7461 | 1366.3745 | 166.8366 | 134.656 | 134.656 | 134.656 | 32.1805 | 166.8366 | 3151.9547 | 3151.9547 | 682.1084 | 682.1084 | 1410.6262 | 1410.6262 | 679.925 | 679.925 | 379.2951 | 379.2951 | 202272633.2876 | 1309577047.75 | 185639511.8826 | 54510807.0798 | 1752 | 48.8611 | 620392.0519 | 36629.3294 | 46.051 | 576.8606 | 185 | 1216 | 1844.7693 | 304 | 76 | 0.28773
2762 | 463.5487 | 703 | 400 | 1600 | 7 | 97.22% | 100 | 189.7899 | 187.7943 | 187.7943 | 1 | 189.7899 | 100 | 366.7691 | 348.3549 | 348.3549 | 348.3549 | 18.4142 | 366.7691 | 112.4392 | 101.3857 | 101.3857 | 101.3857 | 11.0535 | 112.4392 | 1520.6265 | 1387.3511 | 1387.3511 | 1432.5947 | 88.0318 | 1387.3511 | 45.2436 | 45.2436 | 1520.6265 | 167.811 | 135.3954 | 135.3954 | 135.3954 | 32.4156 | 167.811 | 3236.9295 | 3236.9295 | 767.3035 | 767.3035 | 1410.5003 | 1410.5003 | 679.8644 | 679.8644 | 379.2613 | 379.2613 | 209537418.2998 | 1309587055.8737 | 184209859.7606 | 48665666.0658 | 1752 | 50.2154 | 550823.3894 | 32521.8405 | 40.887 | 648.9682 | 185 | 1216 | 1844.7693 | 304 | 76 | 0.28552
2763 | 515.0541 | 703 | 400 | 1600 | 7 | 97.5% | 100 | 194.4008 | 192.2539 | 192.2539 | 1 | 194.4008 | 100 | 395.1029 | 375.2646 | 375.2646 | 375.2646 | 19.8383 | 395.1029 | 112.4307 | 101.3772 | 101.3772 | 101.3772 | 11.0535 | 112.4307 | 1677.2805 | 1536.2956 | 1536.2956 | 1581.233 | 96.0475 | 1536.2956 | 44.9375 | 44.9375 | 1677.2805 | 168.9732 | 136.2914 | 136.2914 | 136.2914 | 32.6818 | 168.9732 | 3321.9048 | 3321.9048 | 852.4874 | 852.4874 | 1410.3811 | 1410.3811 | 679.8069 | 679.8069 | 379.2293 | 379.2293 | 216037271.08 | 1309587055.8737 | 182629541.9188 | 43746131.1275 | 1752 | 51.5172 | 489378.3726 | 28893.9898 | 36.326 | 721.0758 | 185 | 1216 | 1844.7693 | 304 | 76 | 0.28309
2764 | 566.5595 | 703 | 400 | 1600 | 7 | 97.72% | 100 | 199.0495 | 196.7774 | 196.7774 | 1 | 199.0495 | 100 | 423.4185 | 402.1568 | 402.1568 | 402.1568 | 21.2617 | 423.4185 | 112.4225 | 101.369 | 101.369 | 101.369 | 11.0535 | 112.4225 | 1824.3148 | 1676.1472 | 1676.1472 | 1720.8033 | 103.5115 | 1676.1472 | 44.6561 | 44.6561 | 1824.3148 | 170.3952 | 137.3964 | 137.3964 | 137.3964 | 32.9988 | 170.3952 | 3406.8805 | 3406.8805 | 937.661 | 937.661 | 1410.2681 | 1410.2681 | 679.7524 | 679.7524 | 379.1989 | 379.1989 | 221500784.7939 | 1309587055.8737 | 180948297.5964 | 39963861.7361 | 1752 | 52.766 | 444636.3179 | 26252.3192 | 33.0048 | 793.1834 | 185 | 1216 | 1844.7693 | 304 | 76 | 0.2805
2765 | 618.065 | 703 | 400 | 1600 | 7 | 97.9% | 100 | 203.7227 | 201.4679 | 201.4679 | 1 | 203.7227 | 100 | 451.9439 | 429.2483 | 429.2483 | 429.2483 | 22.6957 | 451.9439 | 112.4143 | 101.3608 | 101.3608 | 101.3608 | 11.0535 | 112.4143 | 1976.7563 | 1820.8949 | 1820.8949 | 1865.4717 | 111.2846 | 1820.8949 | 44.5768 | 44.5768 | 1976.7563 | 171.556 | 138.2925 | 138.2925 | 138.2925 | 33.2636 | 171.556 | 3491.8566 | 3491.8566 | 1022.8251 | 1022.8251 | 1410.1608 | 1410.1608 | 679.7007 | 679.7007 | 379.17 | 379.17 | 226207027.6656 | 1309587055.8737 | 179406020.4016 | 36799896.0591 | 1752 | 53.9641 | 410881.3925 | 24259.3531 | 30.4993 | 865.2909 | 185 | 1216 | 1844.7693 | 304 | 76 | 0.27812
2766 | 669.5704 | 703 | 400 | 1600 | 7 | 98.07% | 100 | 208.413 | 205.7747 | 205.7747 | 1 | 208.413 | 100 | 480.4521 | 456.3231 | 456.3231 | 456.3231 | 24.129 | 480.4521 | 112.408 | 101.3544 | 101.3544 | 101.3544 | 11.0536 | 112.408 | 2126.1742 | 1962.9751 | 1962.9751 | 2007.2403 | 118.9339 | 1962.9751 | 44.2651 | 44.2651 | 2126.1742 | 172.7314 | 139.2054 | 139.2054 | 139.2054 | 33.526 | 172.7314 | 3576.8331 | 3576.8331 | 1107.9803 | 1107.9803 | 1410.0587 | 1410.0587 | 679.6515 | 679.6515 | 379.1426 | 379.1426 | 230443544.4634 | 1309560555.8028 | 178221305.3301 | 33774594.4037 | 1752 | 55.1023 | 369981.7905 | 21844.5495 | 27.4633 | 937.3985 | 185 | 1216 | 1844.7693 | 304 | 76 | 0.2763
2767 | 721.0758 | 703 | 400 | 1600 | 7 | 98.25% | 100 | 213.0988 | 210.1882 | 210.1882 | 1 | 213.0988 | 100 | 508.559 | 483.0168 | 483.0168 | 483.0168 | 25.5422 | 508.559 | 112.4021 | 101.3484 | 101.3484 | 101.3484 | 11.0537 | 112.4021 | 2318.1997 | 2145.5216 | 2145.5216 | 2189.4711 | 128.7286 | 2145.5216 | 43.9495 | 43.9495 | 2318.1997 | 173.4158 | 139.7291 | 139.7291 | 139.7291 | 33.6867 | 173.4158 | 3661.8099 | 3661.8099 | 1193.1273 | 1193.1273 | 1409.9615 | 1409.9615 | 679.6047 | 679.6047 | 379.1164 | 379.1164 | 234378083.2144 | 1309556740.7314 | 177397334.3842 | 30667841.6699 | 1752 | 56.1855 | 336998.4954 | 19897.1422 | 25.015 | 1009.5061 | 185 | 1216 | 1844.7693 | 304 | 76 | 0.27503
2768 | 772.5812 | 703 | 400 | 1600 | 7 | 98.4% | 100 | 217.8052 | 214.6015 | 214.6015 | 1 | 217.8052 | 100 | 536.7096 | 509.7519 | 509.7519 | 509.7519 | 26.9577 | 536.7096 | 112.3955 | 101.3418 | 101.3418 | 101.3418 | 11.0537 | 112.3955 | 2511.8211 | 2329.3748 | 2329.3748 | 2373.1921 | 138.6289 | 2329.3748 | 43.8174 | 43.8174 | 2511.8211 | 174.1566 | 140.2986 | 140.2986 | 140.2986 | 33.858 | 174.1566 | 3746.7871 | 3746.7871 | 1278.2667 | 1278.2667 | 1409.8689 | 1409.8689 | 679.56 | 679.56 | 379.0915 | 379.0915 | 237862169.5124 | 1309563115.9284 | 176554486.7539 | 28020227.8053 | 1752 | 57.2247 | 304688.4893 | 17989.4875 | 22.6167 | 1081.6137 | 185 | 1216 | 1844.7693 | 304 | 76 | 0.27373
2769 | 824.0866 | 703 | 400 | 1600 | 7 | 98.51% | 100 | 222.5263 | 219.4007 | 219.4007 | 1 | 222.5263 | 100 | 564.96 | 536.5816 | 536.5816 | 536.5816 | 28.3784 | 564.96 | 112.3889 | 101.3353 | 101.3353 | 101.3353 | 11.0537 | 112.3889 | 2695.4738 | 2503.9599 | 2503.9599 | 2547.4294 | 148.0444 | 2503.9599 | 43.4695 | 43.4695 | 2695.4738 | 175.022 | 140.9717 | 140.9717 | 140.9717 | 34.0503 | 175.022 | 3831.7646 | 3831.7646 | 1363.399 | 1363.399 | 1409.7805 | 1409.7805 | 679.5174 | 679.5174 | 379.0677 | 379.0677 | 240834682.8427 | 1309563249.1658 | 175470659.9902 | 26131408.0012 | 1752 | 58.2247 | 280926.4666 | 16586.5247 | 20.8529 | 1153.7213 | 185 | 1216 | 1844.7693 | 304 | 76 | 0.27206
2770 | 875.592 | 703 | 400 | 1600 | 7 | 98.61% | 100 | 227.2545 | 223.9767 | 223.9767 | 1 | 227.2545 | 100 | 593.4409 | 563.6302 | 563.6302 | 563.6302 | 29.8107 | 593.4409 | 112.3822 | 101.3286 | 101.3286 | 101.3286 | 11.0536 | 112.3822 | 2880.7819 | 2680.2763 | 2680.2763 | 2723.2212 | 157.5607 | 2680.2763 | 42.9449 | 42.9449 | 2880.7819 | 175.772 | 141.5522 | 141.5522 | 141.5522 | 34.2199 | 175.772 | 3916.7424 | 3916.7424 | 1448.5247 | 1448.5247 | 1409.696 | 1409.696 | 679.4767 | 679.4767 | 379.045 | 379.045 | 243487522.8718 | 1309572761.3354 | 174625226.7419 | 24314489.051 | 1752 | 59.1796 | 261209.7983 | 15422.4086 | 19.3893 | 1225.8288 | 185 | 1216 | 1844.7693 | 304 | 76 | 0.27076
2771 | 927.0974 | 703 | 400 | 1600 | 7 | 98.73% | 100 | 231.9917 | 228.2761 | 228.2761 | 1 | 231.9917 | 100 | 621.8134 | 590.5758 | 590.5758 | 590.5758 | 31.2376 | 621.8134 | 112.3764 | 101.3228 | 101.3228 | 101.3228 | 11.0536 | 112.3764 | 3093.5633 | 2882.2159 | 2882.2159 | 2925.0858 | 168.4775 | 2882.2159 | 42.8699 | 42.8699 | 3093.5633 | 176.3304 | 141.9803 | 141.9803 | 141.9803 | 34.3501 | 176.3304 | 4001.7204 | 4001.7204 | 1533.6441 | 1533.6441 | 1409.6152 | 1409.6152 | 679.4378 | 679.4378 | 379.0233 | 379.0233 | 246053890.6667 | 1309567917.4953 | 174046003.3175 | 22332188.5204 | 1752 | 60.0899 | 238709.7317 | 14093.9546 | 17.7192 | 1297.9364 | 185 | 1216 | 1844.7693 | 304 | 76 | 0.26987
2772 | 978.6028 | 703 | 400 | 1600 | 7 | 98.8% | 100 | 236.737 | 233.2652 | 233.2652 | 1 | 236.737 | 100 | 649.9794 | 617.3251 | 617.3251 | 617.3251 | 32.6543 | 649.9794 | 112.371 | 101.3173 | 101.3173 | 101.3173 | 11.0536 | 112.371 | 3311.373 | 3088.9248 | 3088.9248 | 3131.7466 | 179.6264 | 3088.9248 | 42.8218 | 42.8218 | 3311.373 | 176.9709 | 142.4768 | 142.4768 | 142.4768 | 34.4941 | 176.9709 | 4086.6987 | 4086.6987 | 1618.7578 | 1618.7578 | 1409.5379 | 1409.5379 | 679.4005 | 679.4005 | 379.0025 | 379.0025 | 248357195.6781 | 1309578871.6011 | 173086623.7575 | 20977308.9632 | 1752 | 60.9664 | 223848.7476 | 13216.5289 | 16.616 | 1370.044 | 185 | 1216 | 1844.7693 | 304 | 76 | 0.26839
2773 | 1030.1083 | 703 | 400 | 1600 | 7 | 98.87% | 100 | 241.4906 | 237.9136 | 237.9136 | 1 | 241.4906 | 100 | 678.2528 | 644.1764 | 644.1764 | 644.1764 | 34.0764 | 678.2528 | 112.3655 | 101.3119 | 101.3119 | 101.3119 | 11.0536 | 112.3655 | 3503.6977 | 3271.7124 | 3271.7124 | 3314.1938 | 189.504 | 3271.7124 | 42.4813 | 42.4813 | 3503.6977 | 177.7536 | 143.0876 | 143.0876 | 143.0876 | 34.666 | 177.7536 | 4171.6773 | 4171.6773 | 1703.866 | 1703.866 | 1409.4639 | 1409.4639 | 679.3648 | 679.3648 | 378.9826 | 378.9826 | 250425174.3658 | 1309571399.4233 | 172251696.2087 | 19751730.0023 | 1752 | 61.8073 | 208654.2882 | 12319.4142 | 15.4882 | 1442.1516 | 185 | 1216 | 1844.7693 | 304 | 76 | 0.2671
2774 | 20.6022 | 752.4 | 400 | 1600 | 7 | 90.91% | 100 | 158.6631 | 158.0311 | 158.0311 | 1 | 158.6631 | 100 | 178.8794 | 169.9054 | 169.9054 | 169.9054 | 8.974 | 178.8794 | 118.7987 | 107.1285 | 107.1285 | 107.1285 | 11.6702 | 118.7987 | 526.9181 | 441.7764 | 441.7764 | 489.2703 | 37.6478 | 441.7764 | 47.4939 | 47.4939 | 526.9181 | 129.2881 | 104.8547 | 104.8547 | 104.8547 | 24.4334 | 129.2881 | 2604.9508 | 2604.9508 | 34.13 | 34.13 | 1510.8381 | 1510.8381 | 680.4145 | 680.4145 | 379.5682 | 379.5682 | 19503419.1945 | 1327534827.7776 | 245729385.2576 | 159232367.7703 | 1752 | 41.0359 | 1893276.4577 | 111783.2615 | 140.5358 | 28.843 | 198 | 1216 | 1844.7693 | 304 | 76 | 0.38004
2775 | 51.5054 | 752.4 | 400 | 1600 | 7 | 91.8% | 100 | 160.9614 | 160.2573 | 160.2573 | 1 | 160.9614 | 100 | 185.7314 | 176.413 | 176.413 | 176.413 | 9.3185 | 185.7314 | 118.794 | 107.1234 | 107.1234 | 107.1234 | 11.6706 | 118.794 | 575.9069 | 488.4495 | 488.4495 | 535.8372 | 40.0697 | 488.4495 | 47.3877 | 47.3877 | 575.9069 | 135.2374 | 109.6398 | 109.6398 | 109.6398 | 25.5976 | 135.2374 | 2655.9329 | 2655.9329 | 85.3181 | 85.3181 | 1510.7171 | 1510.7171 | 680.36 | 680.36 | 379.5378 | 379.5378 | 46900960.0217 | 1327523036.0454 | 233940926.7629 | 143635077.17 | 1752 | 41.8394 | 1703230.5004 | 100562.5247 | 126.4289 | 72.1076 | 198 | 1216 | 1844.7693 | 304 | 76 | 0.36203
2776 | 154.5162 | 752.4 | 400 | 1600 | 7 | 94.21% | 100 | 168.8821 | 167.925 | 167.925 | 1 | 168.8821 | 100 | 213.4075 | 202.698 | 202.698 | 202.698 | 10.7095 | 213.4075 | 118.7655 | 107.0951 | 107.0951 | 107.0951 | 11.6703 | 118.7655 | 782.9659 | 685.9265 | 685.9265 | 732.4955 | 50.4704 | 685.9265 | 46.569 | 46.569 | 782.9659 | 154.7359 | 125.1825 | 125.1825 | 125.1825 | 29.5535 | 154.7359 | 2825.8756 | 2825.8756 | 255.8915 | 255.8915 | 1510.3464 | 1510.3464 | 680.193 | 680.193 | 379.4447 | 379.4447 | 121796192.2886 | 1327527623.9468 | 201259395.5564 | 101416788.2081 | 1752 | 44.6104 | 1181588.9553 | 69763.6453 | 87.708 | 216.3227 | 198 | 1216 | 1844.7693 | 304 | 76 | 0.3118
2777 | 206.0217 | 752.4 | 400 | 1600 | 7 | 95.07% | 100 | 173.1074 | 171.926 | 171.926 | 1 | 173.1074 | 100 | 234.91 | 223.1202 | 223.1202 | 223.1202 | 11.7898 | 234.91 | 118.7525 | 107.0823 | 107.0823 | 107.0823 | 11.6703 | 118.7525 | 903.2328 | 800.3838 | 800.3838 | 846.6666 | 56.5662 | 800.3838 | 46.2828 | 46.2828 | 903.2328 | 162.4813 | 131.3551 | 131.3551 | 131.3551 | 31.1262 | 162.4813 | 2910.848 | 2910.848 | 341.1506 | 341.1506 | 1510.1779 | 1510.1779 | 680.1172 | 680.1172 | 379.4023 | 379.4023 | 146820296.868 | 1327521437.0941 | 191308065.2118 | 86350200.8261 | 1752 | 46.0213 | 996307.0145 | 58824.1866 | 73.9547 | 288.4303 | 198 | 1216 | 1844.7693 | 304 | 76 | 0.2965
2778 | 257.5271 | 752.4 | 400 | 1600 | 7 | 95.76% | 100 | 177.437 | 176.0868 | 176.0868 | 1 | 177.437 | 100 | 263.1773 | 249.9674 | 249.9674 | 249.9674 | 13.2098 | 263.1773 | 118.7414 | 107.0711 | 107.0711 | 107.0711 | 11.6703 | 118.7414 | 1034.2077 | 924.8961 | 924.8961 | 970.9521 | 63.2556 | 924.8961 | 46.056 | 46.056 | 1034.2077 | 165.9389 | 134.0461 | 134.0461 | 134.0461 | 31.8928 | 165.9389 | 2995.8212 | 2995.8212 | 426.3935 | 426.3935 | 1510.0194 | 1510.0194 | 680.0458 | 680.0458 | 379.3625 | 379.3625 | 163148909.3566 | 1327530761.5784 | 186952863.5176 | 74367465.5474 | 1752 | 47.418 | 854130.1098 | 50429.7453 | 63.4011 | 360.5379 | 198 | 1216 | 1844.7693 | 304 | 76 | 0.28981
2779 | 309.0325 | 752.4 | 400 | 1600 | 7 | 96.33% | 100 | 181.8472 | 180.2679 | 180.2679 | 1 | 181.8472 | 100 | 292.1412 | 277.4761 | 277.4761 | 277.4761 | 14.665 | 292.1412 | 118.7294 | 107.0593 | 107.0593 | 107.0593 | 11.6701 | 118.7294 | 1177.6583 | 1061.5125 | 1061.5125 | 1107.0818 | 70.5765 | 1061.5125 | 45.5693 | 45.5693 | 1177.6583 | 168.3089 | 135.8869 | 135.8869 | 135.8869 | 32.422 | 168.3089 | 3080.795 | 3080.795 | 511.6216 | 511.6216 | 1509.87 | 1509.87 | 679.9785 | 679.9785 | 379.325 | 379.325 | 176072541.3053 | 1327557046.5485 | 184003907.6275 | 64366504.5186 | 1752 | 48.7765 | 732928.1422 | 43273.711 | 54.4044 | 432.6455 | 198 | 1216 | 1844.7693 | 304 | 76 | 0.28529
2780 | 360.5379 | 752.4 | 400 | 1600 | 7 | 96.81% | 100 | 186.3418 | 184.5309 | 184.5309 | 1 | 186.3418 | 100 | 320.7291 | 304.6276 | 304.6276 | 304.6276 | 16.1015 | 320.7291 | 118.72 | 107.0498 | 107.0498 | 107.0498 | 11.6702 | 118.72 | 1340.5893 | 1215.9013 | 1215.9013 | 1261.7345 | 78.8548 | 1215.9013 | 45.8332 | 45.8332 | 1340.5893 | 170.111 | 137.2792 | 137.2792 | 137.2792 | 32.8318 | 170.111 | 3165.7693 | 3165.7693 | 596.836 | 596.836 | 1509.7288 | 1509.7288 | 679.9149 | 679.9149 | 379.2895 | 379.2895 | 186883368.8459 | 1327553180.6027 | 181740189.6602 | 55823260.8912 | 1752 | 50.0891 | 638489.9735 | 37697.871 | 47.3944 | 504.753 | 198 | 1216 | 1844.7693 | 304 | 76 | 0.28182
2781 | 412.0433 | 752.4 | 400 | 1600 | 7 | 97.19% | 100 | 190.8826 | 188.8844 | 188.8844 | 1 | 190.8826 | 100 | 349.9989 | 332.4265 | 332.4265 | 332.4265 | 17.5724 | 349.9989 | 118.7082 | 107.0382 | 107.0382 | 107.0382 | 11.67 | 118.7082 | 1504.2774 | 1371.6458 | 1371.6458 | 1417.0568 | 87.2205 | 1371.6458 | 45.411 | 45.411 | 1504.2774 | 171.7677 | 138.5615 | 138.5615 | 138.5615 | 33.2062 | 171.7677 | 3250.7441 | 3250.7441 | 682.038 | 682.038 | 1509.5953 | 1509.5953 | 679.8548 | 679.8548 | 379.256 | 379.256 | 195386900.6179 | 1327572542.4923 | 179806543.8263 | 49234013.0635 | 1752 | 51.371 | 555515.4502 | 32798.8702 | 41.2353 | 576.8606 | 198 | 1216 | 1844.7693 | 304 | 76 | 0.27885
2782 | 463.5487 | 752.4 | 400 | 1600 | 7 | 97.47% | 100 | 195.4791 | 193.5182 | 193.5182 | 1 | 195.4791 | 100 | 379.6804 | 360.6162 | 360.6162 | 360.6162 | 19.0642 | 379.6804 | 118.6997 | 107.0297 | 107.0297 | 107.0297 | 11.67 | 118.6997 | 1665.833 | 1525.2865 | 1525.2865 | 1570.3701 | 95.4629 | 1525.2865 | 45.0836 | 45.0836 | 1665.833 | 173.3254 | 139.7677 | 139.7677 | 139.7677 | 33.5577 | 173.3254 | 3335.7195 | 3335.7195 | 767.2285 | 767.2285 | 1509.4689 | 1509.4689 | 679.7979 | 679.7979 | 379.2242 | 379.2242 | 202376471.8647 | 1327570844.0951 | 177740733.595 | 44311950.4452 | 1752 | 52.6128 | 501018.7638 | 29581.2644 | 37.1901 | 648.9682 | 198 | 1216 | 1844.7693 | 304 | 76 | 0.27566
2783 | 515.0541 | 752.4 | 400 | 1600 | 7 | 97.73% | 100 | 200.1148 | 197.7727 | 197.7727 | 1 | 200.1148 | 100 | 409.0245 | 388.4854 | 388.4854 | 388.4854 | 20.5391 | 409.0245 | 118.6907 | 107.0207 | 107.0207 | 107.0207 | 11.6699 | 118.6907 | 1833.1651 | 1684.1825 | 1684.1825 | 1729.1321 | 104.033 | 1684.1825 | 44.9496 | 44.9496 | 1833.1651 | 174.9279 | 141.0162 | 141.0162 | 141.0162 | 33.9116 | 174.9279 | 3420.6952 | 3420.6952 | 852.4084 | 852.4084 | 1509.349 | 1509.349 | 679.7438 | 679.7438 | 379.1941 | 379.1941 | 208608669.1233 | 1327572542.4923 | 176108779.2564 | 39710009.128 | 1752 | 53.796 | 444182.6824 | 26225.5355 | 32.9712 | 721.0758 | 198 | 1216 | 1844.7693 | 304 | 76 | 0.27315
2784 | 566.5595 | 752.4 | 400 | 1600 | 7 | 97.95% | 100 | 204.764 | 202.2664 | 202.2664 | 1 | 204.764 | 100 | 438.6887 | 416.6585 | 416.6585 | 416.6585 | 22.0303 | 438.6887 | 118.6824 | 107.0125 | 107.0125 | 107.0125 | 11.6699 | 118.6824 | 2012.1588 | 1854.3951 | 1854.3951 | 1899.0223 | 113.1365 | 1854.3951 | 44.6272 | 44.6272 | 2012.1588 | 176.0969 | 141.917 | 141.917 | 141.917 | 34.1798 | 176.0969 | 3505.6714 | 3505.6714 | 937.5784 | 937.5784 | 1509.235 | 1509.235 | 679.6925 | 679.6925 | 379.1655 | 379.1655 | 213731790.1304 | 1327576533.7661 | 174774093.9205 | 35917582.183 | 1752 | 54.9333 | 399896.3698 | 23610.7729 | 29.6839 | 793.1834 | 198 | 1216 | 1844.7693 | 304 | 76 | 0.27109
2785 | 618.065 | 752.4 | 400 | 1600 | 7 | 98.13% | 100 | 209.4367 | 206.9037 | 206.9037 | 1 | 209.4367 | 100 | 468.2491 | 444.7328 | 444.7328 | 444.7328 | 23.5164 | 468.2491 | 118.6748 | 107.0049 | 107.0049 | 107.0049 | 11.6699 | 118.6748 | 2192.6972 | 2026.1437 | 2026.1437 | 2070.3498 | 122.3474 | 2026.1437 | 44.2061 | 44.2061 | 2192.6972 | 177.3155 | 142.8624 | 142.8624 | 142.8624 | 34.4531 | 177.3155 | 3590.648 | 3590.648 | 1022.7394 | 1022.7394 | 1509.1267 | 1509.1267 | 679.6437 | 679.6437 | 379.1382 | 379.1382 | 218337962.1083 | 1327563749.7376 | 173267795.91 | 32830492.2441 | 1752 | 56.0243 | 360910.6856 | 21308.9712 | 26.79 | 865.2909 | 198 | 1216 | 1844.7693 | 304 | 76 | 0.26877
2786 | 669.5704 | 752.4 | 400 | 1600 | 7 | 98.29% | 100 | 214.1304 | 211.3009 | 211.3009 | 1 | 214.1304 | 100 | 497.6851 | 472.6888 | 472.6888 | 472.6888 | 24.9963 | 497.6851 | 118.6683 | 106.9982 | 106.9982 | 106.9982 | 11.67 | 118.6683 | 2380.3409 | 2204.5319 | 2204.5319 | 2248.3947 | 131.9463 | 2204.5319 | 43.8628 | 43.8628 | 2380.3409 | 178.4964 | 143.7845 | 143.7845 | 143.7845 | 34.7119 | 178.4964 | 3675.6249 | 3675.6249 | 1107.8919 | 1107.8919 | 1509.0235 | 1509.0235 | 679.5973 | 679.5973 | 379.1123 | 379.1123 | 222474492.4659 | 1327562363.617 | 172039269.6476 | 29923874.2695 | 1752 | 57.0678 | 327374.9948 | 19328.9493 | 24.3007 | 937.3985 | 198 | 1216 | 1844.7693 | 304 | 76 | 0.26688
2787 | 721.0758 | 752.4 | 400 | 1600 | 7 | 98.44% | 100 | 218.8406 | 215.5439 | 215.5439 | 1 | 218.8406 | 100 | 526.9609 | 500.4925 | 500.4925 | 500.4925 | 26.4683 | 526.9609 | 118.6607 | 106.9907 | 106.9907 | 106.9907 | 11.67 | 118.6607 | 2576.3184 | 2390.5729 | 2390.5729 | 2434.3301 | 141.9883 | 2390.5729 | 43.7573 | 43.7573 | 2576.3184 | 179.6425 | 144.6782 | 144.6782 | 144.6782 | 34.9643 | 179.6425 | 3760.6021 | 3760.6021 | 1193.0365 | 1193.0365 | 1508.9251 | 1508.9251 | 679.5529 | 679.5529 | 379.0876 | 379.0876 | 226173726.5736 | 1327578303.4639 | 171000580.906 | 27247329.4247 | 1751.9999 | 58.0657 | 297117.1264 | 17542.4573 | 22.0547 | 1009.5061 | 198 | 1216 | 1844.7693 | 304 | 76 | 0.26528
2788 | 772.5812 | 752.4 | 400 | 1600 | 7 | 98.57% | 100 | 223.5546 | 220.2999 | 220.2999 | 1 | 223.5546 | 100 | 556.2302 | 528.2901 | 528.2901 | 528.2901 | 27.9401 | 556.2302 | 118.6539 | 106.9839 | 106.9839 | 106.9839 | 11.6699 | 118.6539 | 2800.7655 | 2603.6139 | 2603.6139 | 2647.2817 | 153.4839 | 2603.6139 | 43.6677 | 43.6677 | 2800.7655 | 180.4697 | 145.3162 | 145.3162 | 145.3162 | 35.1535 | 180.4697 | 3845.5797 | 3845.5797 | 1278.1739 | 1278.1739 | 1508.8311 | 1508.8311 | 679.5107 | 679.5107 | 379.064 | 379.064 | 229434525.9794 | 1327572053.3418 | 169944690.7351 | 25048729.9438 | 1752 | 59.023 | 272344.9852 | 16079.8549 | 20.2159 | 1081.6137 | 198 | 1216 | 1844.7693 | 304 | 76 | 0.26365
2789 | 824.0866 | 752.4 | 400 | 1600 | 7 | 98.66% | 100 | 228.2799 | 225.1984 | 225.1984 | 1 | 228.2799 | 100 | 585.6982 | 556.2762 | 556.2762 | 556.2762 | 29.422 | 585.6982 | 118.647 | 106.9771 | 106.9771 | 106.9771 | 11.6699 | 118.647 | 3002.9684 | 2796.0642 | 2796.0642 | 2839.1124 | 163.856 | 2796.0642 | 43.0481 | 43.0481 | 3002.9684 | 181.4738 | 146.0985 | 146.0985 | 146.0985 | 35.3753 | 181.4738 | 3930.5575 | 3930.5575 | 1363.3044 | 1363.3044 | 1508.7414 | 1508.7414 | 679.4702 | 679.4702 | 379.0414 | 379.0414 | 232260379.0422 | 1327578303.4639 | 168724244.0563 | 23437073.4376 | 1752 | 59.9448 | 250561.4484 | 14793.7063 | 18.5989 | 1153.7213 | 198 | 1216 | 1844.7693 | 304 | 76 | 0.26177
2790 | 875.592 | 752.4 | 400 | 1600 | 7 | 98.76% | 100 | 233.0228 | 229.5558 | 229.5558 | 1 | 233.0228 | 100 | 615.3098 | 584.3986 | 584.3986 | 584.3986 | 30.9112 | 615.3098 | 118.6407 | 106.9709 | 106.9709 | 106.9709 | 11.6699 | 118.6407 | 3203.2395 | 2986.1764 | 2986.1764 | 3029.0998 | 174.1397 | 2986.1764 | 42.9234 | 42.9234 | 3203.2395 | 182.4121 | 146.8289 | 146.8289 | 146.8289 | 35.5832 | 182.4121 | 4015.5356 | 4015.5356 | 1448.4285 | 1448.4285 | 1508.6556 | 1508.6556 | 679.4316 | 679.4316 | 379.0199 | 379.0199 | 234818622.0614 | 1327578303.4639 | 167885552.7177 | 21717521.757 | 1752 | 60.8244 | 234011.5723 | 13816.5648 | 17.3704 | 1225.8288 | 198 | 1216 | 1844.7693 | 304 | 76 | 0.26048
2791 | 927.0974 | 752.4 | 400 | 1600 | 7 | 98.85% | 100 | 237.7715 | 234.0486 | 234.0486 | 1 | 237.7715 | 100 | 644.6701 | 612.2823 | 612.2823 | 612.2823 | 32.3878 | 644.6701 | 118.6351 | 106.9652 | 106.9652 | 106.9652 | 11.6699 | 118.6351 | 3425.3686 | 3196.7896 | 3196.7896 | 3239.8558 | 185.5128 | 3196.7896 | 43.0662 | 43.0662 | 3425.3686 | 183.2575 | 147.4859 | 147.4859 | 147.4859 | 35.7716 | 183.2575 | 4100.5139 | 4100.5139 | 1533.5467 | 1533.5467 | 1508.5734 | 1508.5734 | 679.3946 | 679.3946 | 378.9992 | 378.9992 | 237316503.8519 | 1327578303.4639 | 166971243.3035 | 20133949.5532 | 1752 | 61.6671 | 216142.8056 | 12761.553 | 16.044 | 1297.9364 | 198 | 1216 | 1844.7693 | 304 | 76 | 0.25907
2792 | 978.6028 | 752.4 | 400 | 1600 | 7 | 98.92% | 100 | 242.5255 | 238.7737 | 238.7737 | 1 | 242.5255 | 100 | 674.015 | 640.1512 | 640.1512 | 640.1512 | 33.8638 | 674.015 | 118.6294 | 106.9595 | 106.9595 | 106.9595 | 11.6699 | 118.6294 | 3638.1144 | 3398.8635 | 3398.8635 | 3441.6837 | 196.4307 | 3398.8635 | 42.8202 | 42.8202 | 3638.1144 | 184.181 | 148.21 | 148.21 | 148.21 | 35.971 | 184.181 | 4185.4925 | 4185.4925 | 1618.6592 | 1618.6592 | 1508.4947 | 1508.4947 | 679.3591 | 679.3591 | 378.9795 | 378.9795 | 239450455.2159 | 1327578303.4639 | 166041978.8188 | 18929262.5013 | 1752 | 62.4785 | 201056.0047 | 11870.7946 | 14.9242 | 1370.044 | 198 | 1216 | 1844.7693 | 304 | 76 | 0.25764
2793 | 1030.1083 | 752.4 | 400 | 1600 | 7 | 99% | 100 | 247.2769 | 242.9787 | 242.9787 | 1 | 247.2769 | 100 | 703.3982 | 668.0565 | 668.0565 | 668.0565 | 35.3417 | 703.3982 | 118.624 | 106.9541 | 106.9541 | 106.9541 | 11.6699 | 118.624 | 3885.2502 | 3633.7984 | 3633.7984 | 3676.1285 | 209.1217 | 3633.7984 | 42.3301 | 42.3301 | 3885.2502 | 184.8624 | 148.7408 | 148.7408 | 148.7408 | 36.1216 | 184.8624 | 4270.4713 | 4270.4713 | 1703.7665 | 1703.7665 | 1508.4192 | 1508.4192 | 679.3251 | 679.3251 | 378.9605 | 378.9605 | 241460240.4896 | 1327578303.4639 | 165517132.5783 | 17444323.4682 | 1752 | 63.2528 | 182591.7194 | 10780.622 | 13.5536 | 1442.1516 | 198 | 1216 | 1844.7693 | 304 | 76 | 0.25683
2794 | 20.6022 | 801.8 | 400 | 1600 | 7 | 91.67% | 100 | 164.0094 | 163.3355 | 163.3355 | 1 | 164.0094 | 100 | 184.8754 | 175.5993 | 175.5993 | 175.5993 | 9.2761 | 184.8754 | 125.0672 | 112.7795 | 112.7795 | 112.7795 | 12.2877 | 125.0672 | 568.1057 | 481.1992 | 481.1992 | 528.4259 | 39.6797 | 481.1992 | 47.2267 | 47.2267 | 568.1057 | 130.0957 | 105.4443 | 105.4443 | 105.4443 | 24.6514 | 130.0957 | 2703.7351 | 2703.7351 | 34.1248 | 34.1248 | 1609.7892 | 1609.7892 | 680.3108 | 680.3108 | 379.5104 | 379.5104 | 18868013.1946 | 1343611783.7603 | 243498715.8098 | 146021505.1447 | 1752 | 44.1411 | 1727267.4972 | 101981.7225 | 128.2131 | 28.843 | 211 | 1216 | 1844.7693 | 304 | 76 | 0.37684
2795 | 51.5054 | 801.8 | 400 | 1600 | 7 | 92.53% | 100 | 166.3118 | 165.5215 | 165.5215 | 1 | 166.3118 | 100 | 191.4649 | 181.8575 | 181.8575 | 181.8575 | 9.6075 | 191.4649 | 125.0592 | 112.7715 | 112.7715 | 112.7715 | 12.2877 | 125.0592 | 623.9387 | 534.6342 | 534.6342 | 581.4895 | 42.4492 | 534.6342 | 46.8553 | 46.8553 | 623.9387 | 136.0803 | 110.254 | 110.254 | 110.254 | 25.8263 | 136.0803 | 2754.7179 | 2754.7179 | 85.3056 | 85.3056 | 1609.6697 | 1609.6697 | 680.2603 | 680.2603 | 379.4822 | 379.4822 | 45491105.6102 | 1343621711.2628 | 231968581.2272 | 130918601.8998 | 1752 | 44.8754 | 1534252.3404 | 90585.6775 | 113.8858 | 72.1076 | 211 | 1216 | 1844.7693 | 304 | 76 | 0.35912
2796 | 154.5162 | 801.8 | 400 | 1600 | 7 | 94.74% | 100 | 174.4033 | 173.3442 | 173.3442 | 1 | 174.4033 | 100 | 219.8379 | 208.8043 | 208.8043 | 208.8043 | 11.0336 | 219.8379 | 125.0301 | 112.7428 | 112.7428 | 112.7428 | 12.2874 | 125.0301 | 852.6206 | 752.2086 | 752.2086 | 798.6005 | 54.0201 | 752.2086 | 46.3919 | 46.3919 | 852.6206 | 157.0393 | 126.9746 | 126.9746 | 126.9746 | 30.0647 | 157.0393 | 2924.6623 | 2924.6623 | 255.8585 | 255.8585 | 1609.3029 | 1609.3029 | 680.1053 | 680.1053 | 379.3957 | 379.3957 | 118233339.8587 | 1343651025.7297 | 197889867.7388 | 92225766.6727 | 1752 | 47.4579 | 1064221.1212 | 62833.9868 | 78.9959 | 216.3227 | 211 | 1216 | 1844.7693 | 304 | 76 | 0.30673
2797 | 206.0217 | 801.8 | 400 | 1600 | 7 | 95.51% | 100 | 178.6529 | 177.4785 | 177.4785 | 1 | 178.6529 | 100 | 242.1423 | 229.9881 | 229.9881 | 229.9881 | 12.1542 | 242.1423 | 125.0198 | 112.7323 | 112.7323 | 112.7323 | 12.2875 | 125.0198 | 985.3924 | 878.8812 | 878.8812 | 924.6455 | 60.7469 | 878.8812 | 45.7644 | 45.7644 | 985.3924 | 165.3363 | 133.5816 | 133.5816 | 133.5816 | 31.7547 | 165.3363 | 3009.6356 | 3009.6356 | 341.1092 | 341.1092 | 1609.1356 | 1609.1356 | 680.0346 | 680.0346 | 379.3563 | 379.3563 | 142373187.6733 | 1343644243.4169 | 187318461.3599 | 78664107.5499 | 1752 | 48.7595 | 898153.9355 | 53029.01 | 66.6689 | 288.4303 | 211 | 1216 | 1844.7693 | 304 | 76 | 0.29047
2798 | 257.5271 | 801.8 | 400 | 1600 | 7 | 96.14% | 100 | 183.0224 | 181.6563 | 181.6563 | 1 | 183.0224 | 100 | 271.6562 | 258.0193 | 258.0193 | 258.0193 | 13.6369 | 271.6562 | 125.0059 | 112.7187 | 112.7187 | 112.7187 | 12.2872 | 125.0059 | 1130.5311 | 1016.9611 | 1016.9611 | 1062.4009 | 68.1301 | 1016.9611 | 45.4399 | 45.4399 | 1130.5311 | 169.2883 | 136.6813 | 136.6813 | 136.6813 | 32.607 | 169.2883 | 3094.6094 | 3094.6094 | 426.3447 | 426.3447 | 1608.9778 | 1608.9778 | 679.9679 | 679.9679 | 379.3191 | 379.3191 | 157998673.5296 | 1343652226.7319 | 182733534.3446 | 67615565.3938 | 1752 | 50.0337 | 766382.4399 | 45248.9273 | 56.8877 | 360.5379 | 211 | 1216 | 1844.7693 | 304 | 76 | 0.28343
2799 | 309.0325 | 801.8 | 400 | 1600 | 7 | 96.64% | 100 | 187.4984 | 185.9231 | 185.9231 | 1 | 187.4984 | 100 | 301.6703 | 286.5254 | 286.5254 | 286.5254 | 15.1449 | 301.6703 | 124.9951 | 112.7079 | 112.7079 | 112.7079 | 12.2872 | 124.9951 | 1283.9213 | 1162.4437 | 1162.4437 | 1207.9535 | 75.9678 | 1162.4437 | 45.5098 | 45.5098 | 1283.9213 | 172.4173 | 139.1326 | 139.1326 | 139.1326 | 33.2846 | 172.4173 | 3179.5838 | 3179.5838 | 511.5662 | 511.5662 | 1608.8288 | 1608.8288 | 679.9049 | 679.9049 | 379.2839 | 379.2839 | 170497694.8358 | 1343650478.6277 | 179063308.9582 | 58788517.5783 | 1752 | 51.2837 | 669623.7099 | 39536.0762 | 49.7054 | 432.6455 | 211 | 1216 | 1844.7693 | 304 | 76 | 0.2778
2800 | 360.5379 | 801.8 | 400 | 1600 | 7 | 97.09% | 100 | 192.0197 | 190.2347 | 190.2347 | 1 | 192.0197 | 100 | 331.3548 | 314.7182 | 314.7182 | 314.7182 | 16.6366 | 331.3548 | 124.9853 | 112.6981 | 112.6981 | 112.6981 | 12.2872 | 124.9853 | 1462.9015 | 1331.962 | 1331.962 | 1377.7994 | 85.1021 | 1331.962 | 45.8374 | 45.8374 | 1462.9015 | 174.6122 | 140.8378 | 140.8378 | 140.8378 | 33.7744 | 174.6122 | 3264.5588 | 3264.5588 | 596.7749 | 596.7749 | 1608.6878 | 1608.6878 | 679.8453 | 679.8453 | 379.2507 | 379.2507 | 180757319.3013 | 1343680904.6107 | 176547585.8159 | 51014190.272 | 1752 | 52.489 | 582472.584 | 34390.4795 | 43.2363 | 504.753 | 211 | 1216 | 1844.7693 | 304 | 76 | 0.27393
2801 | 412.0433 | 801.8 | 400 | 1600 | 7 | 97.43% | 100 | 196.5711 | 194.6282 | 194.6282 | 1 | 196.5711 | 100 | 361.9652 | 343.7904 | 343.7904 | 343.7904 | 18.1749 | 361.9652 | 124.9737 | 112.6867 | 112.6867 | 112.6867 | 12.287 | 124.9737 | 1641.4096 | 1502.164 | 1502.164 | 1547.1679 | 94.2417 | 1502.164 | 45.0038 | 45.0038 | 1641.4096 | 176.5023 | 142.3072 | 142.3072 | 142.3072 | 34.1951 | 176.5023 | 3349.5342 | 3349.5342 | 681.9719 | 681.9719 | 1608.5542 | 1608.5542 | 679.7889 | 679.7889 | 379.2192 | 379.2192 | 188847504.4943 | 1343689760.6145 | 174428534.7125 | 45034200.1787 | 1752 | 53.6591 | 505823.0038 | 29864.9175 | 37.5467 | 576.8606 | 211 | 1216 | 1844.7693 | 304 | 76 | 0.27067
2802 | 463.5487 | 801.8 | 400 | 1600 | 7 | 97.72% | 100 | 201.193 | 198.8829 | 198.8829 | 1 | 201.193 | 100 | 392.7385 | 373.0169 | 373.0169 | 373.0169 | 19.7215 | 392.7385 | 124.9652 | 112.6782 | 112.6782 | 112.6782 | 12.287 | 124.9652 | 1822.527 | 1673.9913 | 1673.9913 | 1719.0421 | 103.4849 | 1673.9913 | 45.0508 | 45.0508 | 1822.527 | 178.2713 | 143.6844 | 143.6844 | 143.6844 | 34.5869 | 178.2713 | 3434.51 | 3434.51 | 767.1579 | 767.1579 | 1608.4275 | 1608.4275 | 679.7353 | 679.7353 | 379.1893 | 379.1893 | 195664762.3145 | 1343694286.5343 | 172637997.356 | 40002953.7952 | 1752 | 54.7878 | 448441.5578 | 26476.989 | 33.2873 | 648.9682 | 211 | 1216 | 1844.7693 | 304 | 76 | 0.26791
2803 | 515.0541 | 801.8 | 400 | 1600 | 7 | 97.95% | 100 | 205.8243 | 203.5551 | 203.5551 | 1 | 205.8243 | 100 | 423.1397 | 401.8901 | 401.8901 | 401.8901 | 21.2497 | 423.1397 | 124.9545 | 112.6678 | 112.6678 | 112.6678 | 12.2868 | 124.9545 | 2023.8581 | 1865.4173 | 1865.4173 | 1910.0848 | 113.7733 | 1865.4173 | 44.6674 | 44.6674 | 2023.8581 | 179.7964 | 144.8689 | 144.8689 | 144.8689 | 34.9274 | 179.7964 | 3519.4863 | 3519.4863 | 852.3338 | 852.3338 | 1608.307 | 1608.307 | 679.6844 | 679.6844 | 379.1609 | 379.1609 | 201543693.3542 | 1343709094.7879 | 170808926.5926 | 35938285.2653 | 1752 | 55.8741 | 402397.8016 | 23758.463 | 29.8695 | 721.0758 | 211 | 1216 | 1844.7693 | 304 | 76 | 0.26509
2804 | 566.5595 | 801.8 | 400 | 1600 | 7 | 98.14% | 100 | 210.4973 | 207.9262 | 207.9262 | 1 | 210.4973 | 100 | 453.8384 | 431.0456 | 431.0456 | 431.0456 | 22.7929 | 453.8384 | 124.9465 | 112.6597 | 112.6597 | 112.6597 | 12.2868 | 124.9465 | 2212.8275 | 2044.9076 | 2044.9076 | 2089.3915 | 123.436 | 2044.9076 | 44.4839 | 44.4839 | 2212.8275 | 181.4246 | 146.1393 | 146.1393 | 146.1393 | 35.2853 | 181.4246 | 3604.4629 | 3604.4629 | 937.5004 | 937.5004 | 1608.1925 | 1608.1925 | 679.636 | 679.636 | 379.1339 | 379.1339 | 206601231.2721 | 1343709094.7879 | 169180196.1432 | 32509477.7968 | 1752 | 56.9176 | 358565.7772 | 21170.5226 | 26.6159 | 793.1834 | 211 | 1216 | 1844.7693 | 304 | 76 | 0.26258
2805 | 618.065 | 801.8 | 400 | 1600 | 7 | 98.32% | 100 | 215.1759 | 212.4353 | 212.4353 | 1 | 215.1759 | 100 | 484.5182 | 460.1829 | 460.1829 | 460.1829 | 24.3353 | 484.5182 | 124.9389 | 112.6521 | 112.6521 | 112.6521 | 12.2868 | 124.9389 | 2422.7498 | 2244.5962 | 2244.5962 | 2288.5722 | 134.1776 | 2244.5962 | 43.9759 | 43.9759 | 2422.7498 | 182.6923 | 147.1239 | 147.1239 | 147.1239 | 35.5684 | 182.6923 | 3689.4398 | 3689.4398 | 1022.6584 | 1022.6584 | 1608.0834 | 1608.0834 | 679.5899 | 679.5899 | 379.1082 | 379.1082 | 210973556.9472 | 1343709094.7879 | 167837706.925 | 29479641.3399 | 1752 | 57.9169 | 322130.54 | 19019.305 | 23.9114 | 865.2909 | 211 | 1216 | 1844.7693 | 304 | 76 | 0.26051
2806 | 669.5704 | 801.8 | 400 | 1600 | 7 | 98.45% | 100 | 219.8817 | 217.1089 | 217.1089 | 1 | 219.8817 | 100 | 515.0874 | 489.2152 | 489.2152 | 489.2152 | 25.8722 | 515.0874 | 124.9316 | 112.6448 | 112.6448 | 112.6448 | 12.2868 | 124.9316 | 2628.6539 | 2440.155 | 2440.155 | 2483.9573 | 144.6966 | 2440.155 | 43.8023 | 43.8023 | 2628.6539 | 184.0801 | 148.2081 | 148.2081 | 148.2081 | 35.872 | 184.0801 | 3774.4171 | 3774.4171 | 1107.8082 | 1107.8082 | 1607.9793 | 1607.9793 | 679.5459 | 679.5459 | 379.0837 | 379.0837 | 214908814.5098 | 1343709094.7879 | 166298194.9572 | 27083895.745 | 1752 | 58.8792 | 296355.2866 | 17497.4766 | 21.9981 | 937.3985 | 211 | 1216 | 1844.7693 | 304 | 76 | 0.25814
2807 | 721.0758 | 801.8 | 400 | 1600 | 7 | 98.58% | 100 | 224.6029 | 221.5602 | 221.5602 | 1 | 224.6029 | 100 | 545.4068 | 518.0101 | 518.0101 | 518.0101 | 27.3967 | 545.4068 | 124.9247 | 112.6379 | 112.6379 | 112.6379 | 12.2868 | 124.9247 | 2844.8591 | 2645.3185 | 2645.3185 | 2689.0796 | 155.7795 | 2645.3185 | 43.7611 | 43.7611 | 2844.8591 | 185.4465 | 149.2807 | 149.2807 | 149.2807 | 36.1658 | 185.4465 | 3859.3947 | 3859.3947 | 1192.9505 | 1192.9505 | 1607.88 | 1607.88 | 679.504 | 679.504 | 379.0603 | 379.0603 | 218513120.8548 | 1343709094.7879 | 164983239.1555 | 24794545.2018 | 1752 | 59.8 | 271164.1892 | 16010.1381 | 20.1282 | 1009.5061 | 211 | 1216 | 1844.7693 | 304 | 76 | 0.25611
2808 | 772.5812 | 801.8 | 400 | 1600 | 7 | 98.69% | 100 | 229.3275 | 226.3423 | 226.3423 | 1 | 229.3275 | 100 | 575.7616 | 546.8385 | 546.8385 | 546.8385 | 28.9231 | 575.7616 | 124.9179 | 112.6311 | 112.6311 | 112.6311 | 12.2868 | 124.9179 | 3067.7163 | 2857.0873 | 2857.0873 | 2900.5195 | 167.1968 | 2857.0873 | 43.4322 | 43.4322 | 3067.7163 | 186.6826 | 150.246 | 150.246 | 150.246 | 36.4366 | 186.6826 | 3944.3726 | 3944.3726 | 1278.0858 | 1278.0858 | 1607.7851 | 1607.7851 | 679.4638 | 679.4638 | 379.0379 | 379.0379 | 221591768.7853 | 1343709094.7879 | 163700187.9137 | 22998948.5131 | 1752 | 60.6847 | 248981.644 | 14700.4312 | 18.4816 | 1081.6137 | 211 | 1216 | 1844.7693 | 304 | 76 | 0.25414
2809 | 824.0866 | 801.8 | 400 | 1600 | 7 | 98.79% | 100 | 234.0592 | 230.7681 | 230.7681 | 1 | 234.0592 | 100 | 606.3787 | 575.9159 | 575.9159 | 575.9159 | 30.4628 | 606.3787 | 124.9115 | 112.6247 | 112.6247 | 112.6247 | 12.2868 | 124.9115 | 3299.401 | 3077.3209 | 3077.3209 | 3120.3231 | 179.078 | 3077.3209 | 43.0022 | 43.0022 | 3299.401 | 187.7051 | 151.0407 | 151.0407 | 151.0407 | 36.6644 | 187.7051 | 4029.3507 | 4029.3507 | 1363.2145 | 1363.2145 | 1607.6942 | 1607.6942 | 679.4255 | 679.4255 | 379.0165 | 379.0165 | 224338464.1782 | 1343709094.7879 | 162774871.1259 | 21177569.908 | 1752 | 61.5316 | 226824.6364 | 13392.232 | 16.8369 | 1153.7213 | 211 | 1216 | 1844.7693 | 304 | 76 | 0.25271
2810 | 875.592 | 801.8 | 400 | 1600 | 7 | 98.89% | 100 | 238.8003 | 235.131 | 235.131 | 1 | 238.8003 | 100 | 636.9217 | 604.9229 | 604.9229 | 604.9229 | 31.9988 | 636.9217 | 124.9058 | 112.619 | 112.619 | 112.619 | 12.2868 | 124.9058 | 3554.7371 | 3319.6857 | 3319.6857 | 3362.5759 | 192.1612 | 3319.6857 | 42.8902 | 42.8902 | 3554.7371 | 188.576 | 151.7162 | 151.7162 | 151.7162 | 36.8598 | 188.576 | 4114.3291 | 4114.3291 | 1448.3371 | 1448.3371 | 1607.6073 | 1607.6073 | 679.3887 | 679.3887 | 378.996 | 378.996 | 226867572.6036 | 1343709094.7879 | 161993630.1263 | 19429702.4822 | 1752 | 62.3427 | 207983.2826 | 12279.7965 | 15.4384 | 1225.8288 | 211 | 1216 | 1844.7693 | 304 | 76 | 0.25151
2811 | 927.0974 | 801.8 | 400 | 1600 | 7 | 98.98% | 100 | 243.5537 | 239.3216 | 239.3216 | 1 | 243.5537 | 100 | 667.3477 | 633.8186 | 633.8186 | 633.8186 | 33.5291 | 667.3477 | 124.9 | 112.6132 | 112.6132 | 112.6132 | 12.2868 | 124.9 | 3803.2767 | 3555.6078 | 3555.6078 | 3598.3594 | 204.9174 | 3555.6078 | 42.7516 | 42.7516 | 3803.2767 | 189.5854 | 152.5108 | 152.5108 | 152.5108 | 37.0747 | 189.5854 | 4199.3077 | 4199.3077 | 1533.4539 | 1533.4539 | 1607.524 | 1607.524 | 679.3535 | 679.3535 | 378.9763 | 378.9763 | 229190852.5468 | 1343709094.7879 | 161235405.1935 | 17864647.4718 | 1752 | 63.1232 | 189314.4563 | 11177.5474 | 14.0526 | 1297.9364 | 211 | 1216 | 1844.7693 | 304 | 76 | 0.25034
2812 | 978.6028 | 801.8 | 400 | 1600 | 7 | 99.04% | 100 | 248.3101 | 244.39 | 244.39 | 1 | 248.3101 | 100 | 697.8022 | 662.7414 | 662.7414 | 662.7414 | 35.0608 | 697.8022 | 124.8941 | 112.6073 | 112.6073 | 112.6073 | 12.2868 | 124.8941 | 4069.5506 | 3808.5486 | 3808.5486 | 3850.9568 | 218.5937 | 3808.5486 | 42.4082 | 42.4082 | 4069.5506 | 190.4879 | 153.2235 | 153.2235 | 153.2235 | 37.2644 | 190.4879 | 4284.2865 | 4284.2865 | 1618.5653 | 1618.5653 | 1607.444 | 1607.444 | 679.3197 | 679.3197 | 378.9575 | 378.9575 | 231262342.0803 | 1343709094.7879 | 160206757.9941 | 16821805.1377 | 1752 | 63.8761 | 178080.4223 | 10514.265 | 13.2187 | 1370.044 | 211 | 1216 | 1844.7693 | 304 | 76 | 0.24876
2813 | 1030.1083 | 801.8 | 400 | 1600 | 7 | 99.1% | 100 | 253.0734 | 248.8974 | 248.8974 | 1 | 253.0734 | 100 | 728.3257 | 691.7296 | 691.7296 | 691.7296 | 36.5961 | 728.3257 | 124.8887 | 112.6019 | 112.6019 | 112.6019 | 12.2868 | 124.8887 | 4323.4768 | 4049.6734 | 4049.6734 | 4091.8456 | 231.6312 | 4049.6734 | 42.1722 | 42.1722 | 4323.4768 | 191.3962 | 153.9373 | 153.9373 | 153.9373 | 37.4589 | 191.3962 | 4369.2656 | 4369.2656 | 1703.6716 | 1703.6716 | 1607.3673 | 1607.3673 | 679.2873 | 679.2873 | 378.9394 | 378.9394 | 233161703.2779 | 1343710239.4752 | 159417436.4894 | 15710620.7575 | 1752 | 64.598 | 165232.9588 | 9755.7221 | 12.2651 | 1442.1516 | 211 | 1216 | 1844.7693 | 304 | 76 | 0.24754
2814 | 20.6022 | 851.2 | 400 | 1600 | 7 | 92.34% | 100 | 169.4117 | 168.6807 | 168.6807 | 1 | 169.4117 | 100 | 190.2365 | 180.6901 | 180.6901 | 180.6901 | 9.5464 | 190.2365 | 131.3584 | 118.451 | 118.451 | 118.451 | 12.9074 | 131.3584 | 611.6023 | 522.7982 | 522.7982 | 569.7432 | 41.8591 | 522.7982 | 46.945 | 46.945 | 611.6023 | 130.7846 | 105.9357 | 105.9357 | 105.9357 | 24.8489 | 130.7846 | 2802.5206 | 2802.5206 | 34.12 | 34.12 | 1708.7292 | 1708.7292 | 680.2147 | 680.2147 | 379.4568 | 379.4568 | 18331482.432 | 1357908776.0911 | 241561322.9784 | 134198418.4986 | 1752 | 46.9718 | 1578548.6082 | 93201.0279 | 117.1739 | 28.843 | 224 | 1216 | 1844.7693 | 304 | 76 | 0.37398
2815 | 51.5054 | 851.2 | 400 | 1600 | 7 | 93.14% | 100 | 171.7595 | 170.9481 | 170.9481 | 1 | 171.7595 | 100 | 196.8427 | 186.9641 | 186.9641 | 186.9641 | 9.8786 | 196.8427 | 131.3522 | 118.4446 | 118.4446 | 118.4446 | 12.9076 | 131.3522 | 673.4732 | 581.8692 | 581.8692 | 628.5223 | 44.9509 | 581.8692 | 46.6531 | 46.6531 | 673.4732 | 137.0016 | 110.9287 | 110.9287 | 110.9287 | 26.0729 | 137.0016 | 2853.5039 | 2853.5039 | 85.294 | 85.294 | 1708.6114 | 1708.6114 | 680.1679 | 680.1679 | 379.4306 | 379.4306 | 44257615.3879 | 1357884480.2847 | 229633407.6799 | 120224496.6474 | 1752 | 47.6611 | 1403032.6685 | 82838.1756 | 104.1455 | 72.1076 | 224 | 1216 | 1844.7693 | 304 | 76 | 0.35565
2816 | 154.5162 | 851.2 | 400 | 1600 | 7 | 95.21% | 100 | 179.9376 | 178.7961 | 178.7961 | 1 | 179.9376 | 100 | 225.7164 | 214.3865 | 214.3865 | 214.3865 | 11.3299 | 225.7164 | 131.3258 | 118.4183 | 118.4183 | 118.4183 | 12.9075 | 131.3258 | 929.216 | 825.3098 | 825.3098 | 871.2923 | 57.9237 | 825.3098 | 45.9826 | 45.9826 | 929.216 | 158.8869 | 128.3907 | 128.3907 | 128.3907 | 30.4961 | 158.8869 | 3023.45 | 3023.45 | 255.8277 | 255.8277 | 1708.2487 | 1708.2487 | 680.0235 | 680.0235 | 379.3501 | 379.3501 | 115079561.9377 | 1357899484.2405 | 195140682.5447 | 83880271.2771 | 1752 | 50.043 | 963529.7899 | 56888.9462 | 71.5217 | 216.3227 | 224 | 1216 | 1844.7693 | 304 | 76 | 0.30261
2817 | 206.0217 | 851.2 | 400 | 1600 | 7 | 95.9% | 100 | 184.2629 | 182.9263 | 182.9263 | 1 | 184.2629 | 100 | 249.1072 | 236.6021 | 236.6021 | 236.6021 | 12.5052 | 249.1072 | 131.3146 | 118.4071 | 118.4071 | 118.4071 | 12.9075 | 131.3146 | 1070.2314 | 959.4265 | 959.4265 | 1005.134 | 65.0974 | 959.4265 | 45.7074 | 45.7074 | 1070.2314 | 168.0424 | 135.6824 | 135.6824 | 135.6824 | 32.36 | 168.0424 | 3108.4239 | 3108.4239 | 341.0705 | 341.0705 | 1708.0828 | 1708.0828 | 679.9574 | 679.9574 | 379.3132 | 379.3132 | 138353462.8461 | 1357911507.2382 | 183982860.7348 | 71752236.4102 | 1752.0001 | 51.2476 | 817744.6417 | 48281.4661 | 60.7002 | 288.4303 | 224 | 1216 | 1844.7693 | 304 | 76 | 0.28544
2818 | 257.5271 | 851.2 | 400 | 1600 | 7 | 96.47% | 100 | 188.6764 | 187.1423 | 187.1423 | 1 | 188.6764 | 100 | 279.6981 | 265.6561 | 265.6561 | 265.6561 | 14.042 | 279.6981 | 131.2992 | 118.3922 | 118.3922 | 118.3922 | 12.9071 | 131.2992 | 1226.2104 | 1107.6977 | 1107.6977 | 1153.1719 | 73.0384 | 1107.6977 | 45.4742 | 45.4742 | 1226.2104 | 172.6717 | 139.3293 | 139.3293 | 139.3293 | 33.3424 | 172.6717 | 3193.3984 | 3193.3984 | 426.299 | 426.299 | 1707.926 | 1707.926 | 679.895 | 679.895 | 379.2784 | 379.2784 | 153480305.1391 | 1357943968.2336 | 178776737.5009 | 61798989.1264 | 1752 | 52.4205 | 701446.782 | 41414.9813 | 52.0676 | 360.5379 | 224 | 1216 | 1844.7693 | 304 | 76 | 0.27745
2819 | 309.0325 | 851.2 | 400 | 1600 | 7 | 96.97% | 100 | 193.1581 | 191.3023 | 191.3023 | 1 | 193.1581 | 100 | 310.6986 | 295.0989 | 295.0989 | 295.0989 | 15.5997 | 310.6986 | 131.2896 | 118.3825 | 118.3825 | 118.3825 | 12.9071 | 131.2896 | 1406.0325 | 1278.3079 | 1278.3079 | 1323.8247 | 82.2078 | 1278.3079 | 45.5168 | 45.5168 | 1406.0325 | 175.7231 | 141.7178 | 141.7178 | 141.7178 | 34.0053 | 175.7231 | 3278.3734 | 3278.3734 | 511.5143 | 511.5143 | 1707.7777 | 1707.7777 | 679.836 | 679.836 | 379.2455 | 379.2455 | 165527069.9196 | 1357924906.3708 | 175480092.5902 | 53067931.1193 | 1752 | 53.556 | 605377.3893 | 35742.8302 | 44.9365 | 432.6455 | 224 | 1216 | 1844.7693 | 304 | 76 | 0.27239
2820 | 360.5379 | 851.2 | 400 | 1600 | 7 | 97.36% | 100 | 197.6779 | 195.9162 | 195.9162 | 1 | 197.6779 | 100 | 341.7571 | 324.5966 | 324.5966 | 324.5966 | 17.1604 | 341.7571 | 131.278 | 118.3711 | 118.3711 | 118.3711 | 12.9069 | 131.278 | 1605.1958 | 1467.7137 | 1467.7137 | 1512.827 | 92.3688 | 1467.7137 | 45.1133 | 45.1133 | 1605.1958 | 178.106 | 143.5729 | 143.5729 | 143.5729 | 34.533 | 178.106 | 3363.3489 | 3363.3489 | 596.7176 | 596.7176 | 1707.6371 | 1707.6371 | 679.78 | 679.78 | 379.2142 | 379.2142 | 175194364.1019 | 1357943116.9562 | 172528775.0725 | 46333743.8695 | 1752 | 54.6651 | 518963.2337 | 30640.7459 | 38.522 | 504.753 | 224 | 1216 | 1844.7693 | 304 | 76 | 0.26784
2821 | 412.0433 | 851.2 | 400 | 1600 | 7 | 97.66% | 100 | 202.2924 | 200.0765 | 200.0765 | 1 | 202.2924 | 100 | 373.352 | 354.6038 | 354.6038 | 354.6038 | 18.7483 | 373.352 | 131.269 | 118.362 | 118.362 | 118.362 | 12.907 | 131.269 | 1782.5849 | 1635.9956 | 1635.9956 | 1681.1344 | 101.4505 | 1635.9956 | 45.1388 | 45.1388 | 1782.5849 | 180.9207 | 145.7855 | 145.7855 | 145.7855 | 35.1351 | 180.9207 | 3448.3248 | 3448.3248 | 681.9097 | 681.9097 | 1707.5037 | 1707.5037 | 679.7269 | 679.7269 | 379.1846 | 379.1846 | 183130938.9549 | 1357959725.0419 | 169860873.3192 | 41048462.684 | 1752 | 55.7434 | 461798.438 | 27265.609 | 34.2788 | 576.8606 | 224 | 1216 | 1844.7693 | 304 | 76 | 0.26373
2822 | 463.5487 | 851.2 | 400 | 1600 | 7 | 97.92% | 100 | 206.9197 | 204.435 | 204.435 | 1 | 206.9197 | 100 | 405.027 | 384.6867 | 384.6867 | 384.6867 | 20.3403 | 405.027 | 131.2586 | 118.3518 | 118.3518 | 118.3518 | 12.9068 | 131.2586 | 1981.7497 | 1825.2174 | 1825.2174 | 1870.0971 | 111.6526 | 1825.2174 | 44.8797 | 44.8797 | 1981.7497 | 183.0119 | 147.4208 | 147.4208 | 147.4208 | 35.591 | 183.0119 | 3533.3011 | 3533.3011 | 767.0914 | 767.0914 | 1707.3769 | 1707.3769 | 679.6764 | 679.6764 | 379.1565 | 379.1565 | 189749224.5558 | 1357975915.3778 | 167757067.7078 | 36517792.3586 | 1752 | 56.779 | 403839.092 | 23843.56 | 29.9765 | 648.9682 | 224 | 1216 | 1844.7693 | 304 | 76 | 0.26049
2823 | 515.0541 | 851.2 | 400 | 1600 | 7 | 98.12% | 100 | 211.5589 | 209.168 | 209.168 | 1 | 211.5589 | 100 | 436.574 | 414.6479 | 414.6479 | 414.6479 | 21.926 | 436.574 | 131.2509 | 118.3441 | 118.3441 | 118.3441 | 12.9069 | 131.2509 | 2199.3175 | 2032.3456 | 2032.3456 | 2076.5857 | 122.7318 | 2032.3456 | 44.2401 | 44.2401 | 2199.3175 | 184.7319 | 148.7603 | 148.7603 | 148.7603 | 35.9716 | 184.7319 | 3618.2778 | 3618.2778 | 852.2635 | 852.2635 | 1707.2562 | 1707.2562 | 679.6284 | 679.6284 | 379.1297 | 379.1297 | 195310772.8246 | 1357959456.735 | 165844837.2456 | 32884933.1948 | 1752 | 57.7783 | 362673.8891 | 21413.0747 | 26.9209 | 721.0758 | 224 | 1216 | 1844.7693 | 304 | 76 | 0.25755
2824 | 566.5595 | 851.2 | 400 | 1600 | 7 | 98.33% | 100 | 216.2317 | 213.4441 | 213.4441 | 1 | 216.2317 | 100 | 468.3739 | 444.8493 | 444.8493 | 444.8493 | 23.5246 | 468.3739 | 131.2411 | 118.3344 | 118.3344 | 118.3344 | 12.9067 | 131.2411 | 2436.13 | 2257.2387 | 2257.2387 | 2301.2566 | 134.8735 | 2257.2387 | 44.0178 | 44.0178 | 2436.13 | 186.1208 | 149.8427 | 149.8427 | 149.8427 | 36.278 | 186.1208 | 3703.2548 | 3703.2548 | 937.4268 | 937.4268 | 1707.1413 | 1707.1413 | 679.5826 | 679.5826 | 379.1041 | 379.1041 | 200124217.5067 | 1357973789.0774 | 164608816.6169 | 29293176.799 | 1752 | 58.7336 | 320732.7584 | 18936.7769 | 23.8076 | 793.1834 | 224 | 1216 | 1844.7693 | 304 | 76 | 0.25564
2825 | 618.065 | 851.2 | 400 | 1600 | 7 | 98.48% | 100 | 220.9297 | 218.1156 | 218.1156 | 1 | 220.9297 | 100 | 500.0979 | 474.9783 | 474.9783 | 474.9783 | 25.1195 | 500.0979 | 131.2331 | 118.3264 | 118.3264 | 118.3264 | 12.9067 | 131.2331 | 2661.8281 | 2471.6704 | 2471.6704 | 2515.4028 | 146.4253 | 2471.6704 | 43.7324 | 43.7324 | 2661.8281 | 187.7208 | 151.0973 | 151.0973 | 151.0973 | 36.6235 | 187.7208 | 3788.2321 | 3788.2321 | 1022.5817 | 1022.5817 | 1707.0317 | 1707.0317 | 679.539 | 679.539 | 379.0798 | 379.0798 | 204428999.1657 | 1357987372.5399 | 162865970.9211 | 26717657.3733 | 1752 | 59.6578 | 290812.4317 | 17170.2141 | 21.5867 | 865.2909 | 224 | 1216 | 1844.7693 | 304 | 76 | 0.25296
2826 | 669.5704 | 851.2 | 400 | 1600 | 7 | 98.61% | 100 | 225.6493 | 222.5705 | 222.5705 | 1 | 225.6493 | 100 | 531.6866 | 504.9788 | 504.9788 | 504.9788 | 26.7078 | 531.6866 | 131.2257 | 118.3191 | 118.3191 | 118.3191 | 12.9066 | 131.2257 | 2884.0794 | 2682.599 | 2682.599 | 2726.2751 | 157.8042 | 2682.599 | 43.6762 | 43.6762 | 2884.0794 | 189.3806 | 152.4027 | 152.4027 | 152.4027 | 36.9779 | 189.3806 | 3873.2098 | 3873.2098 | 1107.7289 | 1107.7289 | 1706.927 | 1706.927 | 679.4973 | 679.4973 | 379.0565 | 379.0565 | 208206059.4627 | 1357987372.5399 | 161368927.5312 | 24437640.4662 | 1752 | 60.5443 | 266845.5607 | 15755.1566 | 19.8076 | 937.3985 | 224 | 1216 | 1844.7693 | 304 | 76 | 0.25065
2827 | 721.0758 | 851.2 | 400 | 1600 | 7 | 98.72% | 100 | 230.3719 | 227.1467 | 227.1467 | 1 | 230.3719 | 100 | 562.9874 | 534.7058 | 534.7058 | 534.7058 | 28.2817 | 562.9874 | 131.2189 | 118.3123 | 118.3123 | 118.3123 | 12.9067 | 131.2189 | 3127.0869 | 2913.3121 | 2913.3121 | 2956.8221 | 170.2647 | 2913.3121 | 43.51 | 43.51 | 3127.0869 | 190.8669 | 153.5657 | 153.5657 | 153.5657 | 37.3012 | 190.8669 | 3958.1877 | 3958.1877 | 1192.8689 | 1192.8689 | 1706.8269 | 1706.8269 | 679.4575 | 679.4575 | 379.0343 | 379.0343 | 211710434.7093 | 1357987372.5399 | 159898727.9512 | 22403464.7995 | 1752 | 61.3951 | 241467.6302 | 14256.787 | 17.9239 | 1009.5061 | 224 | 1216 | 1844.7693 | 304 | 76 | 0.24839
2828 | 772.5812 | 851.2 | 400 | 1600 | 7 | 98.81% | 100 | 235.1067 | 232.0233 | 232.0233 | 1 | 235.1067 | 100 | 594.4053 | 564.5438 | 564.5438 | 564.5438 | 29.8615 | 594.4053 | 131.2122 | 118.3055 | 118.3055 | 118.3055 | 12.9066 | 131.2122 | 3363.7157 | 3138.0129 | 3138.0129 | 3181.3272 | 182.3885 | 3138.0129 | 43.3144 | 43.3144 | 3363.7157 | 192.3212 | 154.7042 | 154.7042 | 154.7042 | 37.617 | 192.3212 | 4043.1659 | 4043.1659 | 1278.0022 | 1278.0022 | 1706.7312 | 1706.7312 | 679.4194 | 679.4194 | 379.0131 | 379.0131 | 214617174.6809 | 1357987372.5399 | 158505852.6688 | 20889600.1104 | 1752 | 62.2153 | 226816.3049 | 13391.7401 | 16.8363 | 1081.6137 | 224 | 1216 | 1844.7693 | 304 | 76 | 0.24624
2829 | 824.0866 | 851.2 | 400 | 1600 | 7 | 98.92% | 100 | 239.8455 | 235.8737 | 235.8737 | 1 | 239.8455 | 100 | 625.9058 | 594.4602 | 594.4602 | 594.4602 | 31.4456 | 625.9058 | 131.2058 | 118.2991 | 118.2991 | 118.2991 | 12.9066 | 131.2058 | 3636.9028 | 3397.3813 | 3397.3813 | 3440.4906 | 196.4122 | 3397.3813 | 43.1093 | 43.1093 | 3636.9028 | 193.4344 | 155.5743 | 155.5743 | 155.5743 | 37.8601 | 193.4344 | 4128.1443 | 4128.1443 | 1363.1291 | 1363.1291 | 1706.6396 | 1706.6396 | 679.3829 | 679.3829 | 378.9927 | 378.9927 | 217359464.9723 | 1357987372.5399 | 157818232.764 | 18834929.7237 | 1752 | 62.9954 | 200708.3817 | 11850.2702 | 14.8984 | 1153.7213 | 224 | 1216 | 1844.7693 | 304 | 76 | 0.24518
2830 | 875.592 | 851.2 | 400 | 1600 | 7 | 99% | 100 | 244.5902 | 240.6778 | 240.6778 | 1 | 244.5902 | 100 | 657.4585 | 624.426 | 624.426 | 624.426 | 33.0325 | 657.4585 | 131.1998 | 118.2932 | 118.2932 | 118.2932 | 12.9067 | 131.1998 | 3916.6513 | 3663.1995 | 3663.1995 | 3705.8854 | 210.7659 | 3663.1995 | 42.686 | 42.686 | 3916.6513 | 194.4885 | 156.3996 | 156.3996 | 156.3996 | 38.0889 | 194.4885 | 4213.1229 | 4213.1229 | 1448.2501 | 1448.2501 | 1706.5517 | 1706.5517 | 679.3479 | 679.3479 | 378.9732 | 378.9732 | 219736159.6697 | 1357987372.5399 | 156776502.81 | 17499964.9803 | 1752 | 63.7509 | 185960.0522 | 10979.4959 | 13.8036 | 1225.8288 | 224 | 1216 | 1844.7693 | 304 | 76 | 0.24358
2831 | 927.0974 | 851.2 | 400 | 1600 | 7 | 99.09% | 100 | 249.3401 | 245.0847 | 245.0847 | 1 | 249.3401 | 100 | 688.9902 | 654.3719 | 654.3719 | 654.3719 | 34.6183 | 688.9902 | 131.1932 | 118.2866 | 118.2866 | 118.2866 | 12.9066 | 131.1932 | 4231.5758 | 3962.3244 | 3962.3244 | 4004.6507 | 226.9251 | 3962.3244 | 42.3263 | 42.3263 | 4231.5758 | 195.3802 | 157.0984 | 157.0984 | 157.0984 | 38.2818 | 195.3802 | 4298.1018 | 4298.1018 | 1533.3656 | 1533.3656 | 1706.4674 | 1706.4674 | 679.3144 | 679.3144 | 378.9545 | 378.9545 | 221969960.2113 | 1358000566.7041 | 156004055.6115 | 16025417.473 | 1752 | 64.4751 | 168110.5135 | 9925.6194 | 12.4787 | 1297.9364 | 224 | 1216 | 1844.7693 | 304 | 76 | 0.24239
2832 | 978.6028 | 851.2 | 400 | 1600 | 7 | 99.12% | 100 | 254.1058 | 250.5188 | 250.5188 | 1 | 254.1058 | 100 | 720.5339 | 684.329 | 684.329 | 684.329 | 36.2049 | 720.5339 | 131.187 | 118.2805 | 118.2805 | 118.2805 | 12.9065 | 131.187 | 4495.2375 | 4212.6774 | 4212.6774 | 4254.8015 | 240.4359 | 4212.6774 | 42.1241 | 42.1241 | 4495.2375 | 196.5462 | 158.0205 | 158.0205 | 158.0205 | 38.5257 | 196.5462 | 4383.0809 | 4383.0809 | 1618.4758 | 1618.4758 | 1706.3865 | 1706.3865 | 679.2821 | 679.2821 | 378.9365 | 378.9365 | 223961794.6814 | 1358000566.7041 | 154692392.2462 | 15345246.3683 | 1752 | 65.1764 | 160033.328 | 9448.7243 | 11.8791 | 1370.044 | 224 | 1216 | 1844.7693 | 304 | 76 | 0.24037
2833 | 1030.1083 | 851.2 | 400 | 1600 | 7 | 99.16% | 100 | 258.8779 | 255.1479 | 255.1479 | 1 | 258.8779 | 100 | 752.146 | 714.351 | 714.351 | 714.351 | 37.7949 | 752.146 | 131.1816 | 118.2751 | 118.2751 | 118.2751 | 12.9065 | 131.1816 | 4694.952 | 4402.6539 | 4402.6539 | 4444.2786 | 250.6734 | 4402.6539 | 41.6247 | 41.6247 | 4694.952 | 197.8921 | 159.0834 | 159.0834 | 159.0834 | 38.8087 | 197.8921 | 4468.0601 | 4468.0601 | 1703.581 | 1703.581 | 1706.3087 | 1706.3087 | 679.2512 | 679.2512 | 378.9192 | 378.9192 | 225734201.0375 | 1358000566.7041 | 153635427.7505 | 14629804.5078 | 1752 | 65.8513 | 150694.3213 | 8897.3286 | 11.1859 | 1442.1516 | 224 | 1216 | 1844.7693 | 304 | 76 | 0.23874
2834 | 20.6022 | 900.6 | 400 | 1600 | 7 | 92.92% | 100 | 174.8819 | 174.0622 | 174.0622 | 1 | 174.8819 | 100 | 195.3723 | 185.5669 | 185.5669 | 185.5669 | 9.8054 | 195.3723 | 137.6589 | 124.1308 | 124.1308 | 124.1308 | 13.5281 | 137.6589 | 654.7936 | 564.1116 | 564.1116 | 610.7783 | 44.0153 | 564.1116 | 46.6667 | 46.6667 | 654.7936 | 131.7475 | 106.6498 | 106.6498 | 106.6498 | 25.0977 | 131.7475 | 2901.3071 | 2901.3071 | 34.1155 | 34.1155 | 1807.6592 | 1807.6592 | 680.1255 | 680.1255 | 379.407 | 379.407 | 17851205.6113 | 1370800088.6134 | 239275338.8159 | 124073366.9595 | 1752 | 49.5609 | 1451082.483 | 85675.1438 | 107.7122 | 28.843 | 237 | 1216 | 1844.7693 | 304 | 76 | 0.37059
2835 | 51.5054 | 900.6 | 400 | 1600 | 7 | 93.71% | 100 | 177.2256 | 176.3039 | 176.3039 | 1 | 177.2256 | 100 | 201.4473 | 191.3364 | 191.3364 | 191.3364 | 10.1109 | 201.4473 | 137.6504 | 124.1224 | 124.1224 | 124.1224 | 13.528 | 137.6504 | 726.5496 | 632.4995 | 632.4995 | 678.8957 | 47.6539 | 632.4995 | 46.3963 | 46.3963 | 726.5496 | 137.7372 | 111.4262 | 111.4262 | 111.4262 | 26.311 | 137.7372 | 2952.2909 | 2952.2909 | 85.2832 | 85.2832 | 1807.5432 | 1807.5432 | 680.0818 | 680.0818 | 379.3826 | 379.3826 | 43251373.6556 | 1370794185.5458 | 227677970.4901 | 110276550.7254 | 1752.0001 | 50.1962 | 1281031.2827 | 75634.9419 | 95.0895 | 72.1076 | 237 | 1216 | 1844.7693 | 304 | 76 | 0.35277
2836 | 154.5162 | 900.6 | 400 | 1600 | 7 | 95.59% | 100 | 185.544 | 184.4382 | 184.4382 | 1 | 185.544 | 100 | 231.7649 | 220.1302 | 220.1302 | 220.1302 | 11.6347 | 231.7649 | 137.6268 | 124.0986 | 124.0986 | 124.0986 | 13.5281 | 137.6268 | 1004.9268 | 897.358 | 897.358 | 943.1334 | 61.7934 | 897.358 | 45.7754 | 45.7754 | 1004.9268 | 161.0118 | 130.043 | 130.043 | 130.043 | 30.9688 | 161.0118 | 3122.2384 | 3122.2384 | 255.7989 | 255.7989 | 1807.185 | 1807.185 | 679.947 | 679.947 | 379.3074 | 379.3074 | 112053357.4237 | 1370786840.2449 | 191935399.9774 | 77224402.354 | 1752 | 52.4142 | 883729.6126 | 52177.3659 | 65.5982 | 216.3227 | 237 | 1216 | 1844.7693 | 304 | 76 | 0.29779
2837 | 206.0217 | 900.6 | 400 | 1600 | 7 | 96.25% | 100 | 189.9018 | 188.6213 | 188.6213 | 1 | 189.9018 | 100 | 255.9452 | 243.0955 | 243.0955 | 243.0955 | 12.8497 | 255.9452 | 137.6151 | 124.087 | 124.087 | 124.087 | 13.5281 | 137.6151 | 1164.9507 | 1049.3076 | 1049.3076 | 1095.0025 | 69.9483 | 1049.3076 | 45.6949 | 45.6949 | 1164.9507 | 170.3626 | 137.4906 | 137.4906 | 137.4906 | 32.872 | 170.3626 | 3207.213 | 3207.213 | 341.0342 | 341.0342 | 1807.0206 | 1807.0206 | 679.8852 | 679.8852 | 379.2729 | 379.2729 | 134579297.4281 | 1370787272.5265 | 180916244.675 | 65717185.3703 | 1752 | 53.5186 | 751580.7689 | 44375.0036 | 55.789 | 288.4303 | 237 | 1216 | 1844.7693 | 304 | 76 | 0.28084
2838 | 257.5271 | 900.6 | 400 | 1600 | 7 | 96.76% | 100 | 194.3582 | 192.8931 | 192.8931 | 1 | 194.3582 | 100 | 287.4751 | 273.0412 | 273.0412 | 273.0412 | 14.4339 | 287.4751 | 137.6049 | 124.0767 | 124.0767 | 124.0767 | 13.5281 | 137.6049 | 1334.5121 | 1210.1931 | 1210.1931 | 1255.9248 | 78.5873 | 1210.1931 | 45.7317 | 45.7317 | 1334.5121 | 175.5588 | 141.594 | 141.594 | 141.594 | 33.9648 | 175.5588 | 3292.1881 | 3292.1881 | 426.2561 | 426.2561 | 1806.8651 | 1806.8651 | 679.8267 | 679.8267 | 379.2403 | 379.2403 | 149307901.8259 | 1370793387.1098 | 175221034.4468 | 56677676.6175 | 1752 | 54.6013 | 649774.0533 | 38364.1082 | 48.232 | 360.5379 | 237 | 1216 | 1844.7693 | 304 | 76 | 0.27208
2839 | 309.0325 | 900.6 | 400 | 1600 | 7 | 97.22% | 100 | 198.8615 | 197.1342 | 197.1342 | 1 | 198.8615 | 100 | 319.503 | 303.4598 | 303.4598 | 303.4598 | 16.0432 | 319.503 | 137.5944 | 124.0663 | 124.0663 | 124.0663 | 13.5281 | 137.5944 | 1531.5029 | 1397.1423 | 1397.1423 | 1442.8577 | 88.6452 | 1397.1423 | 45.7154 | 45.7154 | 1531.5029 | 179.058 | 144.3421 | 144.3421 | 144.3421 | 34.716 | 179.058 | 3377.1636 | 3377.1636 | 511.4656 | 511.4656 | 1806.7176 | 1806.7176 | 679.7712 | 679.7712 | 379.2093 | 379.2093 | 160912406.9433 | 1370786894.8872 | 171568274.4184 | 48732423.751 | 1752 | 55.6457 | 556806.7466 | 32875.1113 | 41.3311 | 432.6455 | 237 | 1216 | 1844.7693 | 304 | 76 | 0.26647
2840 | 360.5379 | 900.6 | 400 | 1600 | 7 | 97.58% | 100 | 203.4159 | 201.1675 | 201.1675 | 1 | 203.4159 | 100 | 351.841 | 334.1727 | 334.1727 | 334.1727 | 17.6683 | 351.841 | 137.5853 | 124.0572 | 124.0572 | 124.0572 | 13.5282 | 137.5853 | 1727.8421 | 1584.1599 | 1584.1599 | 1629.1659 | 98.6762 | 1584.1599 | 45.0061 | 45.0061 | 1727.8421 | 182.3199 | 146.9087 | 146.9087 | 146.9087 | 35.4111 | 182.3199 | 3462.1396 | 3462.1396 | 596.6636 | 596.6636 | 1806.5776 | 1806.5776 | 679.7185 | 679.7185 | 379.1799 | 379.1799 | 170192140.5537 | 1370781509.2979 | 168651577.5974 | 42374772.5509 | 1752 | 56.6628 | 472926.0654 | 27922.6089 | 35.1048 | 504.753 | 237 | 1216 | 1844.7693 | 304 | 76 | 0.26198
2841 | 412.0433 | 900.6 | 400 | 1600 | 7 | 97.86% | 100 | 208.0115 | 205.8383 | 205.8383 | 1 | 208.0115 | 100 | 384.2845 | 364.9857 | 364.9857 | 364.9857 | 19.2988 | 384.2845 | 137.5749 | 124.0469 | 124.0469 | 124.0469 | 13.528 | 137.5749 | 1951.2127 | 1796.477 | 1796.477 | 1841.1316 | 110.0811 | 1796.477 | 44.6546 | 44.6546 | 1951.2127 | 184.7413 | 148.8051 | 148.8051 | 148.8051 | 35.9362 | 184.7413 | 3547.116 | 3547.116 | 681.851 | 681.851 | 1806.4445 | 1806.4445 | 679.6684 | 679.6684 | 379.152 | 379.152 | 177856297.0306 | 1370806943.3279 | 165901670.1682 | 37435089.4734 | 1752 | 57.6526 | 416831.9884 | 24610.6896 | 30.941 | 576.8606 | 237 | 1216 | 1844.7693 | 304 | 76 | 0.25774
2842 | 463.5487 | 900.6 | 400 | 1600 | 7 | 98.11% | 100 | 212.6541 | 209.9987 | 209.9987 | 1 | 212.6541 | 100 | 417.0056 | 396.0622 | 396.0622 | 396.0622 | 20.9435 | 417.0056 | 137.5646 | 124.0367 | 124.0367 | 124.0367 | 13.5279 | 137.5646 | 2168.7378 | 2003.231 | 2003.231 | 2047.5532 | 121.1846 | 2003.231 | 44.3223 | 44.3223 | 2168.7378 | 187.1593 | 150.7055 | 150.7055 | 150.7055 | 36.4538 | 187.1593 | 3632.0927 | 3632.0927 | 767.0286 | 767.0286 | 1806.3179 | 1806.3179 | 679.6208 | 679.6208 | 379.1254 | 379.1254 | 184172783.7123 | 1370852774.6053 | 163834097.5285 | 33140353.4339 | 1752 | 58.6054 | 364197.122 | 21503.0098 | 27.0339 | 648.9682 | 237 | 1216 | 1844.7693 | 304 | 76 | 0.25456
2843 | 515.0541 | 900.6 | 400 | 1600 | 7 | 98.3% | 100 | 217.3163 | 214.8149 | 214.8149 | 1 | 217.3163 | 100 | 449.7733 | 427.1826 | 427.1826 | 427.1826 | 22.5906 | 449.7733 | 137.5539 | 124.0263 | 124.0263 | 124.0263 | 13.5277 | 137.5539 | 2408.8214 | 2231.3805 | 2231.3805 | 2275.3421 | 133.4793 | 2231.3805 | 43.9616 | 43.9616 | 2408.8214 | 189.0975 | 152.224 | 152.224 | 152.224 | 36.8735 | 189.0975 | 3717.0698 | 3717.0698 | 852.1971 | 852.1971 | 1806.1972 | 1806.1972 | 679.5754 | 679.5754 | 379.1001 | 379.1001 | 189574418.8003 | 1370846064.4978 | 161711975.9951 | 29867540.7067 | 1752 | 59.5282 | 329815.7132 | 19473.0548 | 24.4818 | 721.0758 | 237 | 1216 | 1844.7693 | 304 | 76 | 0.25129
2844 | 566.5595 | 900.6 | 400 | 1600 | 7 | 98.46% | 100 | 222.0125 | 219.4068 | 219.4068 | 1 | 222.0125 | 100 | 482.6231 | 458.3811 | 458.3811 | 458.3811 | 24.242 | 482.6231 | 137.545 | 124.0174 | 124.0174 | 124.0174 | 13.5275 | 137.545 | 2646.2747 | 2456.6133 | 2456.6133 | 2500.6382 | 145.6365 | 2456.6133 | 44.0249 | 44.0249 | 2646.2747 | 191.0081 | 153.7239 | 153.7239 | 153.7239 | 37.2842 | 191.0081 | 3802.0472 | 3802.0472 | 937.3571 | 937.3571 | 1806.0821 | 1806.0821 | 679.5321 | 679.5321 | 379.0759 | 379.0759 | 194184348.6031 | 1370851656.4846 | 159912948.0643 | 27051046.8481 | 1752 | 60.4147 | 297106.2019 | 17541.8123 | 22.0539 | 793.1834 | 237 | 1216 | 1844.7693 | 304 | 76 | 0.24851
2845 | 618.065 | 900.6 | 400 | 1600 | 7 | 98.59% | 100 | 226.7256 | 223.9523 | 223.9523 | 1 | 226.7256 | 100 | 515.3679 | 489.4796 | 489.4796 | 489.4796 | 25.8883 | 515.3679 | 137.5377 | 124.0101 | 124.0101 | 124.0101 | 13.5276 | 137.5377 | 2873.2765 | 2672.1948 | 2672.1948 | 2716.0295 | 157.2471 | 2672.1948 | 43.8347 | 43.8347 | 2873.2765 | 193.0048 | 155.2968 | 155.2968 | 155.2968 | 37.708 | 193.0048 | 3887.0249 | 3887.0249 | 1022.5091 | 1022.5091 | 1805.9722 | 1805.9722 | 679.4907 | 679.4907 | 379.0529 | 379.0529 | 198332755.2265 | 1370852774.6053 | 158069929.8642 | 24744540.304 | 1752 | 61.2684 | 270046.2059 | 15944.1298 | 20.0452 | 865.2909 | 237 | 1216 | 1844.7693 | 304 | 76 | 0.24567
2846 | 669.5704 | 900.6 | 400 | 1600 | 7 | 98.71% | 100 | 231.4479 | 228.2894 | 228.2894 | 1 | 231.4479 | 100 | 547.9113 | 520.3867 | 520.3867 | 520.3867 | 27.5246 | 547.9113 | 137.5303 | 124.0028 | 124.0028 | 124.0028 | 13.5276 | 137.5303 | 3115.6929 | 2902.3477 | 2902.3477 | 2946.0078 | 169.6851 | 2902.3477 | 43.6601 | 43.6601 | 3115.6929 | 194.8119 | 156.7174 | 156.7174 | 156.7174 | 38.0945 | 194.8119 | 3972.0028 | 3972.0028 | 1107.6537 | 1107.6537 | 1805.8671 | 1805.8671 | 679.4512 | 679.4512 | 379.0308 | 379.0308 | 202027982.7627 | 1370851455.5747 | 156579006.2291 | 22541555.4334 | 1752 | 62.0875 | 244892.8614 | 14459.0203 | 18.1781 | 937.3985 | 237 | 1216 | 1844.7693 | 304 | 76 | 0.24338
2847 | 721.0758 | 900.6 | 400 | 1600 | 7 | 98.83% | 100 | 236.1725 | 232.7116 | 232.7116 | 1 | 236.1725 | 100 | 580.1188 | 550.9748 | 550.9748 | 550.9748 | 29.1441 | 580.1188 | 137.5234 | 123.9958 | 123.9958 | 123.9958 | 13.5276 | 137.5234 | 3400.5643 | 3172.7496 | 3172.7496 | 3216.2425 | 184.3218 | 3172.7496 | 43.4929 | 43.4929 | 3400.5643 | 196.3124 | 157.8927 | 157.8927 | 157.8927 | 38.4197 | 196.3124 | 4056.981 | 4056.981 | 1192.7914 | 1192.7914 | 1805.7665 | 1805.7665 | 679.4133 | 679.4133 | 379.0097 | 379.0097 | 205407317.9438 | 1370855768.3364 | 155287191.3879 | 20449722.3318 | 1752 | 62.8736 | 221534.2978 | 13079.8787 | 16.4442 | 1009.5061 | 237 | 1216 | 1844.7693 | 304 | 76 | 0.24139
2848 | 772.5812 | 900.6 | 400 | 1600 | 7 | 98.95% | 100 | 240.9034 | 236.7828 | 236.7828 | 1 | 240.9034 | 100 | 612.4979 | 581.7256 | 581.7256 | 581.7256 | 30.7723 | 612.4979 | 137.5163 | 123.9888 | 123.9888 | 123.9888 | 13.5275 | 137.5163 | 3710.0614 | 3466.5776 | 3466.5776 | 3509.8871 | 200.1743 | 3466.5776 | 43.3095 | 43.3095 | 3710.0614 | 197.5548 | 158.8611 | 158.8611 | 158.8611 | 38.6937 | 197.5548 | 4141.9595 | 4141.9595 | 1277.9227 | 1277.9227 | 1805.6702 | 1805.6702 | 679.3771 | 679.3771 | 378.9895 | 378.9895 | 208307484.1919 | 1370855768.3364 | 154446500.1489 | 18390247.3228 | 1752 | 63.6263 | 195965.665 | 11570.2496 | 14.5463 | 1081.6137 | 237 | 1216 | 1844.7693 | 304 | 76 | 0.24009
2849 | 824.0866 | 900.6 | 400 | 1600 | 7 | 99.01% | 100 | 245.6406 | 242.2358 | 242.2358 | 1 | 245.6406 | 100 | 645.0152 | 612.6077 | 612.6077 | 612.6077 | 32.4075 | 645.0152 | 137.5099 | 123.9824 | 123.9824 | 123.9824 | 13.5275 | 137.5099 | 4016.6575 | 3758.2729 | 3758.2729 | 3800.7463 | 215.9111 | 3758.2729 | 42.4734 | 42.4734 | 4016.6575 | 198.7977 | 159.8368 | 159.8368 | 159.8368 | 38.961 | 198.7977 | 4226.9382 | 4226.9382 | 1363.0478 | 1363.0478 | 1805.5779 | 1805.5779 | 679.3424 | 679.3424 | 378.9701 | 378.9701 | 210852413.1297 | 1370855768.3364 | 152995691.8609 | 17296126.6729 | 1752 | 64.3595 | 182614.0684 | 10781.9416 | 13.5552 | 1153.7213 | 237 | 1216 | 1844.7693 | 304 | 76 | 0.23786
2850 | 875.592 | 900.6 | 400 | 1600 | 7 | 99.09% | 100 | 250.393 | 246.6733 | 246.6733 | 1 | 250.393 | 100 | 677.6039 | 643.5574 | 643.5574 | 643.5574 | 34.0465 | 677.6039 | 137.5038 | 123.9763 | 123.9763 | 123.9763 | 13.5275 | 137.5038 | 4301.4262 | 4028.9934 | 4028.9934 | 4070.9202 | 230.506 | 4028.9934 | 41.9268 | 41.9268 | 4301.4262 | 200.1242 | 160.8808 | 160.8808 | 160.8808 | 39.2434 | 200.1242 | 4311.9171 | 4311.9171 | 1448.1672 | 1448.1672 | 1805.4893 | 1805.4893 | 679.309 | 679.309 | 378.9515 | 378.9515 | 213181870.0444 | 1370855768.3364 | 151965598.0473 | 15996763.5718 | 1752 | 65.0598 | 165541.1416 | 9773.9179 | 12.2879 | 1225.8288 | 237 | 1216 | 1844.7693 | 304 | 76 | 0.23627
2851 | 927.0974 | 900.6 | 400 | 1600 | 7 | 99.14% | 100 | 255.1581 | 251.344 | 251.344 | 1 | 255.1581 | 100 | 710.219 | 674.5322 | 674.5322 | 674.5322 | 35.6868 | 710.219 | 137.498 | 123.9705 | 123.9705 | 123.9705 | 13.5275 | 137.498 | 4561.1559 | 4275.8725 | 4275.8725 | 4317.3556 | 243.8003 | 4275.8725 | 41.4831 | 41.4831 | 4561.1559 | 201.5419 | 162.0049 | 162.0049 | 162.0049 | 39.537 | 201.5419 | 4396.8962 | 4396.8962 | 1533.2813 | 1533.2813 | 1805.4042 | 1805.4042 | 679.277 | 679.277 | 378.9337 | 378.9337 | 215295613.2589 | 1370855768.3364 | 150816938.7614 | 15031679.6433 | 1752 | 65.7374 | 155621.1025 | 9188.2167 | 11.5516 | 1297.9364 | 237 | 1216 | 1844.7693 | 304 | 76 | 0.2345
2852 | 978.6028 | 900.6 | 400 | 1600 | 7 | 99.18% | 100 | 259.9337 | 256.2209 | 256.2209 | 1 | 259.9337 | 100 | 742.8355 | 705.5081 | 705.5081 | 705.5081 | 37.3273 | 742.8355 | 137.4923 | 123.9648 | 123.9648 | 123.9648 | 13.5275 | 137.4923 | 4799.4965 | 4501.9664 | 4501.9664 | 4543.4601 | 256.0364 | 4501.9664 | 41.4937 | 41.4937 | 4799.4965 | 202.9699 | 163.1363 | 163.1363 | 163.1363 | 39.8337 | 202.9699 | 4481.8754 | 4481.8754 | 1618.3903 | 1618.3903 | 1805.3224 | 1805.3224 | 679.2463 | 679.2463 | 378.9165 | 378.9165 | 217198537.9564 | 1370855768.3364 | 149630983.5605 | 14314710.1466 | 1752 | 66.391 | 147922.3118 | 8733.663 | 10.9801 | 1370.044 | 237 | 1216 | 1844.7693 | 304 | 76 | 0.23267
2853 | 1030.1083 | 900.6 | 400 | 1600 | 7 | 99.22% | 100 | 264.7119 | 260.9476 | 260.9476 | 1 | 264.7119 | 100 | 775.4827 | 736.5133 | 736.5133 | 736.5133 | 38.9695 | 775.4827 | 137.4869 | 123.9594 | 123.9594 | 123.9594 | 13.5275 | 137.4869 | 5018.8329 | 4710.0524 | 4710.0524 | 4751.4964 | 267.3366 | 4710.0524 | 41.444 | 41.444 | 5018.8329 | 204.353 | 164.2279 | 164.2279 | 164.2279 | 40.1251 | 204.353 | 4566.8549 | 4566.8549 | 1703.4945 | 1703.4945 | 1805.2438 | 1805.2438 | 679.2167 | 679.2167 | 378.9 | 378.9 | 218934925.4913 | 1370855768.3364 | 148546950.9763 | 13662355.196 | 1752 | 67.0206 | 141247.2901 | 8339.5548 | 10.4846 | 1442.1516 | 237 | 1216 | 1844.7693 | 304 | 76 | 0.231
2854 | 20.6022 | 950 | 400 | 1600 | 7 | 93.43% | 100 | 180.4193 | 179.496 | 179.496 | 1 | 180.4193 | 100 | 200.0164 | 189.9768 | 189.9768 | 189.9768 | 10.0396 | 200.0164 | 143.955 | 129.8066 | 129.8066 | 129.8066 | 14.1484 | 143.955 | 699.5245 | 606.7354 | 606.7354 | 653.2297 | 46.2948 | 606.7354 | 46.4943 | 46.4943 | 699.5245 | 132.8884 | 107.5269 | 107.5269 | 107.5269 | 25.3615 | 132.8884 | 3000.0946 | 3000.0946 | 34.1113 | 34.1113 | 1906.5804 | 1906.5804 | 680.0423 | 680.0423 | 379.3606 | 379.3606 | 17434239.7489 | 1382590626.4386 | 236935305.1053 | 115039748.9659 | 1751.9999 | 51.9338 | 1339300.5699 | 79075.2905 | 99.4148 | 28.843 | 250 | 1216 | 1844.7693 | 304 | 76 | 0.36711
2855 | 51.5054 | 950 | 400 | 1600 | 7 | 94.15% | 100 | 182.8085 | 181.8089 | 181.8089 | 1 | 182.8085 | 100 | 206.1922 | 195.842 | 195.842 | 195.842 | 10.3502 | 206.1922 | 143.9464 | 129.7981 | 129.7981 | 129.7981 | 14.1483 | 143.9464 | 775.946 | 679.4643 | 679.4643 | 725.781 | 50.165 | 679.4643 | 46.3168 | 46.3168 | 775.946 | 139.328 | 112.6636 | 112.6636 | 112.6636 | 26.6643 | 139.328 | 3051.0788 | 3051.0788 | 85.2732 | 85.2732 | 1906.4662 | 1906.4662 | 680.0016 | 680.0016 | 379.3378 | 379.3378 | 42245090.3424 | 1382601947.1572 | 224710694.8276 | 102442187.9315 | 1751.9999 | 52.5298 | 1186651.7156 | 70062.5619 | 88.0838 | 72.1076 | 250 | 1216 | 1844.7693 | 304 | 76 | 0.34832
2856 | 154.5162 | 950 | 400 | 1600 | 7 | 95.91% | 100 | 191.2032 | 190.0603 | 190.0603 | 1 | 191.2032 | 100 | 238.0359 | 226.0852 | 226.0852 | 226.0852 | 11.9507 | 238.0359 | 143.9209 | 129.7727 | 129.7727 | 129.7727 | 14.1482 | 143.9209 | 1077.6764 | 966.3291 | 966.3291 | 1012.1522 | 65.5243 | 966.3291 | 45.823 | 45.823 | 1077.6764 | 163.3892 | 131.8907 | 131.8907 | 131.8907 | 31.4985 | 163.3892 | 3221.0276 | 3221.0276 | 255.772 | 255.772 | 1906.1126 | 1906.1126 | 679.8755 | 679.8755 | 379.2675 | 379.2675 | 109102973.5866 | 1382599435.3591 | 188656440.5738 | 71641077.9182 | 1751.9999 | 54.5872 | 822054.4872 | 48535.929 | 61.0202 | 216.3227 | 250 | 1216 | 1844.7693 | 304 | 76 | 0.29285
2857 | 206.0217 | 950 | 400 | 1600 | 7 | 96.54% | 100 | 195.5925 | 194.2952 | 194.2952 | 1 | 195.5925 | 100 | 263.0225 | 249.8162 | 249.8162 | 249.8162 | 13.2063 | 263.0225 | 143.9101 | 129.7619 | 129.7619 | 129.7619 | 14.1482 | 143.9101 | 1256.6503 | 1136.1206 | 1136.1206 | 1182.0131 | 74.6372 | 1136.1206 | 45.8925 | 45.8925 | 1256.6503 | 172.9664 | 139.534 | 139.534 | 139.534 | 33.4324 | 172.9664 | 3306.0028 | 3306.0028 | 341.0003 | 341.0003 | 1905.9499 | 1905.9499 | 679.8174 | 679.8174 | 379.2351 | 379.2351 | 130980637.525 | 1382605808.9057 | 177744739.774 | 60668782.4291 | 1752 | 55.6006 | 695434.0361 | 41059.9754 | 51.6213 | 288.4303 | 250 | 1216 | 1844.7693 | 304 | 76 | 0.27607
2858 | 257.5271 | 950 | 400 | 1600 | 7 | 97.06% | 100 | 200.0395 | 198.3781 | 198.3781 | 1 | 200.0395 | 100 | 295.2018 | 280.3787 | 280.3787 | 280.3787 | 14.8231 | 295.2018 | 143.8986 | 129.7505 | 129.7505 | 129.7505 | 14.1481 | 143.8986 | 1454.4045 | 1324.1259 | 1324.1259 | 1369.6711 | 84.7334 | 1324.1259 | 45.5452 | 45.5452 | 1454.4045 | 178.177 | 143.6445 | 143.6445 | 143.6445 | 34.5325 | 178.177 | 3390.9784 | 3390.9784 | 426.2158 | 426.2158 | 1905.7957 | 1905.7957 | 679.7624 | 679.7624 | 379.2044 | 379.2044 | 145353075.6113 | 1382613707.4879 | 172493645.8299 | 51539619.446 | 1752 | 56.5877 | 586347.3281 | 34619.253 | 43.5239 | 360.5379 | 250 | 1216 | 1844.7693 | 304 | 76 | 0.268
2859 | 309.0325 | 950 | 400 | 1600 | 7 | 97.45% | 100 | 204.5822 | 202.6131 | 202.6131 | 1 | 204.5822 | 100 | 328.349 | 311.8602 | 311.8602 | 311.8602 | 16.4888 | 328.349 | 143.8881 | 129.74 | 129.74 | 129.74 | 14.148 | 143.8881 | 1656.0602 | 1515.5515 | 1515.5515 | 1561.0154 | 95.0448 | 1515.5515 | 45.4639 | 45.4639 | 1656.0602 | 182.5456 | 147.0974 | 147.0974 | 147.0974 | 35.4482 | 182.5456 | 3475.9544 | 3475.9544 | 511.4197 | 511.4197 | 1905.6493 | 1905.6493 | 679.7102 | 679.7102 | 379.1753 | 379.1753 | 156545143.0133 | 1382629059.4793 | 168182621.9312 | 44643223.9514 | 1752 | 57.5585 | 504727.8746 | 29800.2586 | 37.4654 | 432.6455 | 250 | 1216 | 1844.7693 | 304 | 76 | 0.26136
2860 | 360.5379 | 950 | 400 | 1600 | 7 | 97.76% | 100 | 209.1496 | 207.124 | 207.124 | 1 | 209.1496 | 100 | 361.7819 | 343.613 | 343.613 | 343.613 | 18.1689 | 361.7819 | 143.8782 | 129.7302 | 129.7302 | 129.7302 | 14.148 | 143.8782 | 1871.9216 | 1721.2476 | 1721.2476 | 1765.8639 | 106.0577 | 1721.2476 | 44.6163 | 44.6163 | 1871.9216 | 186.0396 | 149.8508 | 149.8508 | 149.8508 | 36.1888 | 186.0396 | 3560.9309 | 3560.9309 | 596.6127 | 596.6127 | 1905.51 | 1905.51 | 679.6605 | 679.6605 | 379.1476 | 379.1476 | 165470165.0695 | 1382632660.9991 | 164657459.2998 | 39239763.0067 | 1752 | 58.5015 | 436823.8198 | 25791.0519 | 32.4249 | 504.753 | 250 | 1216 | 1844.7693 | 304 | 76 | 0.25593
2861 | 412.0433 | 950 | 400 | 1600 | 7 | 98.04% | 100 | 213.7808 | 211.2297 | 211.2297 | 1 | 213.7808 | 100 | 395.2632 | 375.4115 | 375.4115 | 375.4115 | 19.8517 | 395.2632 | 143.8687 | 129.7207 | 129.7207 | 129.7207 | 14.148 | 143.8687 | 2101.0357 | 1938.5252 | 1938.5252 | 1983.273 | 117.7628 | 1938.5252 | 44.7477 | 44.7477 | 2101.0357 | 189.0491 | 152.2196 | 152.2196 | 152.2196 | 36.8295 | 189.0491 | 3645.9076 | 3645.9076 | 681.7957 | 681.7957 | 1905.3775 | 1905.3775 | 679.6133 | 679.6133 | 379.1212 | 379.1212 | 172940158.9715 | 1382635365.5822 | 162080247.4049 | 34344276.4165 | 1752 | 59.4103 | 380838.4218 | 22485.5492 | 28.2692 | 576.8606 | 250 | 1216 | 1844.7693 | 304 | 76 | 0.25196
2862 | 463.5487 | 950 | 400 | 1600 | 7 | 98.25% | 100 | 218.4224 | 215.9443 | 215.9443 | 1 | 218.4224 | 100 | 428.9301 | 407.3861 | 407.3861 | 407.3861 | 21.544 | 428.9301 | 143.8614 | 129.7133 | 129.7133 | 129.7133 | 14.1481 | 143.8614 | 2351.8658 | 2177.0759 | 2177.0759 | 2221.2932 | 130.5727 | 2177.0759 | 44.2172 | 44.2172 | 2351.8658 | 191.4196 | 154.0805 | 154.0805 | 154.0805 | 37.3391 | 191.4196 | 3730.8848 | 3730.8848 | 766.9693 | 766.9693 | 1905.2512 | 1905.2512 | 679.5682 | 679.5682 | 379.0961 | 379.0961 | 179032685.9713 | 1382621002.4787 | 159704519.9146 | 30641849.28 | 1752.0001 | 60.293 | 336686.8613 | 19878.7427 | 24.9919 | 648.9682 | 250 | 1216 | 1844.7693 | 304 | 76 | 0.2483
2863 | 515.0541 | 950 | 400 | 1600 | 7 | 98.42% | 100 | 223.1089 | 220.4322 | 220.4322 | 1 | 223.1089 | 100 | 462.9359 | 439.6826 | 439.6826 | 439.6826 | 23.2534 | 462.9359 | 143.8537 | 129.7055 | 129.7055 | 129.7055 | 14.1481 | 143.8537 | 2582.8937 | 2396.4839 | 2396.4839 | 2440.5075 | 142.3862 | 2396.4839 | 44.0237 | 44.0237 | 2582.8937 | 193.8797 | 156.0173 | 156.0173 | 156.0173 | 37.8624 | 193.8797 | 3815.8622 | 3815.8622 | 852.1342 | 852.1342 | 1905.1307 | 1905.1307 | 679.5252 | 679.5252 | 379.0721 | 379.0721 | 184210779.5449 | 1382621002.4787 | 157489899.0022 | 27678367.3492 | 1752 | 61.1456 | 305336.4447 | 18027.7442 | 22.6648 | 721.0758 | 250 | 1216 | 1844.7693 | 304 | 76 | 0.24489
2864 | 566.5595 | 950 | 400 | 1600 | 7 | 98.56% | 100 | 227.8119 | 225.1328 | 225.1328 | 1 | 227.8119 | 100 | 496.7186 | 471.7669 | 471.7669 | 471.7669 | 24.9517 | 496.7186 | 143.8454 | 129.6973 | 129.6973 | 129.6973 | 14.1481 | 143.8454 | 2835.6928 | 2636.2826 | 2636.2826 | 2680.3837 | 155.3092 | 2636.2826 | 44.1011 | 44.1011 | 2835.6928 | 196.0138 | 157.6947 | 157.6947 | 157.6947 | 38.3191 | 196.0138 | 3900.8399 | 3900.8399 | 937.291 | 937.291 | 1905.0156 | 1905.0156 | 679.4842 | 679.4842 | 379.0492 | 379.0492 | 188666485.4942 | 1382621002.4787 | 155553175.7951 | 25159384.6071 | 1752 | 61.9666 | 277642.0813 | 16392.6073 | 20.6091 | 793.1834 | 250 | 1216 | 1844.7693 | 304 | 76 | 0.2419
2865 | 618.065 | 950 | 400 | 1600 | 7 | 98.72% | 100 | 232.5158 | 229.1331 | 229.1331 | 1 | 232.5158 | 100 | 530.5085 | 503.858 | 503.858 | 503.858 | 26.6505 | 530.5085 | 143.8369 | 129.6889 | 129.6889 | 129.6889 | 14.148 | 143.8369 | 3121.1128 | 2907.635 | 2907.635 | 2951.1699 | 169.943 | 2907.635 | 43.5349 | 43.5349 | 3121.1128 | 197.7314 | 159.0452 | 159.0452 | 159.0452 | 38.6862 | 197.7314 | 3985.8179 | 3985.8179 | 1022.4402 | 1022.4402 | 1904.9055 | 1904.9055 | 679.4449 | 679.4449 | 379.0273 | 379.0273 | 192644002.2929 | 1382640156.9627 | 154335978.0086 | 22379911.1108 | 1752 | 62.7505 | 240013.1394 | 14170.9107 | 17.8159 | 865.2909 | 250 | 1216 | 1844.7693 | 304 | 76 | 0.24003
2866 | 669.5704 | 950 | 400 | 1600 | 7 | 98.84% | 100 | 237.2351 | 233.9248 | 233.9248 | 1 | 237.2351 | 100 | 563.9702 | 535.6371 | 535.6371 | 535.6371 | 28.333 | 563.9702 | 143.8281 | 129.6803 | 129.6803 | 129.6803 | 14.1478 | 143.8281 | 3423.2653 | 3194.6867 | 3194.6867 | 3237.8018 | 185.4635 | 3194.6867 | 43.1151 | 43.1151 | 3423.2653 | 199.4453 | 160.3947 | 160.3947 | 160.3947 | 39.0506 | 199.4453 | 4070.7962 | 4070.7962 | 1107.5823 | 1107.5823 | 1904.8002 | 1904.8002 | 679.4073 | 679.4073 | 379.0064 | 379.0064 | 196273888.3505 | 1382648614.5115 | 152679144.6003 | 20398304.8513 | 1752 | 63.5115 | 218986.0263 | 12929.423 | 16.2551 | 937.3985 | 250 | 1216 | 1844.7693 | 304 | 76 | 0.23748
2867 | 721.0758 | 950 | 400 | 1600 | 7 | 98.94% | 100 | 241.9702 | 238.4546 | 238.4546 | 1 | 241.9702 | 100 | 597.0777 | 567.0799 | 567.0799 | 567.0799 | 29.9978 | 597.0777 | 143.821 | 129.6732 | 129.6732 | 129.6732 | 14.1478 | 143.821 | 3719.6722 | 3475.975 | 3475.975 | 3518.975 | 200.6971 | 3475.975 | 43 | 43 | 3719.6722 | 201.2982 | 161.8515 | 161.8515 | 161.8515 | 39.4467 | 201.2982 | 4155.7747 | 4155.7747 | 1192.7177 | 1192.7177 | 1904.6993 | 1904.6993 | 679.3714 | 679.3714 | 378.9863 | 378.9863 | 199566640.615 | 1382648614.5115 | 151144182.1812 | 18640562.6923 | 1752 | 64.2424 | 198777.2748 | 11736.2533 | 14.755 | 1009.5061 | 250 | 1216 | 1844.7693 | 304 | 76 | 0.23511
2868 | 772.5812 | 950 | 400 | 1600 | 7 | 99.01% | 100 | 246.708 | 243.3686 | 243.3686 | 1 | 246.708 | 100 | 630.4619 | 598.7854 | 598.7854 | 598.7854 | 31.6766 | 630.4619 | 143.8141 | 129.6663 | 129.6663 | 129.6663 | 14.1478 | 143.8141 | 4013.4739 | 3755.4951 | 3755.4951 | 3797.7664 | 215.7075 | 3755.4951 | 42.2713 | 42.2713 | 4013.4739 | 202.9917 | 163.1833 | 163.1833 | 163.1833 | 39.8084 | 202.9917 | 4240.7534 | 4240.7534 | 1277.847 | 1277.847 | 1904.6026 | 1904.6026 | 679.3369 | 679.3369 | 378.967 | 378.967 | 202311040.1913 | 1382653240.1268 | 149693982.8442 | 17341736.8378 | 1752 | 64.9478 | 180783.4711 | 10673.859 | 13.4194 | 1081.6137 | 250 | 1216 | 1844.7693 | 304 | 76 | 0.23288
2869 | 824.0866 | 950 | 400 | 1600 | 7 | 99.1% | 100 | 251.4567 | 247.4888 | 247.4888 | 1 | 251.4567 | 100 | 664.045 | 630.6796 | 630.6796 | 630.6796 | 33.3655 | 664.045 | 143.8076 | 129.6598 | 129.6598 | 129.6598 | 14.1478 | 143.8076 | 4319.6966 | 4046.6227 | 4046.6227 | 4088.2883 | 231.4083 | 4046.6227 | 41.6656 | 41.6656 | 4319.6966 | 204.4806 | 164.3559 | 164.3559 | 164.3559 | 40.1246 | 204.4806 | 4325.7323 | 4325.7323 | 1362.9703 | 1362.9703 | 1904.5097 | 1904.5097 | 679.3037 | 679.3037 | 378.9486 | 378.9486 | 204829685.6519 | 1382653240.1268 | 148695858.6759 | 15821215.5454 | 1752 | 65.6249 | 163752.3277 | 9668.3024 | 12.1551 | 1153.7213 | 250 | 1216 | 1844.7693 | 304 | 76 | 0.23134
2870 | 875.592 | 950 | 400 | 1600 | 7 | 99.15% | 100 | 256.2192 | 252.5933 | 252.5933 | 1 | 256.2192 | 100 | 697.7473 | 662.6868 | 662.6868 | 662.6868 | 35.0604 | 697.7473 | 143.8015 | 129.6538 | 129.6538 | 129.6538 | 14.1478 | 143.8015 | 4611.3846 | 4323.5262 | 4323.5262 | 4365.0144 | 246.3701 | 4323.5262 | 41.4882 | 41.4882 | 4611.3846 | 205.9464 | 165.5128 | 165.5128 | 165.5128 | 40.4336 | 205.9464 | 4410.7115 | 4410.7115 | 1448.0882 | 1448.0882 | 1904.4206 | 1904.4206 | 679.2719 | 679.2719 | 378.9308 | 378.9308 | 206988848.7697 | 1382653240.1268 | 147409807.0817 | 14948104.0218 | 1752 | 66.2816 | 154639.2659 | 9130.2469 | 11.4787 | 1225.8288 | 250 | 1216 | 1844.7693 | 304 | 76 | 0.22936
2871 | 927.0974 | 950 | 400 | 1600 | 7 | 99.19% | 100 | 260.9938 | 257.3453 | 257.3453 | 1 | 260.9938 | 100 | 731.3411 | 694.5911 | 694.5911 | 694.5911 | 36.75 | 731.3411 | 143.7957 | 129.6479 | 129.6479 | 129.6479 | 14.1478 | 143.7957 | 4878.1068 | 4576.4309 | 4576.4309 | 4618.0298 | 260.0771 | 4576.4309 | 41.5989 | 41.5989 | 4878.1068 | 207.5161 | 166.7578 | 166.7578 | 166.7578 | 40.7583 | 207.5161 | 4495.6908 | 4495.6908 | 1533.2008 | 1533.2008 | 1904.3348 | 1904.3348 | 679.2414 | 679.2414 | 378.9138 | 378.9138 | 209082435.5719 | 1382653240.1268 | 146158735.4526 | 14105588.8487 | 1752 | 66.9142 | 147239.8621 | 8693.3696 | 10.9294 | 1297.9364 | 250 | 1216 | 1844.7693 | 304 | 76 | 0.22743
2872 | 978.6028 | 950 | 400 | 1600 | 7 | 99.23% | 100 | 265.7735 | 262.3288 | 262.3288 | 1 | 265.7735 | 100 | 764.8398 | 726.4049 | 726.4049 | 726.4049 | 38.4349 | 764.8398 | 143.7901 | 129.6423 | 129.6423 | 129.6423 | 14.1478 | 143.7901 | 5113.5185 | 4799.5751 | 4799.5751 | 4841.3283 | 272.1902 | 4799.5751 | 41.7532 | 41.7532 | 5113.5185 | 209.1423 | 168.0455 | 168.0455 | 168.0455 | 41.0968 | 209.1423 | 4580.6703 | 4580.6703 | 1618.3086 | 1618.3086 | 1904.2524 | 1904.2524 | 679.212 | 679.212 | 378.8974 | 378.8974 | 210957219.0503 | 1382653240.1268 | 144868171.7904 | 13521369.0325 | 1752 | 67.5251 | 140571.4496 | 8299.6517 | 10.4345 | 1370.044 | 250 | 1216 | 1844.7693 | 304 | 76 | 0.22544
2873 | 1030.1083 | 950 | 400 | 1600 | 7 | 99.28% | 100 | 270.5461 | 266.4987 | 266.4987 | 1 | 270.5461 | 100 | 798.3392 | 758.2193 | 758.2193 | 758.2193 | 40.1199 | 798.3392 | 143.7847 | 129.6369 | 129.6369 | 129.6369 | 14.1478 | 143.7847 | 5397.0331 | 5068.957 | 5068.957 | 5110.2669 | 286.7662 | 5068.957 | 41.3099 | 41.3099 | 5397.0331 | 210.4634 | 169.0882 | 169.0882 | 169.0882 | 41.3752 | 210.4634 | 4665.6499 | 4665.6499 | 1703.4117 | 1703.4117 | 1904.173 | 1904.173 | 679.1836 | 679.1836 | 378.8816 | 378.8816 | 212670377.9534 | 1382653240.1268 | 144077766.5571 | 12598615.3627 | 1752 | 68.1107 | 128920.5639 | 7611.7574 | 9.5696 | 1442.1516 | 250 | 1216 | 1844.7693 | 304 | 76 | 0.22422
2874 | 20.6022 | 1003.2 | 400 | 1600 | 7 | 93.91% | 100 | 186.4356 | 185.469 | 185.469 | 1 | 186.4356 | 100 | 204.8474 | 194.5641 | 194.5641 | 194.5641 | 10.2833 | 204.8474 | 150.7247 | 135.9093 | 135.9093 | 135.9093 | 14.8154 | 150.7247 | 748.63 | 653.3735 | 653.3735 | 699.8346 | 48.7954 | 653.3735 | 46.461 | 46.461 | 748.63 | 134.2689 | 108.5943 | 108.5943 | 108.5943 | 25.6746 | 134.2689 | 3106.482 | 3106.482 | 34.1071 | 34.1071 | 2013.1019 | 2013.1019 | 679.9589 | 679.9589 | 379.314 | 379.314 | 17020646.9899 | 1394284673.9998 | 233986861.0175 | 106707817.9928 | 1752 | 54.2749 | 1242820.8022 | 73378.91 | 92.2532 | 28.843 | 264 | 1216 | 1844.7693 | 304 | 76 | 0.36271
2875 | 51.5054 | 1003.2 | 400 | 1600 | 7 | 94.55% | 100 | 188.8508 | 187.8558 | 187.8558 | 1 | 188.8508 | 100 | 211.8699 | 201.2335 | 201.2335 | 201.2335 | 10.6364 | 211.8699 | 150.7172 | 135.9018 | 135.9018 | 135.9018 | 14.8154 | 150.7172 | 827.7001 | 728.8807 | 728.8807 | 774.9133 | 52.7868 | 728.8807 | 46.0326 | 46.0326 | 827.7001 | 141.2017 | 114.121 | 114.121 | 114.121 | 27.0808 | 141.2017 | 3157.4666 | 3157.4666 | 85.263 | 85.263 | 2012.9897 | 2012.9897 | 679.921 | 679.921 | 379.2929 | 379.2929 | 41083299.3213 | 1394296311.0072 | 221110876.0243 | 95509513.6472 | 1752 | 54.8337 | 1101814.0403 | 65053.5565 | 81.7864 | 72.1076 | 264 | 1216 | 1844.7693 | 304 | 76 | 0.34292
2876 | 154.5162 | 1003.2 | 400 | 1600 | 7 | 96.23% | 100 | 197.3302 | 196.0273 | 196.0273 | 1 | 197.3302 | 100 | 244.6033 | 232.3216 | 232.3216 | 232.3216 | 12.2817 | 244.6033 | 150.6932 | 135.8779 | 135.8779 | 135.8779 | 14.8153 | 150.6932 | 1158.626 | 1043.1142 | 1043.1142 | 1088.9515 | 69.6745 | 1043.1142 | 45.8374 | 45.8374 | 1158.626 | 166.0359 | 133.9687 | 133.9687 | 133.9687 | 32.0673 | 166.0359 | 3327.4167 | 3327.4167 | 255.7449 | 255.7449 | 2012.6413 | 2012.6413 | 679.8033 | 679.8033 | 379.2272 | 379.2272 | 106131686.6646 | 1394298278.346 | 185481562.1891 | 66088473.8311 | 1752 | 56.7206 | 758973.8889 | 44811.5099 | 56.3378 | 216.3227 | 264 | 1216 | 1844.7693 | 304 | 76 | 0.28809
2877 | 206.0217 | 1003.2 | 400 | 1600 | 7 | 96.82% | 100 | 201.7427 | 200.1691 | 200.1691 | 1 | 201.7427 | 100 | 270.5558 | 256.97 | 256.97 | 256.97 | 13.5858 | 270.5558 | 150.6809 | 135.8657 | 135.8657 | 135.8657 | 14.8152 | 150.6809 | 1352.7274 | 1227.3504 | 1227.3504 | 1273.1312 | 79.5962 | 1227.3504 | 45.7807 | 45.7807 | 1352.7274 | 176.036 | 141.9488 | 141.9488 | 141.9488 | 34.0872 | 176.036 | 3412.3924 | 3412.3924 | 340.9659 | 340.9659 | 2012.4805 | 2012.4805 | 679.749 | 679.749 | 379.197 | 379.197 | 127339723.4724 | 1394306943.2722 | 174605544.742 | 55747788.5133 | 1752 | 57.6511 | 633231.2279 | 37387.383 | 47.004 | 288.4303 | 264 | 1216 | 1844.7693 | 304 | 76 | 0.27135
2878 | 257.5271 | 1003.2 | 400 | 1600 | 7 | 97.28% | 100 | 206.2265 | 204.479 | 204.479 | 1 | 206.2265 | 100 | 303.6239 | 288.3764 | 288.3764 | 288.3764 | 15.2474 | 303.6239 | 150.671 | 135.8558 | 135.8558 | 135.8558 | 14.8152 | 150.671 | 1563.6274 | 1427.599 | 1427.599 | 1473.2492 | 90.3781 | 1427.599 | 45.6502 | 45.6502 | 1563.6274 | 181.8717 | 146.5651 | 146.5651 | 146.5651 | 35.3066 | 181.8717 | 3497.3686 | 3497.3686 | 426.1751 | 426.1751 | 2012.3279 | 2012.3279 | 679.6974 | 679.6974 | 379.1682 | 379.1682 | 141341974.0019 | 1394296026.2682 | 168667375.1785 | 47694624.5513 | 1752 | 58.5637 | 544448.8649 | 32145.4744 | 40.4138 | 360.5379 | 264 | 1216 | 1844.7693 | 304 | 76 | 0.26222
2879 | 309.0325 | 1003.2 | 400 | 1600 | 7 | 97.64% | 100 | 210.7633 | 208.8336 | 208.8336 | 1 | 210.7633 | 100 | 337.8895 | 320.9202 | 320.9202 | 320.9202 | 16.9693 | 337.8895 | 150.6609 | 135.8457 | 135.8457 | 135.8457 | 14.8152 | 150.6609 | 1786.3663 | 1639.6756 | 1639.6756 | 1684.6584 | 101.7079 | 1639.6756 | 44.9828 | 44.9828 | 1786.3663 | 186.3853 | 150.1316 | 150.1316 | 150.1316 | 36.2537 | 186.3853 | 3582.3451 | 3582.3451 | 511.3732 | 511.3732 | 2012.1827 | 2012.1827 | 679.6484 | 679.6484 | 379.1408 | 379.1408 | 152116756.4197 | 1394294607.3714 | 164279800.3886 | 41308835.8203 | 1752 | 59.4514 | 462650.4232 | 27315.9121 | 34.342 | 432.6455 | 264 | 1216 | 1844.7693 | 304 | 76 | 0.25546
2880 | 360.5379 | 1003.2 | 400 | 1600 | 7 | 97.93% | 100 | 215.3696 | 213.2297 | 213.2297 | 1 | 215.3696 | 100 | 372.4913 | 353.7829 | 353.7829 | 353.7829 | 18.7083 | 372.4913 | 150.6508 | 135.8357 | 135.8357 | 135.8357 | 14.8151 | 150.6508 | 2015.0723 | 1856.8339 | 1856.8339 | 1901.6619 | 113.4104 | 1856.8339 | 44.828 | 44.828 | 2015.0723 | 190.2925 | 153.2171 | 153.2171 | 153.2171 | 37.0754 | 190.2925 | 3667.322 | 3667.322 | 596.5611 | 596.5611 | 2012.0444 | 2012.0444 | 679.6017 | 679.6017 | 379.1148 | 379.1148 | 160702037.0649 | 1394309779.3177 | 160721254.413 | 36266929.2043 | 1752 | 60.3201 | 405985.6743 | 23970.299 | 30.1359 | 504.753 | 264 | 1216 | 1844.7693 | 304 | 76 | 0.24998
2881 | 412.0433 | 1003.2 | 400 | 1600 | 7 | 98.19% | 100 | 220.0049 | 217.4447 | 217.4447 | 1 | 220.0049 | 100 | 406.9513 | 386.511 | 386.511 | 386.511 | 20.4403 | 406.9513 | 150.6423 | 135.8271 | 135.8271 | 135.8271 | 14.8152 | 150.6423 | 2274.8671 | 2103.3091 | 2103.3091 | 2148.179 | 126.6881 | 2103.3091 | 44.8699 | 44.8699 | 2274.8671 | 193.3847 | 155.6546 | 155.6546 | 155.6546 | 37.7302 | 193.3847 | 3752.2992 | 3752.2992 | 681.7394 | 681.7394 | 2011.9126 | 2011.9126 | 679.5572 | 679.5572 | 379.0899 | 379.0899 | 167959299.1138 | 1394309779.3177 | 158081019.4192 | 31649902.1493 | 1752 | 61.1539 | 352962.5239 | 20839.694 | 26.2 | 576.8606 | 264 | 1216 | 1844.7693 | 304 | 76 | 0.24591
2882 | 463.5487 | 1003.2 | 400 | 1600 | 7 | 98.38% | 100 | 224.6537 | 222.1302 | 222.1302 | 1 | 224.6537 | 100 | 441.8797 | 419.6836 | 419.6836 | 419.6836 | 22.196 | 441.8797 | 150.6335 | 135.8184 | 135.8184 | 135.8184 | 14.8151 | 150.6335 | 2538.647 | 2354.5254 | 2354.5254 | 2398.4857 | 140.1614 | 2354.5254 | 43.9603 | 43.9603 | 2538.647 | 196.0615 | 157.7598 | 157.7598 | 157.7598 | 38.3017 | 196.0615 | 3837.2767 | 3837.2767 | 766.9089 | 766.9089 | 2011.7868 | 2011.7868 | 679.5147 | 679.5147 | 379.0662 | 379.0662 | 173750043.8974 | 1394309779.3177 | 155637222.1156 | 28302954.6693 | 1752 | 61.9662 | 310019.3059 | 18304.2307 | 23.0124 | 648.9682 | 264 | 1216 | 1844.7693 | 304 | 76 | 0.24215
2883 | 515.0541 | 1003.2 | 400 | 1600 | 7 | 98.56% | 100 | 229.3408 | 226.4417 | 226.4417 | 1 | 229.3408 | 100 | 476.8087 | 452.8568 | 452.8568 | 452.8568 | 23.9519 | 476.8087 | 150.6255 | 135.8104 | 135.8104 | 135.8104 | 14.8152 | 150.6255 | 2818.5976 | 2620.3074 | 2620.3074 | 2664.1125 | 154.4851 | 2620.3074 | 43.805 | 43.805 | 2818.5976 | 198.4306 | 159.6248 | 159.6248 | 159.6248 | 38.8058 | 198.4306 | 3922.2545 | 3922.2545 | 852.0701 | 852.0701 | 2011.6667 | 2011.6667 | 679.4741 | 679.4741 | 379.0436 | 379.0436 | 178878346.3031 | 1394309779.3177 | 153647525.9149 | 25164348.4643 | 1752 | 62.7475 | 275866.5148 | 16287.7738 | 20.4773 | 721.0758 | 264 | 1216 | 1844.7693 | 304 | 76 | 0.23908
2884 | 566.5595 | 1003.2 | 400 | 1600 | 7 | 98.69% | 100 | 234.049 | 231.2868 | 231.2868 | 1 | 234.049 | 100 | 511.6459 | 485.9426 | 485.9426 | 485.9426 | 25.7033 | 511.6459 | 150.6175 | 135.8024 | 135.8024 | 135.8024 | 14.8151 | 150.6175 | 3099.7394 | 2887.1813 | 2887.1813 | 2930.8716 | 168.8678 | 2887.1813 | 43.6903 | 43.6903 | 3099.7394 | 200.7477 | 161.4512 | 161.4512 | 161.4512 | 39.2965 | 200.7477 | 4007.2326 | 4007.2326 | 937.2236 | 937.2236 | 2011.5518 | 2011.5518 | 679.4353 | 679.4353 | 379.0219 | 379.0219 | 183170170.7689 | 1394309779.3177 | 151596819.9772 | 22923229.9362 | 1752 | 63.5053 | 246827.4109 | 14573.2404 | 18.3217 | 793.1834 | 264 | 1216 | 1844.7693 | 304 | 76 | 0.23592
2885 | 618.065 | 1003.2 | 400 | 1600 | 7 | 98.82% | 100 | 238.7665 | 235.5037 | 235.5037 | 1 | 238.7665 | 100 | 546.477 | 519.0225 | 519.0225 | 519.0225 | 27.4545 | 546.477 | 150.61 | 135.7949 | 135.7949 | 135.7949 | 14.8151 | 150.61 | 3374.631 | 3148.6286 | 3148.6286 | 3191.677 | 182.954 | 3148.6286 | 43.0484 | 43.0484 | 3374.631 | 202.9978 | 163.2244 | 163.2244 | 163.2244 | 39.7734 | 202.9978 | 4092.2109 | 4092.2109 | 1022.3698 | 1022.3698 | 2011.4417 | 2011.4417 | 679.3981 | 679.3981 | 379.0012 | 379.0012 | 187007175.5359 | 1394320125.7709 | 149938067.8599 | 20734630.8333 | 1752 | 64.2325 | 220156.776 | 12998.5467 | 16.342 | 865.2909 | 264 | 1216 | 1844.7693 | 304 | 76 | 0.23337
2886 | 669.5704 | 1003.2 | 400 | 1600 | 7 | 98.91% | 100 | 243.4943 | 240.339 | 240.339 | 1 | 243.4943 | 100 | 580.9888 | 551.799 | 551.799 | 551.799 | 29.1898 | 580.9888 | 150.602 | 135.7869 | 135.7869 | 135.7869 | 14.815 | 150.602 | 3679.9184 | 3438.7368 | 3438.7368 | 3481.304 | 198.6144 | 3438.7368 | 42.5672 | 42.5672 | 3679.9184 | 205.0323 | 164.8284 | 164.8284 | 164.8284 | 40.2039 | 205.0323 | 4177.1894 | 4177.1894 | 1107.5092 | 1107.5092 | 2011.3363 | 2011.3363 | 679.3625 | 679.3625 | 378.9814 | 378.9814 | 190485329.9557 | 1394320125.7709 | 148161864.0571 | 19032680.2163 | 1752 | 64.9374 | 203044.5602 | 11988.2034 | 15.0718 | 937.3985 | 264 | 1216 | 1844.7693 | 304 | 76 | 0.23063
2887 | 721.0758 | 1003.2 | 400 | 1600 | 7 | 99.02% | 100 | 248.2296 | 244.6186 | 244.6186 | 1 | 248.2296 | 100 | 615.1182 | 584.2122 | 584.2122 | 584.2122 | 30.906 | 615.1182 | 150.5951 | 135.78 | 135.78 | 135.78 | 14.815 | 150.5951 | 4011.9646 | 3754.1832 | 3754.1832 | 3796.331 | 215.6336 | 3754.1832 | 42.1478 | 42.1478 | 4011.9646 | 206.9577 | 166.3454 | 166.3454 | 166.3454 | 40.6123 | 206.9577 | 4262.1682 | 4262.1682 | 1192.6423 | 1192.6423 | 2011.2352 | 2011.2352 | 679.3284 | 679.3284 | 378.9623 | 378.9623 | 193648010.4686 | 1394320125.7709 | 146809802.539 | 17222061.2215 | 1752 | 65.6117 | 180460.574 | 10654.7945 | 13.3954 | 1009.5061 | 264 | 1216 | 1844.7693 | 304 | 76 | 0.22855
2888 | 772.5812 | 1003.2 | 400 | 1600 | 7 | 99.1% | 100 | 252.9773 | 249.0767 | 249.0767 | 1 | 252.9773 | 100 | 649.7606 | 617.1125 | 617.1125 | 617.1125 | 32.6481 | 649.7606 | 150.5885 | 135.7735 | 135.7735 | 135.7735 | 14.815 | 150.5885 | 4343.3352 | 4068.8076 | 4068.8076 | 4110.7216 | 232.6135 | 4068.8076 | 41.914 | 41.914 | 4343.3352 | 208.6168 | 167.6503 | 167.6503 | 167.6503 | 40.9665 | 208.6168 | 4347.1472 | 4347.1472 | 1277.7694 | 1277.7694 | 2011.1382 | 2011.1382 | 679.2956 | 679.2956 | 378.944 | 378.944 | 196265605.5243 | 1394320125.7709 | 145641878.3236 | 15772390.3813 | 1752 | 66.2642 | 163731.3547 | 9667.0641 | 12.1536 | 1081.6137 | 264 | 1216 | 1844.7693 | 304 | 76 | 0.22675
2889 | 824.0866 | 1003.2 | 400 | 1600 | 7 | 99.15% | 100 | 257.7352 | 254.2008 | 254.2008 | 1 | 257.7352 | 100 | 684.4769 | 650.0829 | 650.0829 | 650.0829 | 34.394 | 684.4769 | 150.5822 | 135.7672 | 135.7672 | 135.7672 | 14.815 | 150.5822 | 4654.3442 | 4364.182 | 4364.182 | 4405.7724 | 248.5718 | 4364.182 | 41.5904 | 41.5904 | 4654.3442 | 210.3011 | 168.9787 | 168.9787 | 168.9787 | 41.3224 | 210.3011 | 4432.1264 | 4432.1264 | 1362.8908 | 1362.8908 | 2011.045 | 2011.045 | 679.2641 | 679.2641 | 378.9265 | 378.9265 | 198698826.5868 | 1394320125.7709 | 144138420.3948 | 14842627.2474 | 1752 | 66.8966 | 153992.7075 | 9092.0727 | 11.4307 | 1153.7213 | 264 | 1216 | 1844.7693 | 304 | 76 | 0.22443
2890 | 875.592 | 1003.2 | 400 | 1600 | 7 | 99.19% | 100 | 262.5084 | 259.2379 | 259.2379 | 1 | 262.5084 | 100 | 719.1626 | 683.0242 | 683.0242 | 683.0242 | 36.1384 | 719.1626 | 150.5762 | 135.7611 | 135.7611 | 135.7611 | 14.815 | 150.5762 | 4907.2531 | 4604.116 | 4604.116 | 4645.6774 | 261.5756 | 4604.116 | 41.5614 | 41.5614 | 4907.2531 | 212.195 | 170.479 | 170.479 | 170.479 | 41.716 | 212.195 | 4517.1057 | 4517.1057 | 1448.007 | 1448.007 | 2010.9553 | 2010.9553 | 679.2338 | 679.2338 | 378.9096 | 378.9096 | 200837348.2053 | 1394320125.7709 | 142674962.8879 | 14167563.1359 | 1752 | 67.5078 | 147837.8047 | 8728.6735 | 10.9738 | 1225.8288 | 264 | 1216 | 1844.7693 | 304 | 76 | 0.22218
2891 | 927.0974 | 1003.2 | 400 | 1600 | 7 | 99.23% | 100 | 267.2893 | 263.8513 | 263.8513 | 1 | 267.2893 | 100 | 753.6912 | 715.8161 | 715.8161 | 715.8161 | 37.875 | 753.6912 | 150.5703 | 135.7553 | 135.7553 | 135.7553 | 14.815 | 150.5703 | 5155.172 | 4838.9743 | 4838.9743 | 4880.8225 | 274.3495 | 4838.9743 | 41.8483 | 41.8483 | 5155.172 | 214.0505 | 171.9517 | 171.9517 | 171.9517 | 42.0987 | 214.0505 | 4602.0852 | 4602.0852 | 1533.1181 | 1533.1181 | 2010.8691 | 2010.8691 | 679.2047 | 679.2047 | 378.8933 | 378.8933 | 202875212.0538 | 1394320125.7709 | 141390104.6287 | 13414557.5466 | 1752 | 68.0964 | 141333.7706 | 8344.6608 | 10.491 | 1297.9364 | 264 | 1216 | 1844.7693 | 304 | 76 | 0.2202
2892 | 978.6028 | 1003.2 | 400 | 1600 | 7 | 99.29% | 100 | 272.0608 | 268.3131 | 268.3131 | 1 | 272.0608 | 100 | 788.1691 | 748.5599 | 748.5599 | 748.5599 | 39.6092 | 788.1691 | 150.5647 | 135.7497 | 135.7497 | 135.7497 | 14.815 | 150.5647 | 5482.5134 | 5149.8202 | 5149.8202 | 5191.3232 | 291.1902 | 5149.8202 | 41.5029 | 41.5029 | 5482.5134 | 215.4784 | 173.0823 | 173.0823 | 173.0823 | 42.3961 | 215.4784 | 4687.0649 | 4687.0649 | 1618.2245 | 1618.2245 | 2010.7861 | 2010.7861 | 679.1767 | 679.1767 | 378.8777 | 378.8777 | 204693645.2912 | 1394320125.7709 | 140483817.9064 | 12502411.0315 | 1752 | 68.662 | 127903.3957 | 7551.7015 | 9.4941 | 1370.044 | 264 | 1216 | 1844.7693 | 304 | 76 | 0.2188
2893 | 1030.1083 | 1003.2 | 400 | 1600 | 7 | 99.32% | 100 | 276.8407 | 273.2855 | 273.2855 | 1 | 276.8407 | 100 | 822.7559 | 781.407 | 781.407 | 781.407 | 41.3489 | 822.7559 | 150.5593 | 135.7443 | 135.7443 | 135.7443 | 14.815 | 150.5593 | 5740.3006 | 5394.6451 | 5394.6451 | 5435.857 | 304.4436 | 5394.6451 | 41.2119 | 41.2119 | 5740.3006 | 217.0426 | 174.3216 | 174.3216 | 174.3216 | 42.7211 | 217.0426 | 4772.0448 | 4772.0448 | 1703.3264 | 1703.3264 | 2010.7061 | 2010.7061 | 679.1497 | 679.1497 | 378.8626 | 378.8626 | 206335905.3739 | 1394320125.7709 | 139348121.3501 | 11995847.5051 | 1752 | 69.211 | 124040.2297 | 7323.6116 | 9.2074 | 1442.1516 | 264 | 1216 | 1844.7693 | 304 | 76 | 0.21705
2894 | 206.0217 | 22.8 | 600 | 2400 | 7 | 26.27% | 100 | 131.3021 | 132.181 | 132.181 | 1 | 131.3021 | 100 | 197.711 | 187.8181 | 187.8181 | 187.8181 | 9.8929 | 197.711 | 56.8882 | 51.3136 | 51.3136 | 51.3136 | 5.5746 | 56.8882 | 108.8625 | 55.0423 | 55.0423 | 94.3252 | 14.5373 | 55.0423 | 39.2828 | 39.2828 | 108.8625 | 257.2646 | 210.7239 | 210.7239 | 210.7239 | 46.5406 | 257.2646 | 1640.8309 | 1640.8309 | 342.2377 | 342.2377 | 45.9088 | 45.9088 | 682.2843 | 682.2843 | 570.4001 | 570.4001 | 177527508.0276 | 84216790.7488 | 198501685.5838 | 1291754015.6399 | 1752 | 1.6222e-18 | 12665635.3541 | 747807.3388 | 940.1557 | 288.4303 | 6 | 1824 | 2767.1539 | 456 | 114 | 0.20421
2895 | 257.5271 | 22.8 | 600 | 2400 | 7 | 31.62% | 100 | 133.5237 | 134.335 | 134.335 | 1 | 133.5237 | 100 | 198.8729 | 188.9184 | 188.9184 | 188.9184 | 9.9545 | 198.8729 | 56.8694 | 51.2948 | 51.2948 | 51.2948 | 5.5746 | 56.8694 | 113.2232 | 59.1269 | 59.1269 | 98.4615 | 14.7617 | 59.1269 | 39.3347 | 39.3347 | 113.2232 | 204.8707 | 167.805 | 167.805 | 167.805 | 37.0657 | 204.8707 | 1725.7584 | 1725.7584 | 427.6405 | 427.6405 | 45.892 | 45.892 | 682.0346 | 682.0346 | 570.1913 | 570.1913 | 220579267.1162 | 84216790.7488 | 249229376.4957 | 1197974565.6393 | 1752 | 0 | 11772360.3151 | 695066.3897 | 873.8489 | 360.5379 | 6 | 1824 | 2767.1539 | 456 | 114 | 0.25639
2896 | 309.0325 | 22.8 | 600 | 2400 | 7 | 36.98% | 100 | 136.0729 | 136.8006 | 136.8006 | 1 | 136.0729 | 100 | 199.6555 | 189.6587 | 189.6587 | 189.6587 | 9.9968 | 199.6555 | 56.8526 | 51.278 | 51.278 | 51.278 | 5.5746 | 56.8526 | 118.4173 | 63.8747 | 63.8747 | 103.3943 | 15.0229 | 63.8747 | 39.5196 | 39.5196 | 118.4173 | 171.6717 | 140.8822 | 140.8822 | 140.8822 | 30.7895 | 171.6717 | 1810.6917 | 1810.6917 | 513.0001 | 513.0001 | 45.8769 | 45.8769 | 681.8106 | 681.8106 | 570.0041 | 570.0041 | 263609444.6424 | 84216790.7488 | 300015364.6862 | 1104158399.9227 | 1752 | 0 | 10886118.6505 | 642740.7067 | 808.0642 | 432.6455 | 6 | 1824 | 2767.1539 | 456 | 114 | 0.30862
2897 | 360.5379 | 22.8 | 600 | 2400 | 7 | 42.34% | 100 | 138.3061 | 138.9161 | 138.9161 | 1 | 138.3061 | 100 | 200.2064 | 190.1792 | 190.1792 | 190.1792 | 10.0272 | 200.2064 | 56.8374 | 51.2628 | 51.2628 | 51.2628 | 5.5746 | 56.8374 | 124.4167 | 69.4626 | 69.4626 | 109.0856 | 15.3311 | 69.4626 | 39.623 | 39.623 | 124.4167 | 146.7825 | 120.4569 | 120.4569 | 120.4569 | 26.3256 | 146.7825 | 1895.6301 | 1895.6301 | 598.3228 | 598.3228 | 45.8633 | 45.8633 | 681.6087 | 681.6087 | 569.8353 | 569.8353 | 306732143.6678 | 84216790.7488 | 350854044.93 | 1010197020.6535 | 1752 | 0 | 9977241.9954 | 589078.6034 | 740.5993 | 504.753 | 6 | 1824 | 2767.1539 | 456 | 114 | 0.36091
2898 | 412.0433 | 22.8 | 600 | 2400 | 7 | 47.66% | 100 | 140.5585 | 140.987 | 140.987 | 1 | 140.5585 | 100 | 200.5733 | 190.5251 | 190.5251 | 190.5251 | 10.0482 | 200.5733 | 56.8236 | 51.249 | 51.249 | 51.249 | 5.5746 | 56.8236 | 131.4952 | 76.1204 | 76.1204 | 115.7963 | 15.6989 | 76.1204 | 39.676 | 39.676 | 131.4952 | 128.4954 | 105.4935 | 105.4935 | 105.4935 | 23.0019 | 128.4954 | 1980.5727 | 1980.5727 | 683.6138 | 683.6138 | 45.851 | 45.851 | 681.4256 | 681.4256 | 569.6822 | 569.6822 | 349215293.3379 | 84216790.7488 | 401648245.5536 | 916919670.3597 | 1752 | 0.032777 | 9084307.2207 | 536357.7442 | 674.3178 | 576.8606 | 6 | 1824 | 2767.1539 | 456 | 114 | 0.4132
2899 | 463.5487 | 22.8 | 600 | 2400 | 7 | 52.32% | 100 | 143.0004 | 143.223 | 143.223 | 1 | 143.0004 | 100 | 203.177 | 192.996 | 192.996 | 192.996 | 10.181 | 203.177 | 56.8111 | 51.2365 | 51.2365 | 51.2365 | 5.5746 | 56.8111 | 139.2191 | 83.4157 | 83.4157 | 123.1232 | 16.0959 | 83.4157 | 39.7075 | 39.7075 | 139.2191 | 115.1688 | 94.5742 | 94.5742 | 94.5742 | 20.5946 | 115.1688 | 2065.5189 | 2065.5189 | 768.8774 | 768.8774 | 45.8398 | 45.8398 | 681.2589 | 681.2589 | 569.5428 | 569.5428 | 386050470.7186 | 84216790.7488 | 446401852.1423 | 835330886.3903 | 1752 | 0.75551 | 8253750.0162 | 487319.7958 | 612.6665 | 648.9682 | 6 | 1824 | 2767.1539 | 456 | 114 | 0.45919
2900 | 515.0541 | 22.8 | 600 | 2400 | 6 | 56.41% | 100 | 139.5294 | 139.7803 | 139.7803 | 1 | 139.5294 | 100 | 207.8412 | 197.4269 | 197.4269 | 197.4269 | 10.4143 | 207.8412 | 56.8128 | 51.2382 | 51.2382 | 51.2382 | 5.5746 | 56.8128 | 133.5571 | 78.0548 | 78.0548 | 117.7489 | 15.8081 | 78.0548 | 39.6942 | 39.6942 | 133.5571 | 105.3758 | 86.5152 | 86.5152 | 86.5152 | 18.8606 | 105.3758 | 2053.6943 | 2053.6943 | 854.3362 | 854.3362 | 45.8413 | 45.8413 | 583.9553 | 583.9553 | 569.5615 | 569.5615 | 418137788.6723 | 84216790.7488 | 485952405.5734 | 763693015.0055 | 1752 | 2.0482 | 7557299.1942 | 446199.7871 | 560.9697 | 721.0758 | 6 | 1824 | 2767.1539 | 456 | 114 | 0.49985
2901 | 566.5595 | 22.8 | 600 | 2400 | 6 | 59.86% | 100 | 142.4984 | 142.6153 | 142.6153 | 1 | 142.4984 | 100 | 213.9874 | 203.2628 | 203.2628 | 203.2628 | 10.7246 | 213.9874 | 56.8012 | 51.2266 | 51.2266 | 51.2266 | 5.5746 | 56.8012 | 140.5869 | 84.7006 | 84.7006 | 124.4188 | 16.1681 | 84.7006 | 39.7182 | 39.7182 | 140.5869 | 98.1387 | 80.5486 | 80.5486 | 80.5486 | 17.5901 | 98.1387 | 2138.6434 | 2138.6434 | 939.557 | 939.557 | 45.8309 | 45.8309 | 583.823 | 583.823 | 569.4325 | 569.4325 | 444979202.8077 | 84216790.7488 | 519498744.8957 | 703305266.7232 | 1752 | 3.9372 | 6963766.2491 | 411156.2793 | 516.9124 | 793.1834 | 6 | 1824 | 2767.1539 | 456 | 114 | 0.53434
2902 | 618.065 | 22.8 | 600 | 2400 | 7 | 62.89% | 100 | 151.8755 | 151.6935 | 151.6935 | 1 | 151.8755 | 100 | 221.1566 | 210.0682 | 210.0682 | 210.0682 | 11.0884 | 221.1566 | 56.7794 | 51.2048 | 51.2048 | 51.2048 | 5.5746 | 56.7794 | 163.6705 | 106.5467 | 106.5467 | 146.3178 | 17.3527 | 106.5467 | 39.7711 | 39.7711 | 163.6705 | 92.6985 | 76.0574 | 76.0574 | 76.0574 | 16.6411 | 92.6985 | 2320.3756 | 2320.3756 | 1024.5359 | 1024.5359 | 45.8114 | 45.8114 | 680.8376 | 680.8376 | 569.1906 | 569.1906 | 468975500.0935 | 84216790.7488 | 548684831.7077 | 650122877.45 | 1752 | 6.1508 | 6437341.0717 | 380074.9636 | 477.8365 | 865.2909 | 6 | 1824 | 2767.1539 | 456 | 114 | 0.56438
2903 | 669.5704 | 22.8 | 600 | 2400 | 7 | 65.54% | 100 | 155.2716 | 154.9874 | 154.9874 | 1 | 155.2716 | 100 | 228.8063 | 217.3324 | 217.3324 | 217.3324 | 11.4739 | 228.8063 | 56.7705 | 51.1959 | 51.1959 | 51.1959 | 5.5746 | 56.7705 | 172.0966 | 114.5309 | 114.5309 | 154.3096 | 17.7869 | 114.5309 | 39.7787 | 39.7787 | 172.0966 | 88.3721 | 72.4848 | 72.4848 | 72.4848 | 15.8873 | 88.3721 | 2405.3326 | 2405.3326 | 1109.7197 | 1109.7197 | 45.8034 | 45.8034 | 680.7185 | 680.7185 | 569.091 | 569.091 | 490047127.8543 | 84216790.7488 | 573945082.7523 | 603791020.4379 | 1752 | 8.6182 | 5976151.0642 | 352845.2777 | 443.6029 | 937.3985 | 6 | 1824 | 2767.1539 | 456 | 114 | 0.59039
2904 | 721.0758 | 22.8 | 600 | 2400 | 7 | 67.92% | 100 | 158.7977 | 158.4409 | 158.4409 | 1 | 158.7977 | 100 | 236.7929 | 224.9167 | 224.9167 | 224.9167 | 11.8762 | 236.7929 | 56.7621 | 51.1875 | 51.1875 | 51.1875 | 5.5746 | 56.7621 | 180.7968 | 122.8089 | 122.8089 | 162.5597 | 18.2372 | 122.8089 | 39.7507 | 39.7507 | 180.7968 | 84.8102 | 69.5432 | 69.5432 | 69.5432 | 15.2669 | 84.8102 | 2490.2916 | 2490.2916 | 1194.8889 | 1194.8889 | 45.796 | 45.796 | 680.608 | 680.608 | 568.9987 | 568.9987 | 509396462.1718 | 84216790.7488 | 596394356.2921 | 561992390.7874 | 1752 | 11.1749 | 5570822.5123 | 328913.7766 | 413.5158 | 1009.5061 | 6 | 1824 | 2767.1539 | 456 | 114 | 0.61352
2905 | 772.5812 | 22.8 | 600 | 2400 | 7 | 70.19% | 100 | 162.4697 | 161.9827 | 161.9827 | 1 | 162.4697 | 100 | 244.8254 | 232.5445 | 232.5445 | 232.5445 | 12.2808 | 244.8254 | 56.7544 | 51.1798 | 51.1798 | 51.1798 | 5.5746 | 56.7544 | 190.1568 | 131.5698 | 131.5698 | 171.4414 | 18.7154 | 131.5698 | 39.8716 | 39.8716 | 190.1568 | 81.7821 | 67.041 | 67.041 | 67.041 | 14.741 | 81.7821 | 2575.2524 | 2575.2524 | 1280.045 | 1280.045 | 45.7891 | 45.7891 | 680.5054 | 680.5054 | 568.9129 | 568.9129 | 527552263.1909 | 84216790.7488 | 617918386.0041 | 522312560.0563 | 1752 | 13.6919 | 5196042.551 | 306785.9325 | 385.6963 | 1081.6137 | 6 | 1824 | 2767.1539 | 456 | 114 | 0.63569
2906 | 824.0866 | 22.8 | 600 | 2400 | 7 | 72.2% | 100 | 166.2192 | 165.6405 | 165.6405 | 1 | 166.2192 | 100 | 253.0151 | 240.3218 | 240.3218 | 240.3218 | 12.6933 | 253.0151 | 56.7472 | 51.1726 | 51.1726 | 51.1726 | 5.5746 | 56.7472 | 200.0341 | 140.8529 | 140.8529 | 180.8134 | 19.2207 | 140.8529 | 39.9605 | 39.9605 | 200.0341 | 79.1582 | 64.8741 | 64.8741 | 64.8741 | 14.284 | 79.1582 | 2660.2147 | 2660.2147 | 1365.1894 | 1365.1894 | 45.7827 | 45.7827 | 680.4097 | 680.4097 | 568.8329 | 568.8329 | 543760602.3663 | 84216790.7488 | 637012110.4793 | 487010496.4056 | 1752 | 16.2604 | 4847374.3636 | 286199.7856 | 359.8151 | 1153.7213 | 6 | 1824 | 2767.1539 | 456 | 114 | 0.65536
2907 | 875.592 | 22.8 | 600 | 2400 | 7 | 74.17% | 100 | 169.9968 | 169.284 | 169.284 | 1 | 169.9968 | 100 | 261.1014 | 248.0008 | 248.0008 | 248.0008 | 13.1006 | 261.1014 | 56.7405 | 51.1659 | 51.1659 | 51.1659 | 5.5746 | 56.7405 | 210.53 | 150.8406 | 150.8406 | 190.7641 | 19.7659 | 150.8406 | 39.9235 | 39.9235 | 210.53 | 76.8592 | 62.9746 | 62.9746 | 62.9746 | 13.8847 | 76.8592 | 2745.1784 | 2745.1784 | 1450.3232 | 1450.3232 | 45.7766 | 45.7766 | 680.3204 | 680.3204 | 568.7582 | 568.7582 | 559745061.7588 | 84216790.7488 | 655478924.71 | 452559222.7824 | 1752 | 18.7106 | 4492144.5927 | 265226.2282 | 333.4468 | 1225.8288 | 6 | 1824 | 2767.1539 | 456 | 114 | 0.6744
2908 | 927.0974 | 22.8 | 600 | 2400 | 6 | 75.96% | 100 | 167.7593 | 167.2466 | 167.2466 | 1 | 167.7593 | 100 | 269.0702 | 255.57 | 255.57 | 255.57 | 13.5002 | 269.0702 | 56.7414 | 51.1668 | 51.1668 | 51.1668 | 5.5746 | 56.7414 | 197.2786 | 138.2796 | 138.2796 | 178.19 | 19.0886 | 138.2796 | 39.9104 | 39.9104 | 197.2786 | 75.0203 | 61.467 | 61.467 | 61.467 | 13.5532 | 75.0203 | 2733.3515 | 2733.3515 | 1535.6636 | 1535.6636 | 45.7775 | 45.7775 | 583.1421 | 583.1421 | 568.7683 | 568.7683 | 575229988.9574 | 84216790.7488 | 671341799.6324 | 421211420.6613 | 1752 | 21.1398 | 4177356.4234 | 246640.4332 | 310.0804 | 1297.9364 | 6 | 1824 | 2767.1539 | 456 | 114 | 0.69075
2909 | 978.6028 | 22.8 | 600 | 2400 | 7 | 77.47% | 100 | 177.8198 | 176.881 | 176.881 | 1 | 177.8198 | 100 | 277.008 | 263.1061 | 263.1061 | 263.1061 | 13.9019 | 277.008 | 56.7283 | 51.1537 | 51.1537 | 51.1537 | 5.5746 | 56.7283 | 232.7183 | 171.9999 | 171.9999 | 211.8014 | 20.9169 | 171.9999 | 39.8016 | 39.8016 | 232.7183 | 73.3914 | 60.11 | 60.11 | 60.11 | 13.2814 | 73.3914 | 2915.1097 | 2915.1097 | 1620.5631 | 1620.5631 | 45.7657 | 45.7657 | 680.1582 | 680.1582 | 568.6226 | 568.6226 | 588493773.9349 | 84216790.7488 | 684566478.1087 | 394722957.2077 | 1752 | 23.5979 | 3903706.2127 | 230483.5149 | 289.7677 | 1370.044 | 6 | 1824 | 2767.1539 | 456 | 114 | 0.7044
2910 | 1030.1083 | 22.8 | 600 | 2400 | 7 | 78.8% | 100 | 181.8894 | 180.84 | 180.84 | 1 | 181.8894 | 100 | 285.4871 | 271.1583 | 271.1583 | 271.1583 | 14.3289 | 285.4871 | 56.7228 | 51.1482 | 51.1482 | 51.1482 | 5.5746 | 56.7228 | 243.8096 | 182.5055 | 182.5055 | 222.3248 | 21.4848 | 182.5055 | 39.8194 | 39.8194 | 243.8096 | 72.036 | 58.9814 | 58.9814 | 58.9814 | 13.0546 | 72.036 | 3000.0769 | 3000.0769 | 1705.6708 | 1705.6708 | 45.7608 | 45.7608 | 680.0844 | 680.0844 | 568.5609 | 568.5609 | 600184821.7961 | 84216790.7488 | 696155263.9433 | 371443123.5119 | 1752 | 26.0165 | 3695168.3579 | 218170.9752 | 274.2881 | 1442.1516 | 6 | 1824 | 2767.1539 | 456 | 114 | 0.71624
2911 | 154.5162 | 53.2 | 600 | 2400 | 7 | 27.55% | 100 | 129.4884 | 130.3409 | 130.3409 | 1 | 129.4884 | 100 | 186.8941 | 177.5434 | 177.5434 | 177.5434 | 9.3507 | 186.8941 | 56.894 | 51.3194 | 51.3194 | 51.3194 | 5.5746 | 56.894 | 110.2121 | 56.1611 | 56.1611 | 95.5812 | 14.6309 | 56.1611 | 39.42 | 39.42 | 110.2121 | 350.5354 | 287.1171 | 287.1171 | 287.1171 | 63.4184 | 350.5354 | 1616.6642 | 1616.6642 | 256.707 | 256.707 | 107.1325 | 107.1325 | 682.3607 | 682.3607 | 570.464 | 570.464 | 140654477.1482 | 196505845.0805 | 145459337.7219 | 1269380340.0495 | 1752 | 3.2445e-18 | 12487709.6054 | 737302.206 | 926.9484 | 216.3227 | 14 | 1824 | 2767.1539 | 456 | 114 | 0.14976
2912 | 206.0217 | 53.2 | 600 | 2400 | 7 | 32.83% | 100 | 131.727 | 132.5384 | 132.5384 | 1 | 131.727 | 100 | 190.4352 | 180.9039 | 180.9039 | 180.9039 | 9.5313 | 190.4352 | 56.8746 | 51.3 | 51.3 | 51.3 | 5.5746 | 56.8746 | 114.6776 | 60.3571 | 60.3571 | 99.8274 | 14.8502 | 60.3571 | 39.4703 | 39.4703 | 114.6776 | 262.1535 | 214.7199 | 214.7199 | 214.7199 | 47.4336 | 262.1535 | 1701.5899 | 1701.5899 | 342.1466 | 342.1466 | 107.092 | 107.092 | 682.1029 | 682.1029 | 570.2484 | 570.2484 | 184079202.1868 | 196505845.0805 | 194643982.6411 | 1176770970.0916 | 1752 | 2.8389e-18 | 11591515.7221 | 684388.9219 | 860.425 | 288.4303 | 14 | 1824 | 2767.1539 | 456 | 114 | 0.20034
2913 | 257.5271 | 53.2 | 600 | 2400 | 7 | 38.15% | 100 | 133.9729 | 134.7067 | 134.7067 | 1 | 133.9729 | 100 | 192.727 | 183.0779 | 183.0779 | 183.0779 | 9.6491 | 192.727 | 56.8572 | 51.2826 | 51.2826 | 51.2826 | 5.5746 | 56.8572 | 119.9389 | 65.268 | 65.268 | 104.8259 | 15.1131 | 65.268 | 39.5578 | 39.5578 | 119.9389 | 208.7813 | 171.0021 | 171.0021 | 171.0021 | 37.7793 | 208.7813 | 1786.5217 | 1786.5217 | 427.5385 | 427.5385 | 107.0558 | 107.0558 | 681.872 | 681.872 | 570.0554 | 570.0554 | 227361306.3594 | 196505845.0805 | 244475782.809 | 1083657065.7511 | 1752 | 3.2445e-18 | 10695941.9176 | 631512.2485 | 793.9476 | 360.5379 | 14 | 1824 | 2767.1539 | 456 | 114 | 0.25159
2914 | 309.0325 | 53.2 | 600 | 2400 | 6 | 43.48% | 100 | 130.324 | 131.0718 | 131.0718 | 1 | 130.324 | 100 | 194.4012 | 184.6687 | 184.6687 | 184.6687 | 9.7325 | 194.4012 | 56.8595 | 51.2849 | 51.2849 | 51.2849 | 5.5746 | 56.8595 | 115.4827 | 60.9447 | 60.9447 | 100.6033 | 14.8793 | 60.9447 | 39.6586 | 39.6586 | 115.4827 | 174.7925 | 143.4457 | 143.4457 | 143.4457 | 31.3467 | 174.7925 | 1774.6989 | 1774.6989 | 513.0693 | 513.0693 | 107.0606 | 107.0606 | 584.488 | 584.488 | 570.081 | 570.081 | 270551645.9477 | 196505845.0805 | 294729449.8167 | 990213059.1552 | 1752 | 3.2445e-18 | 9804037.3632 | 578852.2159 | 727.7425 | 432.6455 | 14 | 1824 | 2767.1539 | 456 | 114 | 0.30326
2915 | 360.5379 | 53.2 | 600 | 2400 | 6 | 48.81% | 100 | 132.5668 | 133.1863 | 133.1863 | 1 | 132.5668 | 100 | 195.6123 | 185.8163 | 185.8163 | 185.8163 | 9.796 | 195.6123 | 56.8437 | 51.2691 | 51.2691 | 51.2691 | 5.5746 | 56.8437 | 121.9232 | 66.9214 | 66.9214 | 106.7161 | 15.207 | 66.9214 | 39.7947 | 39.7947 | 121.9232 | 149.2072 | 122.4494 | 122.4494 | 122.4494 | 26.7578 | 149.2072 | 1859.6352 | 1859.6352 | 598.3958 | 598.3958 | 107.0275 | 107.0275 | 584.3073 | 584.3073 | 569.9047 | 569.9047 | 313522285.6257 | 196505845.0805 | 345195088.3321 | 896776780.9618 | 1752 | 6.489e-18 | 8897726.9265 | 525341.6278 | 660.4681 | 504.753 | 14 | 1824 | 2767.1539 | 456 | 114 | 0.3554
2916 | 412.0433 | 53.2 | 600 | 2400 | 7 | 53.83% | 100 | 140.9913 | 141.2525 | 141.2525 | 1 | 140.9913 | 100 | 197.4104 | 187.519 | 187.519 | 187.519 | 9.8914 | 197.4104 | 56.8146 | 51.24 | 51.24 | 51.24 | 5.5746 | 56.8146 | 142.2804 | 86.2409 | 86.2409 | 126.023 | 16.2574 | 86.2409 | 39.7821 | 39.7821 | 142.2804 | 130.7859 | 107.3653 | 107.3653 | 107.3653 | 23.4206 | 130.7859 | 2041.3454 | 2041.3454 | 683.4926 | 683.4926 | 106.9667 | 106.9667 | 681.3048 | 681.3048 | 569.5812 | 569.5812 | 353864919.8419 | 196505845.0805 | 392793285.4556 | 808835950.0286 | 1752 | 0.33285 | 8017317.2081 | 473360.2759 | 595.1163 | 576.8606 | 14 | 1824 | 2767.1539 | 456 | 114 | 0.4045
2917 | 463.5487 | 53.2 | 600 | 2400 | 7 | 58.18% | 100 | 143.586 | 143.6444 | 143.6444 | 1 | 143.586 | 100 | 201.7234 | 191.6138 | 191.6138 | 191.6138 | 10.1097 | 201.7234 | 56.8028 | 51.2282 | 51.2282 | 51.2282 | 5.5746 | 56.8028 | 151.4521 | 94.9348 | 94.9348 | 134.7233 | 16.7287 | 94.9348 | 39.7885 | 39.7885 | 151.4521 | 117.9386 | 96.8315 | 96.8315 | 96.8315 | 21.1071 | 117.9386 | 2126.294 | 2126.294 | 768.7528 | 768.7528 | 106.9422 | 106.9422 | 681.1485 | 681.1485 | 569.4505 | 569.4505 | 387816794.4906 | 196505845.0805 | 434926223.4609 | 732751160.97 | 1752 | 1.3768 | 7273081.4594 | 429418.9386 | 539.8725 | 648.9682 | 14 | 1824 | 2767.1539 | 456 | 114 | 0.44753
2918 | 515.0541 | 53.2 | 600 | 2400 | 6 | 61.85% | 100 | 140.3232 | 140.4197 | 140.4197 | 1 | 140.3232 | 100 | 207.9264 | 197.5062 | 197.5062 | 197.5062 | 10.4202 | 207.9264 | 56.8044 | 51.2298 | 51.2298 | 51.2298 | 5.5746 | 56.8044 | 145.431 | 89.1533 | 89.1533 | 129.0164 | 16.4147 | 89.1533 | 39.8631 | 39.8631 | 145.431 | 108.4597 | 89.027 | 89.027 | 89.027 | 19.4328 | 108.4597 | 2114.4691 | 2114.4691 | 854.1961 | 854.1961 | 106.9455 | 106.9455 | 583.8595 | 583.8595 | 569.468 | 569.468 | 416520868.4947 | 196505845.0805 | 470497762.5157 | 668475523.9091 | 1752 | 3.0641 | 6642459.1192 | 392185.5902 | 493.0622 | 721.0758 | 14 | 1824 | 2767.1539 | 456 | 114 | 0.48413
2919 | 566.5595 | 53.2 | 600 | 2400 | 7 | 64.96% | 100 | 149.5979 | 149.4166 | 149.4166 | 1 | 149.5979 | 100 | 215.455 | 204.653 | 204.653 | 204.653 | 10.802 | 215.455 | 56.7821 | 51.2075 | 51.2075 | 51.2075 | 5.5746 | 56.7821 | 170.5645 | 113.0142 | 113.0142 | 152.8574 | 17.7071 | 113.0142 | 39.8433 | 39.8433 | 170.5645 | 101.575 | 83.3448 | 83.3448 | 83.3448 | 18.2301 | 101.575 | 2296.1997 | 2296.1997 | 939.2071 | 939.2071 | 106.899 | 106.899 | 680.8732 | 680.8732 | 569.2204 | 569.2204 | 441367385.5472 | 196505845.0805 | 500154119.5807 | 613972649.7917 | 1752 | 5.2487 | 6083211.5187 | 359166.3655 | 451.5499 | 793.1834 | 14 | 1824 | 2767.1539 | 456 | 114 | 0.51456
2920 | 618.065 | 53.2 | 600 | 2400 | 6 | 67.7% | 100 | 146.7784 | 146.7017 | 146.7017 | 1 | 146.7784 | 100 | 223.6624 | 212.4492 | 212.4492 | 212.4492 | 11.2132 | 223.6624 | 56.7834 | 51.2088 | 51.2088 | 51.2088 | 5.5746 | 56.7834 | 162.1102 | 105.0224 | 105.0224 | 144.8356 | 17.2745 | 105.0224 | 39.8132 | 39.8132 | 162.1102 | 96.0956 | 78.8258 | 78.8258 | 78.8258 | 17.2698 | 96.0956 | 2284.374 | 2284.374 | 1024.6162 | 1024.6162 | 106.9017 | 106.9017 | 583.6208 | 583.6208 | 569.2352 | 569.2352 | 462725597.1081 | 196505845.0805 | 526853810.4969 | 565914747.3145 | 1752 | 7.6592 | 5617468.1499 | 331667.839 | 416.9783 | 865.2909 | 14 | 1824 | 2767.1539 | 456 | 114 | 0.54214
2921 | 669.5704 | 53.2 | 600 | 2400 | 6 | 70.2% | 100 | 150.3039 | 150.1435 | 150.1435 | 1 | 150.3039 | 100 | 232.0948 | 220.4569 | 220.4569 | 220.4569 | 11.638 | 232.0948 | 56.7742 | 51.1996 | 51.1996 | 51.1996 | 5.5746 | 56.7742 | 171.0467 | 113.4206 | 113.4206 | 153.3151 | 17.7316 | 113.4206 | 39.8945 | 39.8945 | 171.0467 | 91.7874 | 75.2696 | 75.2696 | 75.2696 | 16.5179 | 91.7874 | 2369.3302 | 2369.3302 | 1109.8002 | 1109.8002 | 106.8824 | 106.8824 | 583.5153 | 583.5153 | 569.1323 | 569.1323 | 482767917.4752 | 196505845.0805 | 550590023.1402 | 522136214.3041 | 1752 | 10.1711 | 5193296.3493 | 306623.7906 | 385.4925 | 937.3985 | 14 | 1824 | 2767.1539 | 456 | 114 | 0.56648
2922 | 721.0758 | 53.2 | 600 | 2400 | 6 | 72.44% | 100 | 153.9348 | 153.6838 | 153.6838 | 1 | 153.9348 | 100 | 240.6952 | 228.624 | 228.624 | 228.624 | 12.0711 | 240.6952 | 56.7656 | 51.191 | 51.191 | 51.191 | 5.5746 | 56.7656 | 180.516 | 122.337 | 122.337 | 162.2994 | 18.2166 | 122.337 | 39.9623 | 39.9623 | 180.516 | 88.1702 | 72.282 | 72.282 | 72.282 | 15.8882 | 88.1702 | 2454.2883 | 2454.2883 | 1194.9693 | 1194.9693 | 106.8645 | 106.8645 | 583.4176 | 583.4176 | 569.037 | 569.037 | 500668493.8248 | 196505845.0805 | 572003661.8593 | 482822006.9439 | 1752 | 12.7629 | 4807214.9189 | 283828.6825 | 356.8341 | 1009.5061 | 14 | 1824 | 2767.1539 | 456 | 114 | 0.58854
2923 | 772.5812 | 53.2 | 600 | 2400 | 6 | 74.54% | 100 | 157.6435 | 157.2981 | 157.2981 | 1 | 157.6435 | 100 | 249.3573 | 236.8499 | 236.8499 | 236.8499 | 12.5074 | 249.3573 | 56.7576 | 51.183 | 51.183 | 51.183 | 5.5746 | 56.7576 | 190.7068 | 131.9665 | 131.9665 | 171.9652 | 18.7416 | 131.9665 | 39.9987 | 39.9987 | 190.7068 | 85.0481 | 69.7047 | 69.7047 | 69.7047 | 15.3435 | 85.0481 | 2539.2484 | 2539.2484 | 1280.1251 | 1280.1251 | 106.8479 | 106.8479 | 583.3268 | 583.3268 | 568.9485 | 568.9485 | 517360232.2468 | 196505845.0805 | 592035315.7395 | 446098606.9333 | 1752 | 15.3169 | 4440049.7697 | 262150.4338 | 329.5798 | 1081.6137 | 14 | 1824 | 2767.1539 | 456 | 114 | 0.60918
2924 | 824.0866 | 53.2 | 600 | 2400 | 6 | 76.47% | 100 | 161.4404 | 161.0016 | 161.0016 | 1 | 161.4404 | 100 | 257.9904 | 245.0482 | 245.0482 | 245.0482 | 12.9422 | 257.9904 | 56.7502 | 51.1756 | 51.1756 | 51.1756 | 5.5746 | 56.7502 | 201.65 | 142.2908 | 142.2908 | 182.3443 | 19.3057 | 142.2908 | 40.0535 | 40.0535 | 201.65 | 82.3817 | 67.5022 | 67.5022 | 67.5022 | 14.8796 | 82.3817 | 2624.2101 | 2624.2101 | 1365.2691 | 1365.2691 | 106.8324 | 106.8324 | 583.2424 | 583.2424 | 568.8661 | 568.8661 | 533120467.9168 | 196505845.0805 | 610208256.5766 | 412165430.4261 | 1752 | 17.8471 | 4108405.1625 | 242569.3971 | 304.9622 | 1153.7213 | 14 | 1824 | 2767.1539 | 456 | 114 | 0.62791
2925 | 875.592 | 53.2 | 600 | 2400 | 6 | 78.2% | 100 | 165.3126 | 164.8405 | 164.8405 | 1 | 165.3126 | 100 | 266.6136 | 253.2371 | 253.2371 | 253.2371 | 13.3765 | 266.6136 | 56.7433 | 51.1687 | 51.1687 | 51.1687 | 5.5746 | 56.7433 | 213.272 | 153.2809 | 153.2809 | 193.3676 | 19.9044 | 153.2809 | 40.0868 | 40.0868 | 213.272 | 80.1076 | 65.6218 | 65.6218 | 65.6218 | 14.4859 | 80.1076 | 2709.1732 | 2709.1732 | 1450.4024 | 1450.4024 | 106.818 | 106.818 | 583.1636 | 583.1636 | 568.7892 | 568.7892 | 547855680.3841 | 196505845.0805 | 625667334.1713 | 381971140.3641 | 1752 | 20.375 | 3806436.4951 | 224740.4939 | 282.5474 | 1225.8288 | 14 | 1824 | 2767.1539 | 456 | 114 | 0.64385
2926 | 927.0974 | 53.2 | 600 | 2400 | 7 | 79.78% | 100 | 175.3972 | 174.4552 | 174.4552 | 1 | 175.3972 | 100 | 275.3526 | 261.5343 | 261.5343 | 261.5343 | 13.8184 | 275.3526 | 56.73 | 51.1554 | 51.1554 | 51.1554 | 5.5746 | 56.73 | 254.239 | 192.1456 | 192.1456 | 232.2278 | 22.0112 | 192.1456 | 40.0822 | 40.0822 | 254.239 | 78.1688 | 64.0137 | 64.0137 | 64.0137 | 14.1552 | 78.1688 | 2890.9307 | 2890.9307 | 1535.3196 | 1535.3196 | 106.7901 | 106.7901 | 680.18 | 680.18 | 568.6409 | 568.6409 | 560581112.1178 | 196505845.0805 | 640684998.1295 | 354228044.6723 | 1752 | 22.8322 | 3541299.3801 | 209086.2078 | 262.8666 | 1297.9364 | 14 | 1824 | 2767.1539 | 456 | 114 | 0.65937
2927 | 978.6028 | 53.2 | 600 | 2400 | 7 | 81.11% | 100 | 179.4625 | 178.4525 | 178.4525 | 1 | 179.4625 | 100 | 284.5345 | 270.2538 | 270.2538 | 270.2538 | 14.2807 | 284.5345 | 56.7243 | 51.1497 | 51.1497 | 51.1497 | 5.5746 | 56.7243 | 268.3908 | 205.5021 | 205.5021 | 245.6557 | 22.7351 | 205.5021 | 40.1535 | 40.1535 | 268.3908 | 76.5382 | 62.6569 | 62.6569 | 62.6569 | 13.8814 | 76.5382 | 2975.8976 | 2975.8976 | 1620.4362 | 1620.4362 | 106.7783 | 106.7783 | 680.105 | 680.105 | 568.5781 | 568.5781 | 571958502.7944 | 196505845.0805 | 652645261.3731 | 330890390.752 | 1752 | 25.2985 | 3306692.0056 | 195234.4655 | 245.452 | 1370.044 | 14 | 1824 | 2767.1539 | 456 | 114 | 0.67159
2928 | 1030.1083 | 53.2 | 600 | 2400 | 7 | 82.35% | 100 | 183.5939 | 182.4569 | 182.4569 | 1 | 183.5939 | 100 | 293.8928 | 279.141 | 279.141 | 279.141 | 14.7518 | 293.8928 | 56.719 | 51.1444 | 51.1444 | 51.1444 | 5.5746 | 56.719 | 282.8508 | 219.1746 | 219.1746 | 259.3722 | 23.4786 | 219.1746 | 40.1976 | 40.1976 | 282.8508 | 75.1283 | 61.4812 | 61.4812 | 61.4812 | 13.6472 | 75.1283 | 3060.8656 | 3060.8656 | 1705.5451 | 1705.5451 | 106.7672 | 106.7672 | 680.0343 | 680.0343 | 568.519 | 568.519 | 582433094.4072 | 196505845.0805 | 663795323.6037 | 309265736.9087 | 1752 | 27.6643 | 3095873.2058 | 182787.2537 | 229.8031 | 1442.1516 | 14 | 1824 | 2767.1539 | 456 | 114 | 0.68298
2929 | 103.0108 | 102.6 | 600 | 2400 | 7 | 33.81% | 100 | 127.9798 | 128.5013 | 128.5013 | 1 | 127.9798 | 100 | 166.9835 | 158.6285 | 158.6285 | 158.6285 | 8.355 | 166.9835 | 56.8907 | 51.3161 | 51.3161 | 51.3161 | 5.5746 | 56.8907 | 117.0741 | 61.6394 | 61.6394 | 101.9104 | 15.1637 | 61.6394 | 40.271 | 40.271 | 117.0741 | 463.0435 | 379.2637 | 379.2637 | 379.2637 | 83.7798 | 463.0435 | 1630.4703 | 1630.4703 | 171.127 | 171.127 | 206.5994 | 206.5994 | 682.3168 | 682.3168 | 570.4272 | 570.4272 | 104679237.6993 | 378975558.3695 | 108691601.6435 | 1159653602.2877 | 1752 | -4.0556e-19 | 11653005.0271 | 688019.3875 | 864.9893 | 144.2152 | 27 | 1824 | 2767.1539 | 456 | 114 | 0.1121
2930 | 154.5162 | 102.6 | 600 | 2400 | 7 | 38.7% | 100 | 130.2004 | 130.8491 | 130.8491 | 1 | 130.2004 | 100 | 176.029 | 167.2183 | 167.2183 | 167.2183 | 8.8107 | 176.029 | 56.8716 | 51.297 | 51.297 | 51.297 | 5.5746 | 56.8716 | 121.7488 | 66.2956 | 66.2956 | 106.4105 | 15.3383 | 66.2956 | 40.1149 | 40.1149 | 121.7488 | 338.1222 | 276.9358 | 276.9358 | 276.9358 | 61.1864 | 338.1222 | 1715.3971 | 1715.3971 | 256.5952 | 256.5952 | 206.5227 | 206.5227 | 682.0636 | 682.0636 | 570.2156 | 570.2156 | 149072871.0012 | 378975558.3695 | 149920671.9188 | 1074030898.7105 | 1752 | -3.2445e-18 | 10751960.9794 | 634819.7388 | 798.1058 | 216.3227 | 27 | 1824 | 2767.1539 | 456 | 114 | 0.1545
2931 | 206.0217 | 102.6 | 600 | 2400 | 7 | 43.8% | 100 | 132.4323 | 133.0706 | 133.0706 | 1 | 132.4323 | 100 | 181.167 | 172.0963 | 172.0963 | 172.0963 | 9.0708 | 181.167 | 56.8546 | 51.28 | 51.28 | 51.28 | 5.5746 | 56.8546 | 127.7074 | 71.9977 | 71.9977 | 112.0998 | 15.6076 | 71.9977 | 40.1021 | 40.1021 | 127.7074 | 260.4632 | 213.324 | 213.324 | 213.324 | 47.1393 | 260.4632 | 1800.3298 | 1800.3298 | 342.0131 | 342.0131 | 206.454 | 206.454 | 681.8367 | 681.8367 | 570.0259 | 570.0259 | 193215857.7008 | 378975558.3695 | 195234882.7451 | 984573701.1847 | 1752 | -1.0139e-18 | 9846936.9623 | 581385.1038 | 730.9269 | 288.4303 | 27 | 1824 | 2767.1539 | 456 | 114 | 0.20111
2932 | 257.5271 | 102.6 | 600 | 2400 | 7 | 49.01% | 100 | 134.6686 | 135.2101 | 135.2101 | 1 | 134.6686 | 100 | 184.5736 | 175.3297 | 175.3297 | 175.3297 | 9.2439 | 184.5736 | 56.8392 | 51.2646 | 51.2646 | 51.2646 | 5.5746 | 56.8392 | 135.0847 | 78.9469 | 78.9469 | 119.1198 | 15.9649 | 78.9469 | 40.1729 | 40.1729 | 135.0847 | 209.876 | 171.8909 | 171.8909 | 171.8909 | 37.9851 | 209.876 | 1885.2675 | 1885.2675 | 427.3882 | 427.3882 | 206.3921 | 206.3921 | 681.6323 | 681.6323 | 569.855 | 569.855 | 237229348.0711 | 378975558.3695 | 242442513.3671 | 893352580.1923 | 1752 | 2.0278e-18 | 8947610.3013 | 528286.8534 | 664.1709 | 360.5379 | 27 | 1824 | 2767.1539 | 456 | 114 | 0.24966
2933 | 309.0325 | 102.6 | 600 | 2400 | 7 | 54.2% | 100 | 137.0961 | 137.4835 | 137.4835 | 1 | 137.0961 | 100 | 187.4662 | 178.075 | 178.075 | 178.075 | 9.3912 | 187.4662 | 56.8252 | 51.2506 | 51.2506 | 51.2506 | 5.5746 | 56.8252 | 143.9965 | 87.4342 | 87.4342 | 127.5845 | 16.412 | 87.4342 | 40.1503 | 40.1503 | 143.9965 | 176.5231 | 144.8548 | 144.8548 | 144.8548 | 31.6683 | 176.5231 | 1970.2096 | 1970.2096 | 512.7265 | 512.7265 | 206.336 | 206.336 | 681.447 | 681.447 | 569.7001 | 569.7001 | 279877373.2117 | 378975558.3695 | 290804147.9619 | 802342920.4569 | 1752 | 0.024713 | 8028873.1293 | 474042.5632 | 595.9741 | 432.6455 | 27 | 1824 | 2767.1539 | 456 | 114 | 0.29989
2934 | 360.5379 | 102.6 | 600 | 2400 | 7 | 59.12% | 100 | 139.4469 | 139.6309 | 139.6309 | 1 | 139.4469 | 100 | 190.6224 | 181.0708 | 181.0708 | 181.0708 | 9.5516 | 190.6224 | 56.8126 | 51.238 | 51.238 | 51.238 | 5.5746 | 56.8126 | 154.6893 | 97.4563 | 97.4563 | 137.7368 | 16.9525 | 97.4563 | 40.2805 | 40.2805 | 154.6893 | 152.29 | 124.9553 | 124.9553 | 124.9553 | 27.3347 | 152.29 | 2055.1555 | 2055.1555 | 598.0329 | 598.0329 | 206.285 | 206.285 | 681.2784 | 681.2784 | 569.5592 | 569.5592 | 320525609.6057 | 378975558.3695 | 336297598.4746 | 716201233.5502 | 1752 | 0.43288 | 7191496.7534 | 424601.9958 | 533.8166 | 504.753 | 27 | 1824 | 2767.1539 | 456 | 114 | 0.34659
2935 | 412.0433 | 102.6 | 600 | 2400 | 7 | 63.39% | 100 | 141.9961 | 141.9835 | 141.9835 | 1 | 141.9961 | 100 | 195.6496 | 185.844 | 185.844 | 185.844 | 9.8056 | 195.6496 | 56.801 | 51.2264 | 51.2264 | 51.2264 | 5.5746 | 56.801 | 166.4736 | 108.6005 | 108.6005 | 148.9269 | 17.5467 | 108.6005 | 40.3264 | 40.3264 | 166.4736 | 135.3465 | 111.0246 | 111.0246 | 111.0246 | 24.3219 | 135.3465 | 2140.1046 | 2140.1046 | 683.3116 | 683.3116 | 206.2383 | 206.2383 | 681.1243 | 681.1243 | 569.4303 | 569.4303 | 355380182.6447 | 378975558.3695 | 376264678.6353 | 641379580.3506 | 1752 | 1.4809 | 6438299.5698 | 380131.5554 | 477.9076 | 576.8606 | 27 | 1824 | 2767.1539 | 456 | 114 | 0.38768
2936 | 463.5487 | 102.6 | 600 | 2400 | 7 | 67.04% | 100 | 144.9006 | 144.725 | 144.725 | 1 | 144.9006 | 100 | 202.814 | 192.6473 | 192.6473 | 192.6473 | 10.1667 | 202.814 | 56.7903 | 51.2157 | 51.2157 | 51.2157 | 5.5746 | 56.7903 | 178.8131 | 120.3375 | 120.3375 | 160.6381 | 18.175 | 120.3375 | 40.3006 | 40.3006 | 178.8131 | 123.6186 | 101.4187 | 101.4187 | 101.4187 | 22.1999 | 123.6186 | 2225.0566 | 2225.0566 | 768.566 | 768.566 | 206.1955 | 206.1955 | 680.983 | 680.983 | 569.3121 | 569.3121 | 384240372.8977 | 378975558.3695 | 411288166.7333 | 577495901.9995 | 1752 | 3.1449 | 5793870.802 | 342083.0448 | 430.0724 | 648.9682 | 27 | 1824 | 2767.1539 | 456 | 114 | 0.42372
2937 | 515.0541 | 102.6 | 600 | 2400 | 6 | 70.13% | 100 | 141.9414 | 141.8322 | 141.8322 | 1 | 141.9414 | 100 | 211.2227 | 200.6348 | 200.6348 | 200.6348 | 10.5879 | 211.2227 | 56.7918 | 51.2172 | 51.2172 | 51.2172 | 5.5746 | 56.7918 | 171.7823 | 113.6584 | 113.6584 | 153.9744 | 17.8079 | 113.6584 | 40.316 | 40.316 | 171.7823 | 115.0406 | 94.3798 | 94.3798 | 94.3798 | 20.6608 | 115.0406 | 2213.2312 | 2213.2312 | 853.986 | 853.986 | 206.2013 | 206.2013 | 583.716 | 583.716 | 569.328 | 569.328 | 408815522.4239 | 378975558.3695 | 440908275.102 | 523300661.9219 | 1752 | 5.3152 | 5260135.2234 | 310570.1067 | 390.4538 | 721.0758 | 27 | 1824 | 2767.1539 | 456 | 114 | 0.45392
2938 | 566.5595 | 102.6 | 600 | 2400 | 6 | 72.75% | 100 | 145.315 | 145.128 | 145.128 | 1 | 145.315 | 100 | 220.5765 | 209.5177 | 209.5177 | 209.5177 | 11.0588 | 220.5765 | 56.7819 | 51.2073 | 51.2073 | 51.2073 | 5.5746 | 56.7819 | 183.1217 | 124.4296 | 124.4296 | 164.7376 | 18.3841 | 124.4296 | 40.308 | 40.308 | 183.1217 | 108.4427 | 88.9374 | 88.9374 | 88.9374 | 19.5053 | 108.4427 | 2298.1854 | 2298.1854 | 939.203 | 939.203 | 206.1614 | 206.1614 | 583.6031 | 583.6031 | 569.2179 | 569.2179 | 429807628.7479 | 378975558.3695 | 465774964.0238 | 477441848.8588 | 1752 | 7.8153 | 4790490.1623 | 282841.2156 | 355.5926 | 793.1834 | 27 | 1824 | 2767.1539 | 456 | 114 | 0.47959
2939 | 618.065 | 102.6 | 600 | 2400 | 6 | 75.12% | 100 | 148.8787 | 148.5915 | 148.5915 | 1 | 148.8787 | 100 | 230.1858 | 218.6432 | 218.6432 | 218.6432 | 11.5425 | 230.1858 | 56.7727 | 51.1981 | 51.1981 | 51.1981 | 5.5746 | 56.7727 | 195.0826 | 135.719 | 135.719 | 176.0872 | 18.9954 | 135.719 | 40.3682 | 40.3682 | 195.0826 | 103.2941 | 84.6865 | 84.6865 | 84.6865 | 18.6075 | 103.2941 | 2383.1419 | 2383.1419 | 1024.4021 | 1024.4021 | 206.1246 | 206.1246 | 583.4989 | 583.4989 | 569.1163 | 569.1163 | 449069161.5394 | 378975558.3695 | 488080389.2193 | 435874890.8719 | 1752 | 10.4215 | 4380733.7599 | 258648.2844 | 325.1769 | 865.2909 | 27 | 1824 | 2767.1539 | 456 | 114 | 0.50239
2940 | 669.5704 | 102.6 | 600 | 2400 | 6 | 77.29% | 100 | 152.5338 | 152.1329 | 152.1329 | 1 | 152.5338 | 100 | 239.7555 | 227.7312 | 227.7312 | 227.7312 | 12.0243 | 239.7555 | 56.7643 | 51.1897 | 51.1897 | 51.1897 | 5.5746 | 56.7643 | 208.3 | 148.1993 | 148.1993 | 188.6265 | 19.6735 | 148.1993 | 40.4272 | 40.4272 | 208.3 | 98.9172 | 81.0747 | 81.0747 | 81.0747 | 17.8424 | 98.9172 | 2468.1004 | 2468.1004 | 1109.5854 | 1109.5854 | 206.0905 | 206.0905 | 583.4024 | 583.4024 | 569.0222 | 569.0222 | 466423033.6124 | 378975558.3695 | 508744878.7918 | 397856529.2264 | 1752 | 13.0383 | 3999413.6892 | 236134.2976 | 296.8719 | 937.3985 | 27 | 1824 | 2767.1539 | 456 | 114 | 0.52382
2941 | 721.0758 | 102.6 | 600 | 2400 | 6 | 79.19% | 100 | 156.2866 | 155.8323 | 155.8323 | 1 | 156.2866 | 100 | 249.5251 | 237.009 | 237.009 | 237.009 | 12.5161 | 249.5251 | 56.7564 | 51.1818 | 51.1818 | 51.1818 | 5.5746 | 56.7564 | 222.2816 | 161.4926 | 161.4926 | 201.8931 | 20.3885 | 161.4926 | 40.4006 | 40.4006 | 222.2816 | 95.3066 | 78.0936 | 78.0936 | 78.0936 | 17.2129 | 95.3066 | 2553.0607 | 2553.0607 | 1194.7545 | 1194.7545 | 206.0588 | 206.0588 | 583.3127 | 583.3127 | 568.9347 | 568.9347 | 482079175.7568 | 378975558.3695 | 526266849.7748 | 364678416.0989 | 1752 | 15.7113 | 3671505.0169 | 216773.8388 | 272.5316 | 1009.5061 | 27 | 1824 | 2767.1539 | 456 | 114 | 0.54201
2942 | 772.5812 | 102.6 | 600 | 2400 | 6 | 80.83% | 100 | 160.1763 | 159.6615 | 159.6615 | 1 | 160.1763 | 100 | 259.5913 | 246.5685 | 246.5685 | 246.5685 | 13.0228 | 259.5913 | 56.7491 | 51.1745 | 51.1745 | 51.1745 | 5.5746 | 56.7491 | 236.8338 | 175.2574 | 175.2574 | 215.7038 | 21.13 | 175.2574 | 40.4464 | 40.4464 | 236.8338 | 92.3548 | 75.6508 | 75.6508 | 75.6508 | 16.704 | 92.3548 | 2638.0226 | 2638.0226 | 1279.9109 | 1279.9109 | 206.0293 | 206.0293 | 583.2292 | 583.2292 | 568.8533 | 568.8533 | 495687678.9226 | 378975558.3695 | 541523119.1221 | 335813643.5858 | 1752 | 18.4305 | 3374202.6064 | 199220.4419 | 250.4632 | 1081.6137 | 27 | 1824 | 2767.1539 | 456 | 114 | 0.55732
2943 | 824.0866 | 102.6 | 600 | 2400 | 6 | 82.35% | 100 | 164.1478 | 163.5561 | 163.5561 | 1 | 164.1478 | 100 | 269.7652 | 256.2303 | 256.2303 | 256.2303 | 13.5349 | 269.7652 | 56.7422 | 51.1676 | 51.1676 | 51.1676 | 5.5746 | 56.7422 | 251.9967 | 189.6977 | 189.6977 | 230.0833 | 21.9134 | 189.6977 | 40.3856 | 40.3856 | 251.9967 | 89.912 | 73.6301 | 73.6301 | 73.6301 | 16.2819 | 89.912 | 2722.986 | 2722.986 | 1365.0558 | 1365.0558 | 206.0018 | 206.0018 | 583.1513 | 583.1513 | 568.7772 | 568.7772 | 508636918.6636 | 378975558.3695 | 555196741.9842 | 309190780.9827 | 1752 | 21.0475 | 3098718.6375 | 182955.2544 | 230.0144 | 1153.7213 | 27 | 1824 | 2767.1539 | 456 | 114 | 0.57148
2944 | 875.592 | 102.6 | 600 | 2400 | 6 | 83.68% | 100 | 168.1902 | 167.548 | 167.548 | 1 | 168.1902 | 100 | 280.0757 | 266.0219 | 266.0219 | 266.0219 | 14.0539 | 280.0757 | 56.7358 | 51.1612 | 51.1612 | 51.1612 | 5.5746 | 56.7358 | 268.0181 | 204.9813 | 204.9813 | 245.2801 | 22.738 | 204.9813 | 40.2988 | 40.2988 | 268.0181 | 87.7985 | 71.8795 | 71.8795 | 71.8795 | 15.919 | 87.7985 | 2807.9508 | 2807.9508 | 1450.1903 | 1450.1903 | 205.976 | 205.976 | 583.0783 | 583.0783 | 568.7061 | 568.7061 | 519872399.5341 | 378975558.3695 | 567203599.1706 | 285948442.9258 | 1752 | 23.6232 | 2863360.5207 | 169059.1866 | 212.544 | 1225.8288 | 27 | 1824 | 2767.1539 | 456 | 114 | 0.58394
2945 | 927.0974 | 102.6 | 600 | 2400 | 6 | 84.92% | 100 | 172.3258 | 171.5692 | 171.5692 | 1 | 172.3258 | 100 | 290.5123 | 275.9332 | 275.9332 | 275.9332 | 14.5792 | 290.5123 | 56.7298 | 51.1552 | 51.1552 | 51.1552 | 5.5746 | 56.7298 | 284.8341 | 220.9011 | 220.9011 | 261.2322 | 23.6019 | 220.9011 | 40.3311 | 40.3311 | 284.8341 | 85.9879 | 70.3753 | 70.3753 | 70.3753 | 15.6126 | 85.9879 | 2892.9167 | 2892.9167 | 1535.3155 | 1535.3155 | 205.9518 | 205.9518 | 583.0099 | 583.0099 | 568.6394 | 568.6394 | 530384998.3502 | 378975558.3695 | 578366015.6317 | 264273427.6486 | 1752 | 26.0928 | 2652139.9981 | 156588.2562 | 196.8653 | 1297.9364 | 27 | 1824 | 2767.1539 | 456 | 114 | 0.59533
2946 | 978.6028 | 102.6 | 600 | 2400 | 7 | 85.91% | 100 | 182.6852 | 181.6479 | 181.6479 | 1 | 182.6852 | 100 | 301.1391 | 286.0233 | 286.0233 | 286.0233 | 15.1158 | 301.1391 | 56.7182 | 51.1436 | 51.1436 | 51.1436 | 5.5746 | 56.7182 | 343.4027 | 276.3654 | 276.3654 | 316.7955 | 26.6071 | 276.3654 | 40.4302 | 40.4302 | 343.4027 | 84.476 | 69.1141 | 69.1141 | 69.1141 | 15.3619 | 84.476 | 3074.6792 | 3074.6792 | 1620.2414 | 1620.2414 | 205.9049 | 205.9049 | 680.0232 | 680.0232 | 568.5097 | 568.5097 | 539331400.6025 | 378975558.3695 | 586860461.3218 | 246832579.7062 | 1752 | 28.5454 | 2488584.5467 | 146931.5779 | 184.7248 | 1370.044 | 27 | 1824 | 2767.1539 | 456 | 114 | 0.60402
2947 | 1030.1083 | 102.6 | 600 | 2400 | 7 | 86.91% | 100 | 186.9451 | 185.7502 | 185.7502 | 1 | 186.9451 | 100 | 311.8975 | 296.2403 | 296.2403 | 296.2403 | 15.6572 | 311.8975 | 56.7132 | 51.1386 | 51.1386 | 51.1386 | 5.5746 | 56.7132 | 364.2496 | 296.114 | 296.114 | 336.5729 | 27.6767 | 296.114 | 40.4589 | 40.4589 | 364.2496 | 83.1194 | 67.9827 | 67.9827 | 67.9827 | 15.1367 | 83.1194 | 3159.6482 | 3159.6482 | 1705.3516 | 1705.3516 | 205.8849 | 205.8849 | 679.9571 | 679.9571 | 568.4545 | 568.4545 | 547784835.0462 | 378975558.3695 | 595825199.1334 | 229414407.4509 | 1752 | 30.8329 | 2303122.2258 | 135981.4691 | 170.9581 | 1442.1516 | 27 | 1824 | 2767.1539 | 456 | 114 | 0.61309
2948 | 51.5054 | 152 | 600 | 2400 | 7 | 41.63% | 100 | 126.5827 | 126.5778 | 126.5778 | 1 | 126.5827 | 100 | 141.7346 | 134.6425 | 134.6425 | 134.6425 | 7.0921 | 141.7346 | 56.8874 | 51.3128 | 51.3128 | 51.3128 | 5.5746 | 56.8874 | 128.9139 | 70.0959 | 70.0959 | 112.6398 | 16.2741 | 70.0959 | 42.5439 | 42.5439 | 128.9139 | 463.4653 | 379.5848 | 379.5848 | 379.5848 | 83.8805 | 463.4653 | 1644.2767 | 1644.2767 | 85.5581 | 85.5581 | 306.0538 | 306.0538 | 682.2736 | 682.2736 | 570.3912 | 570.3912 | 61655280.4209 | 561445271.6585 | 106278454.2868 | 1022620993.6338 | 1752 | 0.00022982 | 10855631.2316 | 640940.6615 | 805.8011 | 72.1076 | 40 | 1824 | 2767.1539 | 456 | 114 | 0.10972
2949 | 154.5162 | 152 | 600 | 2400 | 7 | 50.27% | 100 | 130.9279 | 131.3264 | 131.3264 | 1 | 130.9279 | 100 | 167.1655 | 158.7953 | 158.7953 | 158.7953 | 8.3701 | 167.1655 | 56.8519 | 51.2773 | 51.2773 | 51.2773 | 5.5746 | 56.8519 | 139.5904 | 81.5983 | 81.5983 | 123.0805 | 16.5099 | 81.5983 | 41.4822 | 41.4822 | 139.5904 | 309.769 | 253.7034 | 253.7034 | 253.7034 | 56.0656 | 309.769 | 1814.138 | 1814.138 | 256.4968 | 256.4968 | 305.8422 | 305.8422 | 681.802 | 681.802 | 569.9969 | 569.9969 | 156740211.1764 | 561445271.6585 | 162490587.772 | 871323929.3931 | 1752 | -6.8945e-18 | 9010468.6859 | 531998.1525 | 668.8368 | 216.3227 | 40 | 1824 | 2767.1539 | 456 | 114 | 0.16758
2950 | 206.0217 | 152 | 600 | 2400 | 7 | 55.1% | 100 | 133.1474 | 133.5261 | 133.5261 | 1 | 133.1474 | 100 | 173.9016 | 165.1918 | 165.1918 | 165.1918 | 8.7098 | 173.9016 | 56.8368 | 51.2622 | 51.2622 | 51.2622 | 5.5746 | 56.8368 | 148.1524 | 89.9214 | 89.9214 | 131.2795 | 16.8728 | 89.9214 | 41.3581 | 41.3581 | 148.1524 | 248.977 | 203.9131 | 203.9131 | 203.9131 | 45.0639 | 248.977 | 1899.0765 | 1899.0765 | 341.8948 | 341.8948 | 305.752 | 305.752 | 681.6009 | 681.6009 | 569.8287 | 569.8287 | 200850263.6709 | 561445271.6585 | 203043068.2759 | 786661396.3947 | 1752 | 1.6222e-18 | 8112642.9126 | 478988.5179 | 602.1922 | 288.4303 | 40 | 1824 | 2767.1539 | 456 | 114 | 0.20961
2951 | 257.5271 | 152 | 600 | 2400 | 7 | 59.94% | 100 | 135.6665 | 135.9224 | 135.9224 | 1 | 135.6665 | 100 | 178.9216 | 169.9581 | 169.9581 | 169.9581 | 8.9636 | 178.9216 | 56.8231 | 51.2485 | 51.2485 | 51.2485 | 5.5746 | 56.8231 | 158.9773 | 100.2424 | 100.2424 | 141.5949 | 17.3825 | 100.2424 | 41.3525 | 41.3525 | 158.9773 | 208.4245 | 171.0149 | 171.0149 | 171.0149 | 37.4096 | 208.4245 | 1984.0193 | 1984.0193 | 427.2542 | 427.2542 | 305.6702 | 305.6702 | 681.4185 | 681.4185 | 569.6763 | 569.6763 | 244036559.1385 | 561445271.6585 | 244597742.9583 | 701920426.2446 | 1752 | 0.19571 | 7226886.7196 | 426691.4982 | 536.4436 | 360.5379 | 40 | 1824 | 2767.1539 | 456 | 114 | 0.2528
2952 | 309.0325 | 152 | 600 | 2400 | 7 | 64.55% | 100 | 138.0155 | 138.0976 | 138.0976 | 1 | 138.0155 | 100 | 184.2134 | 174.9826 | 174.9826 | 174.9826 | 9.2308 | 184.2134 | 56.8106 | 51.236 | 51.236 | 51.236 | 5.5746 | 56.8106 | 171.9871 | 112.6723 | 112.6723 | 153.9618 | 18.0253 | 112.6723 | 41.2895 | 41.2895 | 171.9871 | 178.3632 | 146.3231 | 146.3231 | 146.3231 | 32.0401 | 178.3632 | 2068.9657 | 2068.9657 | 512.5801 | 512.5801 | 305.5957 | 305.5957 | 681.2524 | 681.2524 | 569.5374 | 569.5374 | 283768559.8727 | 561445271.6585 | 285672947.2129 | 621113221.2559 | 1752 | 0.73196 | 6389797.4693 | 377267.8833 | 474.3074 | 432.6455 | 40 | 1824 | 2767.1539 | 456 | 114 | 0.29498
2953 | 360.5379 | 152 | 600 | 2400 | 6 | 68.73% | 100 | 134.488 | 134.5452 | 134.5452 | 1 | 134.488 | 100 | 190.5333 | 180.9861 | 180.9861 | 180.9861 | 9.5472 | 190.5333 | 56.8123 | 51.2377 | 51.2377 | 51.2377 | 5.5746 | 56.8123 | 168.1352 | 108.9404 | 108.9404 | 150.3266 | 17.8086 | 108.9404 | 41.3862 | 41.3862 | 168.1352 | 157.3081 | 129.0172 | 129.0172 | 129.0172 | 28.291 | 157.3081 | 2057.141 | 2057.141 | 598.0296 | 598.0296 | 305.6057 | 305.6057 | 583.9497 | 583.9497 | 569.556 | 569.556 | 319328503.9368 | 561445271.6585 | 323288900.2087 | 547937324.196 | 1752 | 1.7757 | 5650965.424 | 333645.5928 | 419.4647 | 504.753 | 40 | 1824 | 2767.1539 | 456 | 114 | 0.33377
2954 | 412.0433 | 152 | 600 | 2400 | 6 | 72.28% | 100 | 137.3224 | 137.2129 | 137.2129 | 1 | 137.3224 | 100 | 198.531 | 188.5809 | 188.5809 | 188.5809 | 9.9501 | 198.531 | 56.8007 | 51.2261 | 51.2261 | 51.2261 | 5.5746 | 56.8007 | 182.5271 | 122.6335 | 122.6335 | 163.9942 | 18.5329 | 122.6335 | 41.3606 | 41.3606 | 182.5271 | 142.1522 | 116.5455 | 116.5455 | 116.5455 | 25.6067 | 142.1522 | 2142.0902 | 2142.0902 | 683.3082 | 683.3082 | 305.5367 | 305.5367 | 583.8179 | 583.8179 | 569.4275 | 569.4275 | 348671913.2967 | 561445271.6585 | 356213240.3262 | 485669574.7186 | 1752 | 3.4745 | 5004004.7883 | 295447.595 | 371.4416 | 576.8606 | 40 | 1824 | 2767.1539 | 456 | 114 | 0.36714
2955 | 463.5487 | 152 | 600 | 2400 | 6 | 75.21% | 100 | 140.5441 | 140.3114 | 140.3114 | 1 | 140.5441 | 100 | 208.1151 | 197.6826 | 197.6826 | 197.6826 | 10.4325 | 208.1151 | 56.7901 | 51.2155 | 51.2155 | 51.2155 | 5.5746 | 56.7901 | 197.4954 | 136.8796 | 136.8796 | 178.208 | 19.2874 | 136.8796 | 41.3284 | 41.3284 | 197.4954 | 131.8574 | 108.1141 | 108.1141 | 108.1141 | 23.7434 | 131.8574 | 2227.0423 | 2227.0423 | 768.5624 | 768.5624 | 305.4734 | 305.4734 | 583.697 | 583.697 | 569.3095 | 569.3095 | 373047469.4468 | 561445271.6585 | 383158160.2123 | 434349005.8083 | 1751.9999 | 5.6858 | 4474530.018 | 264186.2245 | 332.1393 | 648.9682 | 40 | 1824 | 2767.1539 | 456 | 114 | 0.3953
2956 | 515.0541 | 152 | 600 | 2400 | 6 | 77.68% | 100 | 143.9636 | 143.6358 | 143.6358 | 1 | 143.9636 | 100 | 218.7006 | 207.7355 | 207.7355 | 207.7355 | 10.9651 | 218.7006 | 56.7803 | 51.2057 | 51.2057 | 51.2057 | 5.5746 | 56.7803 | 213.1799 | 151.7701 | 151.7701 | 193.0976 | 20.0824 | 151.7701 | 41.3275 | 41.3275 | 213.1799 | 123.9739 | 101.6109 | 101.6109 | 101.6109 | 22.363 | 123.9739 | 2311.9969 | 2311.9969 | 853.7953 | 853.7953 | 305.4151 | 305.4151 | 583.5856 | 583.5856 | 569.2009 | 569.2009 | 393575067.8984 | 561445271.6585 | 405851040.2003 | 391128620.2428 | 1752 | 8.2684 | 4027441.389 | 237789.1154 | 298.9524 | 721.0758 | 40 | 1824 | 2767.1539 | 456 | 114 | 0.41854
2957 | 566.5595 | 152 | 600 | 2400 | 6 | 79.88% | 100 | 147.606 | 147.1301 | 147.1301 | 1 | 147.606 | 100 | 229.7125 | 218.1934 | 218.1934 | 218.1934 | 11.5191 | 229.7125 | 56.7713 | 51.1967 | 51.1967 | 51.1967 | 5.5746 | 56.7713 | 229.6038 | 167.4068 | 167.4068 | 208.6805 | 20.9233 | 167.4068 | 41.2737 | 41.2737 | 229.6038 | 118.1286 | 96.815 | 96.815 | 96.815 | 21.3136 | 118.1286 | 2396.9537 | 2396.9537 | 939.0092 | 939.0092 | 305.3613 | 305.3613 | 583.4827 | 583.4827 | 569.1005 | 569.1005 | 411881382.2718 | 561445271.6585 | 426127449.4646 | 352545896.6051 | 1752 | 10.9713 | 3608389.064 | 213047.3322 | 267.8466 | 793.1834 | 40 | 1824 | 2767.1539 | 456 | 114 | 0.43873
2958 | 618.065 | 152 | 600 | 2400 | 6 | 81.67% | 100 | 151.3469 | 150.8559 | 150.8559 | 1 | 151.3469 | 100 | 241.2229 | 229.1247 | 229.1247 | 229.1247 | 12.0982 | 241.2229 | 56.7629 | 51.1883 | 51.1883 | 51.1883 | 5.5746 | 56.7629 | 247.0705 | 184.0582 | 184.0582 | 225.2653 | 21.8052 | 184.0582 | 41.2071 | 41.2071 | 247.0705 | 113.1891 | 92.7337 | 92.7337 | 92.7337 | 20.4554 | 113.1891 | 2481.9125 | 2481.9125 | 1024.2063 | 1024.2063 | 305.3114 | 305.3114 | 583.3873 | 583.3873 | 569.0075 | 569.0075 | 426978038.937 | 561445271.6585 | 442360656.7383 | 321216032.6662 | 1752 | 13.8015 | 3301129.8874 | 194906.0657 | 245.0391 | 865.2909 | 40 | 1824 | 2767.1539 | 456 | 114 | 0.45601
2959 | 669.5704 | 152 | 600 | 2400 | 6 | 83.29% | 100 | 155.2673 | 154.6864 | 154.6864 | 1 | 155.2673 | 100 | 252.8817 | 240.1969 | 240.1969 | 240.1969 | 12.6847 | 252.8817 | 56.7552 | 51.1806 | 51.1806 | 51.1806 | 5.5746 | 56.7552 | 265.203 | 201.1853 | 201.1853 | 242.4778 | 22.7253 | 201.1853 | 41.2925 | 41.2925 | 265.203 | 109.3919 | 89.5927 | 89.5927 | 89.5927 | 19.7992 | 109.3919 | 2566.8731 | 2566.8731 | 1109.3883 | 1109.3883 | 305.265 | 305.265 | 583.2987 | 583.2987 | 568.9211 | 568.9211 | 441115719.2287 | 561445271.6585 | 456693368.4311 | 292745663.1082 | 1752 | 16.6269 | 3005697.3324 | 177463.0692 | 223.1095 | 937.3985 | 40 | 1824 | 2767.1539 | 456 | 114 | 0.47067
2960 | 721.0758 | 152 | 600 | 2400 | 6 | 84.76% | 100 | 159.2413 | 158.5253 | 158.5253 | 1 | 159.2413 | 100 | 264.3747 | 251.1117 | 251.1117 | 251.1117 | 13.263 | 264.3747 | 56.7479 | 51.1733 | 51.1733 | 51.1733 | 5.5746 | 56.7479 | 284.6425 | 219.6953 | 219.6953 | 260.9198 | 23.7227 | 219.6953 | 41.2245 | 41.2245 | 284.6425 | 106.2221 | 86.9664 | 86.9664 | 86.9664 | 19.2557 | 106.2221 | 2651.8353 | 2651.8353 | 1194.5568 | 1194.5568 | 305.2218 | 305.2218 | 583.2162 | 583.2162 | 568.8406 | 568.8406 | 453825517.1488 | 561445271.6585 | 469727840.6359 | 267001370.5568 | 1752 | 19.3765 | 2728926.897 | 161121.9259 | 202.5651 | 1009.5061 | 40 | 1824 | 2767.1539 | 456 | 114 | 0.48399
2961 | 772.5812 | 152 | 600 | 2400 | 6 | 85.99% | 100 | 163.2865 | 162.629 | 162.629 | 1 | 163.2865 | 100 | 276.1419 | 262.2868 | 262.2868 | 262.2868 | 13.8551 | 276.1419 | 56.7412 | 51.1666 | 51.1666 | 51.1666 | 5.5746 | 56.7412 | 305.3672 | 239.5331 | 239.5331 | 280.5865 | 24.7807 | 239.5331 | 41.0533 | 41.0533 | 305.3672 | 103.4752 | 84.6933 | 84.6933 | 84.6933 | 18.7819 | 103.4752 | 2736.7989 | 2736.7989 | 1279.713 | 1279.713 | 305.1814 | 305.1814 | 583.1391 | 583.1391 | 568.7653 | 568.7653 | 465129165.6733 | 561445271.6585 | 479929087.385 | 245496475.2832 | 1752 | 22.1183 | 2505201.2079 | 147912.6626 | 185.9582 | 1081.6137 | 40 | 1824 | 2767.1539 | 456 | 114 | 0.49439
2962 | 824.0866 | 152 | 600 | 2400 | 6 | 87.15% | 100 | 167.4498 | 166.6678 | 166.6678 | 1 | 167.4498 | 100 | 287.9041 | 273.4571 | 273.4571 | 273.4571 | 14.447 | 287.9041 | 56.7348 | 51.1602 | 51.1602 | 51.1602 | 5.5746 | 56.7348 | 326.807 | 259.8882 | 259.8882 | 300.9253 | 25.8817 | 259.8882 | 41.0371 | 41.0371 | 326.807 | 101.2986 | 82.8867 | 82.8867 | 82.8867 | 18.4119 | 101.2986 | 2821.7638 | 2821.7638 | 1364.8583 | 1364.8583 | 305.1437 | 305.1437 | 583.0669 | 583.0669 | 568.695 | 568.695 | 475684141.1118 | 561445271.6585 | 489682696.0258 | 225187909.5712 | 1752 | 24.7288 | 2300136.7081 | 135805.1975 | 170.7365 | 1153.7213 | 40 | 1824 | 2767.1539 | 456 | 114 | 0.50434
2963 | 875.592 | 152 | 600 | 2400 | 6 | 88.15% | 100 | 171.688 | 170.8667 | 170.8667 | 1 | 171.688 | 100 | 299.754 | 284.7107 | 284.7107 | 284.7107 | 15.0432 | 299.754 | 56.7289 | 51.1543 | 51.1543 | 51.1543 | 5.5746 | 56.7289 | 350.0245 | 281.7644 | 281.7644 | 322.9589 | 27.0656 | 281.7644 | 41.1945 | 41.1945 | 350.0245 | 99.3625 | 81.2782 | 81.2782 | 81.2782 | 18.0843 | 99.3625 | 2906.7299 | 2906.7299 | 1449.9936 | 1449.9936 | 305.1082 | 305.1082 | 582.9992 | 582.9992 | 568.6289 | 568.6289 | 484874004.8593 | 561445271.6585 | 498042052.9206 | 207638670.5616 | 1752 | 27.2559 | 2134701.4844 | 126037.5332 | 158.4565 | 1225.8288 | 40 | 1824 | 2767.1539 | 456 | 114 | 0.51287
2964 | 927.0974 | 152 | 600 | 2400 | 6 | 89.1% | 100 | 175.9716 | 175.0188 | 175.0188 | 1 | 175.9716 | 100 | 311.7602 | 296.1128 | 296.1128 | 296.1128 | 15.6474 | 311.7602 | 56.7233 | 51.1487 | 51.1487 | 51.1487 | 5.5746 | 56.7233 | 374.6882 | 305.0463 | 305.0463 | 346.3664 | 28.3217 | 305.0463 | 41.3201 | 41.3201 | 374.6882 | 97.6405 | 79.8462 | 79.8462 | 79.8462 | 17.7943 | 97.6405 | 2991.6971 | 2991.6971 | 1535.1197 | 1535.1197 | 305.0749 | 305.0749 | 582.9356 | 582.9356 | 568.5669 | 568.5669 | 493283229.1625 | 561445271.6585 | 506264881.5089 | 191006617.6701 | 1752 | 29.6464 | 1962145.123 | 115849.421 | 145.6478 | 1297.9364 | 40 | 1824 | 2767.1539 | 456 | 114 | 0.52118
2965 | 978.6028 | 152 | 600 | 2400 | 6 | 89.87% | 100 | 180.2862 | 179.363 | 179.363 | 1 | 180.2862 | 100 | 323.9942 | 307.7312 | 307.7312 | 307.7312 | 16.263 | 323.9942 | 56.718 | 51.1434 | 51.1434 | 51.1434 | 5.5746 | 56.718 | 399.817 | 329.0114 | 329.0114 | 370.2104 | 29.6066 | 329.0114 | 41.199 | 41.199 | 399.817 | 96.1607 | 78.6133 | 78.6133 | 78.6133 | 17.5474 | 96.1607 | 3076.6652 | 3076.6652 | 1620.2376 | 1620.2376 | 305.0436 | 305.0436 | 582.8756 | 582.8756 | 568.5084 | 568.5084 | 500515113.004 | 561445271.6585 | 512598092.3912 | 177441483.2847 | 1752 | 31.9694 | 1808646.9677 | 106786.5478 | 134.2538 | 1370.044 | 40 | 1824 | 2767.1539 | 456 | 114 | 0.52769
2966 | 1030.1083 | 152 | 600 | 2400 | 6 | 90.61% | 100 | 184.6542 | 183.6293 | 183.6293 | 1 | 184.6542 | 100 | 336.3983 | 319.5111 | 319.5111 | 319.5111 | 16.8872 | 336.3983 | 56.7131 | 51.1385 | 51.1385 | 51.1385 | 5.5746 | 56.7131 | 425.7674 | 353.7664 | 353.7664 | 394.8298 | 30.9376 | 353.7664 | 41.0633 | 41.0633 | 425.7674 | 94.8808 | 77.5469 | 77.5469 | 77.5469 | 17.3339 | 94.8808 | 3161.6343 | 3161.6343 | 1705.3479 | 1705.3479 | 305.014 | 305.014 | 582.8191 | 582.8191 | 568.4533 | 568.4533 | 507035429.647 | 561445271.6585 | 518935757.2666 | 164583541.4278 | 1752 | 34.1617 | 1679704.396 | 99173.491 | 124.6825 | 1442.1516 | 40 | 1824 | 2767.1539 | 456 | 114 | 0.5342
2967 | 20.6022 | 201.4 | 600 | 2400 | 7 | 51.88% | 100 | 126.1618 | 126.0707 | 126.0707 | 1 | 126.1618 | 100 | 131.3454 | 124.7719 | 124.7719 | 124.7719 | 6.5736 | 131.3454 | 56.8766 | 51.302 | 51.302 | 51.302 | 5.5746 | 56.8766 | 149.4925 | 85.1485 | 85.1485 | 131.3734 | 18.1192 | 85.1485 | 46.2249 | 46.2249 | 149.4925 | 354.2133 | 290.0999 | 290.0999 | 290.0999 | 64.1135 | 354.2133 | 1692.0539 | 1692.0539 | 34.216 | 34.216 | 405.4361 | 405.4361 | 682.1304 | 682.1304 | 570.2714 | 570.2714 | 26638255.4359 | 743914984.9475 | 138465371.1049 | 842981388.5117 | 1752 | 1.9518e-05 | 9726896.588 | 574297.6526 | 722.0164 | 28.843 | 53 | 1824 | 2767.1539 | 456 | 114 | 0.14291
2968 | 51.5054 | 201.4 | 600 | 2400 | 7 | 53.96% | 100 | 127.4654 | 127.3985 | 127.3985 | 1 | 127.4654 | 100 | 137.7228 | 130.8287 | 130.8287 | 130.8287 | 6.8941 | 137.7228 | 56.8659 | 51.2913 | 51.2913 | 51.2913 | 5.5746 | 56.8659 | 152.5243 | 88.8191 | 88.8191 | 134.447 | 18.0773 | 88.8191 | 45.6279 | 45.6279 | 152.5243 | 355.9659 | 291.5248 | 291.5248 | 291.5248 | 64.4411 | 355.9659 | 1743.012 | 1743.012 | 85.5221 | 85.5221 | 405.351 | 405.351 | 681.9872 | 681.9872 | 570.1517 | 570.1517 | 63435840.3281 | 743914984.9475 | 138026628.8346 | 806622545.8898 | 1752 | 0.0007775 | 9177990.7982 | 541889.0314 | 681.2718 | 72.1076 | 53 | 1824 | 2767.1539 | 456 | 114 | 0.14249
2969 | 154.5162 | 201.4 | 600 | 2400 | 7 | 62% | 100 | 131.7325 | 131.8609 | 131.8609 | 1 | 131.7325 | 100 | 159.3892 | 151.4059 | 151.4059 | 151.4059 | 7.9833 | 159.3892 | 56.8345 | 51.2599 | 51.2599 | 51.2599 | 5.5746 | 56.8345 | 169.2659 | 106.6496 | 106.6496 | 150.7448 | 18.5211 | 106.6496 | 44.0952 | 44.0952 | 169.2659 | 279.7462 | 229.0766 | 229.0766 | 229.0766 | 50.6695 | 279.7462 | 1912.8856 | 1912.8856 | 256.4095 | 256.4095 | 405.1031 | 405.1031 | 681.57 | 681.57 | 569.803 | 569.803 | 163751591.2232 | 743914984.9475 | 178521628.8088 | 665811799.0663 | 1752 | 0.088558 | 7319019.1018 | 432131.1994 | 543.2824 | 216.3227 | 53 | 1824 | 2767.1539 | 456 | 114 | 0.18539
2970 | 206.0217 | 201.4 | 600 | 2400 | 6 | 66.24% | 100 | 127.9185 | 128.0978 | 128.0978 | 1 | 127.9185 | 100 | 168.6845 | 160.2359 | 160.2359 | 160.2359 | 8.4486 | 168.6845 | 56.8365 | 51.2619 | 51.2619 | 51.2619 | 5.5746 | 56.8365 | 164.252 | 102.3334 | 102.3334 | 146.1098 | 18.1422 | 102.3334 | 43.7763 | 43.7763 | 164.252 | 238.6747 | 195.4459 | 195.4459 | 195.4459 | 43.2287 | 238.6747 | 1901.0619 | 1901.0619 | 341.8926 | 341.8926 | 405.1188 | 405.1188 | 584.2255 | 584.2255 | 569.825 | 569.825 | 206351038.8126 | 743914984.9475 | 210301322.9792 | 591432653.2607 | 1752 | 0.46181 | 6451234.1963 | 380895.2446 | 478.8678 | 288.4303 | 53 | 1824 | 2767.1539 | 456 | 114 | 0.21807
2971 | 257.5271 | 201.4 | 600 | 2400 | 6 | 70.27% | 100 | 130.5851 | 130.6787 | 130.6787 | 1 | 130.5851 | 100 | 176.9742 | 168.1081 | 168.1081 | 168.1081 | 8.866 | 176.9742 | 56.8228 | 51.2482 | 51.2482 | 51.2482 | 5.5746 | 56.8228 | 177.7672 | 115.5172 | 115.5172 | 158.9951 | 18.7721 | 115.5172 | 43.4779 | 43.4779 | 177.7672 | 209.4451 | 171.7534 | 171.7534 | 171.7534 | 37.6917 | 209.4451 | 1986.0047 | 1986.0047 | 427.2517 | 427.2517 | 405.0106 | 405.0106 | 584.0696 | 584.0696 | 569.6729 | 569.6729 | 245227513.0117 | 743914984.9475 | 242055364.163 | 520802137.8777 | 1752 | 1.3105 | 5653025.2938 | 333767.2121 | 419.6176 | 360.5379 | 53 | 1824 | 2767.1539 | 456 | 114 | 0.25059
2972 | 309.0325 | 201.4 | 600 | 2400 | 6 | 74.01% | 100 | 133.2608 | 133.199 | 133.199 | 1 | 133.2608 | 100 | 186.4101 | 177.0692 | 177.0692 | 177.0692 | 9.3409 | 186.4101 | 56.8103 | 51.2357 | 51.2357 | 51.2357 | 5.5746 | 56.8103 | 194.4527 | 131.4571 | 131.4571 | 174.881 | 19.5716 | 131.4571 | 43.424 | 43.424 | 194.4527 | 184.6717 | 151.3919 | 151.3919 | 151.3919 | 33.2798 | 184.6717 | 2070.9512 | 2070.9512 | 512.5773 | 512.5773 | 404.9121 | 404.9121 | 583.9275 | 583.9275 | 569.5343 | 569.5343 | 278877965.0132 | 743914984.9475 | 273935785.2585 | 455271264.7808 | 1752 | 2.5411 | 4928070.7705 | 290964.2813 | 365.8051 | 432.6455 | 53 | 1824 | 2767.1539 | 456 | 114 | 0.28328
2973 | 360.5379 | 201.4 | 600 | 2400 | 6 | 77.32% | 100 | 136.1888 | 135.9477 | 135.9477 | 1 | 136.1888 | 100 | 196.0509 | 186.2248 | 186.2248 | 186.2248 | 9.8261 | 196.0509 | 56.7989 | 51.2243 | 51.2243 | 51.2243 | 5.5746 | 56.7989 | 213.5599 | 149.6407 | 149.6407 | 193.0285 | 20.5314 | 149.6407 | 43.3878 | 43.3878 | 213.5599 | 167.3483 | 137.1317 | 137.1317 | 137.1317 | 30.2167 | 167.3483 | 2155.9009 | 2155.9009 | 597.8738 | 597.8738 | 404.822 | 404.822 | 583.7976 | 583.7976 | 569.4076 | 569.4076 | 308865709.0719 | 743914984.9475 | 301912263.0307 | 397307042.9499 | 1752 | 4.2838 | 4286066.9515 | 253058.945 | 318.1499 | 504.753 | 53 | 1824 | 2767.1539 | 456 | 114 | 0.31201
2974 | 412.0433 | 201.4 | 600 | 2400 | 6 | 79.95% | 100 | 139.417 | 139.0615 | 139.0615 | 1 | 139.417 | 100 | 207.3442 | 196.9501 | 196.9501 | 196.9501 | 10.3941 | 207.3442 | 56.7885 | 51.2139 | 51.2139 | 51.2139 | 5.5746 | 56.7885 | 234.0213 | 169.1335 | 169.1335 | 212.4582 | 21.5632 | 169.1335 | 43.3247 | 43.3247 | 234.0213 | 154.9033 | 126.8786 | 126.8786 | 126.8786 | 28.0247 | 154.9033 | 2240.8534 | 2240.8534 | 683.1447 | 683.1447 | 404.7393 | 404.7393 | 583.6782 | 583.6782 | 569.2912 | 569.2912 | 332606273.2871 | 743914984.9475 | 324204362.5044 | 351274287.5505 | 1751.9999 | 6.6838 | 3786117.6278 | 223540.8227 | 281.0392 | 576.8606 | 53 | 1824 | 2767.1539 | 456 | 114 | 0.3349
2975 | 463.5487 | 201.4 | 600 | 2400 | 6 | 82.2% | 100 | 142.882 | 142.402 | 142.402 | 1 | 142.882 | 100 | 219.8436 | 208.8209 | 208.8209 | 208.8209 | 11.0227 | 219.8436 | 56.7788 | 51.2042 | 51.2042 | 51.2042 | 5.5746 | 56.7788 | 255.8173 | 189.9505 | 189.9505 | 233.1567 | 22.6606 | 189.9505 | 43.2062 | 43.2062 | 255.8173 | 145.4856 | 119.117 | 119.117 | 119.117 | 26.3686 | 145.4856 | 2325.8084 | 2325.8084 | 768.393 | 768.393 | 404.663 | 404.663 | 583.5683 | 583.5683 | 569.184 | 569.184 | 352189129.2633 | 743914984.9475 | 344110937.7593 | 311784948.0299 | 1752 | 9.2922 | 3347295.9069 | 197631.8103 | 248.466 | 648.9682 | 53 | 1824 | 2767.1539 | 456 | 114 | 0.35527
2976 | 515.0541 | 201.4 | 600 | 2400 | 6 | 83.98% | 100 | 146.5734 | 146.0533 | 146.0533 | 1 | 146.5734 | 100 | 233.2966 | 221.5974 | 221.5974 | 221.5974 | 11.6991 | 233.2966 | 56.7699 | 51.1953 | 51.1953 | 51.1953 | 5.5746 | 56.7699 | 277.937 | 211.1574 | 211.1574 | 254.1708 | 23.7662 | 211.1574 | 43.0134 | 43.0134 | 277.937 | 138.563 | 113.4054 | 113.4054 | 113.4054 | 25.1575 | 138.563 | 2410.7656 | 2410.7656 | 853.6214 | 853.6214 | 404.5926 | 404.5926 | 583.4667 | 583.4667 | 569.0849 | 569.0849 | 367908830.2475 | 743914984.9475 | 359515271.6733 | 280660913.1316 | 1752 | 12.1858 | 3000120.0273 | 177133.7727 | 222.6955 | 721.0758 | 53 | 1824 | 2767.1539 | 456 | 114 | 0.37102
2977 | 566.5595 | 201.4 | 600 | 2400 | 6 | 85.48% | 100 | 150.4634 | 149.9103 | 149.9103 | 1 | 150.4634 | 100 | 246.7851 | 234.4077 | 234.4077 | 234.4077 | 12.3775 | 246.7851 | 56.7616 | 51.187 | 51.187 | 51.187 | 5.5746 | 56.7616 | 300.6014 | 232.7428 | 232.7428 | 275.688 | 24.9135 | 232.7428 | 42.9452 | 42.9452 | 300.6014 | 133.5478 | 109.2541 | 109.2541 | 109.2541 | 24.2938 | 133.5478 | 2495.7247 | 2495.7247 | 938.8319 | 938.8319 | 404.5273 | 404.5273 | 583.3725 | 583.3725 | 568.993 | 568.993 | 382424282.2923 | 743914984.9475 | 371342444.6862 | 254318288.074 | 1752 | 15.1609 | 2724564.5883 | 160864.3654 | 202.2413 | 793.1834 | 53 | 1824 | 2767.1539 | 456 | 114 | 0.3831
2978 | 618.065 | 201.4 | 600 | 2400 | 6 | 86.84% | 100 | 154.5255 | 153.9209 | 153.9209 | 1 | 154.5255 | 100 | 260.1236 | 247.0753 | 247.0753 | 247.0753 | 13.0483 | 260.1236 | 56.754 | 51.1794 | 51.1794 | 51.1794 | 5.5746 | 56.754 | 325.6894 | 256.4263 | 256.4263 | 299.5085 | 26.1809 | 256.4263 | 43.0822 | 43.0822 | 325.6894 | 129.5912 | 106.0208 | 106.0208 | 106.0208 | 23.5704 | 129.5912 | 2580.6855 | 2580.6855 | 1024.0265 | 1024.0265 | 404.4665 | 404.4665 | 583.2849 | 583.2849 | 568.9076 | 568.9076 | 395259932.9786 | 743914984.9475 | 382246603.8812 | 230578478.1927 | 1752 | 18.0508 | 2466967.3269 | 145655.249 | 183.1202 | 865.2909 | 53 | 1824 | 2767.1539 | 456 | 114 | 0.39423
2979 | 669.5704 | 201.4 | 600 | 2400 | 6 | 88.01% | 100 | 158.6068 | 157.9658 | 157.9658 | 1 | 158.6068 | 100 | 273.7598 | 260.0256 | 260.0256 | 260.0256 | 13.7341 | 273.7598 | 56.7468 | 51.1722 | 51.1722 | 51.1722 | 5.5746 | 56.7468 | 351.6197 | 281.1573 | 281.1573 | 324.12 | 27.4997 | 281.1573 | 42.9627 | 42.9627 | 351.6197 | 126.1554 | 103.1727 | 103.1727 | 103.1727 | 22.9826 | 126.1554 | 2665.648 | 2665.648 | 1109.2068 | 1109.2068 | 404.4099 | 404.4099 | 583.2033 | 583.2033 | 568.828 | 568.828 | 406468523.0538 | 743914984.9475 | 391519133.7944 | 210097358.2042 | 1752 | 20.8896 | 2246544.8884 | 132641.017 | 166.7585 | 937.3985 | 53 | 1824 | 2767.1539 | 456 | 114 | 0.40369
2980 | 721.0758 | 201.4 | 600 | 2400 | 6 | 89.1% | 100 | 162.7784 | 161.9661 | 161.9661 | 1 | 162.7784 | 100 | 287.4907 | 273.0659 | 273.0659 | 273.0659 | 14.4248 | 287.4907 | 56.7401 | 51.1655 | 51.1655 | 51.1655 | 5.5746 | 56.7401 | 379.3075 | 307.4937 | 307.4937 | 350.3903 | 28.9172 | 307.4937 | 42.8965 | 42.8965 | 379.3075 | 123.2637 | 100.7758 | 100.7758 | 100.7758 | 22.488 | 123.2637 | 2750.6118 | 2750.6118 | 1194.3742 | 1194.3742 | 404.357 | 404.357 | 583.127 | 583.127 | 568.7536 | 568.7536 | 416607621.7801 | 743914984.9475 | 400587008.3524 | 190890384.92 | 1752 | 23.5882 | 2036496.2381 | 120239.2766 | 151.1668 | 1009.5061 | 53 | 1824 | 2767.1539 | 456 | 114 | 0.41293
2981 | 772.5812 | 201.4 | 600 | 2400 | 5 | 90.07% | 100 | 160.9316 | 160.2805 | 160.2805 | 1 | 160.9316 | 100 | 301.279 | 286.1626 | 286.1626 | 286.1626 | 15.1164 | 301.279 | 56.741 | 51.1664 | 51.1664 | 51.1664 | 5.5746 | 56.741 | 350.4677 | 280.068 | 280.068 | 323.0469 | 27.4208 | 280.068 | 42.9789 | 42.9789 | 350.4677 | 120.9311 | 98.8738 | 98.8738 | 98.8738 | 22.0573 | 120.9311 | 2738.7848 | 2738.7848 | 1279.7092 | 1279.7092 | 404.3642 | 404.3642 | 485.9478 | 485.9478 | 568.7636 | 568.7636 | 425661092.9143 | 743914984.9475 | 408486033.9487 | 173937888.1894 | 1752 | 26.187 | 1861607.4905 | 109913.4551 | 138.185 | 1081.6137 | 53 | 1824 | 2767.1539 | 456 | 114 | 0.42098
2982 | 824.0866 | 201.4 | 600 | 2400 | 5 | 90.93% | 100 | 165.2292 | 164.5189 | 164.5189 | 1 | 165.2292 | 100 | 315.1475 | 299.3334 | 299.3334 | 299.3334 | 15.8141 | 315.1475 | 56.7347 | 51.1601 | 51.1601 | 51.1601 | 5.5746 | 56.7347 | 377.7647 | 305.8974 | 305.8974 | 348.9587 | 28.806 | 305.8974 | 43.0614 | 43.0614 | 377.7647 | 118.6818 | 97.0095 | 97.0095 | 97.0095 | 21.6724 | 118.6818 | 2823.7498 | 2823.7498 | 1364.8545 | 1364.8545 | 404.3142 | 404.3142 | 485.8877 | 485.8877 | 568.6934 | 568.6934 | 433649985.8204 | 743914984.9475 | 415441179.029 | 158993850.2031 | 1752 | 28.6865 | 1702573.6281 | 100523.7415 | 126.3801 | 1153.7213 | 53 | 1824 | 2767.1539 | 456 | 114 | 0.42797
2983 | 875.592 | 201.4 | 600 | 2400 | 6 | 91.62% | 100 | 175.7103 | 174.7671 | 174.7671 | 1 | 175.7103 | 100 | 329.2286 | 312.7042 | 312.7042 | 312.7042 | 16.5244 | 329.2286 | 56.7224 | 51.1478 | 51.1478 | 51.1478 | 5.5746 | 56.7224 | 475.3843 | 398.6308 | 398.6308 | 441.571 | 33.8133 | 398.6308 | 42.9402 | 42.9402 | 475.3843 | 116.8202 | 95.4615 | 95.4615 | 95.4615 | 21.3586 | 116.8202 | 3005.5105 | 3005.5105 | 1449.8105 | 1449.8105 | 404.2174 | 404.2174 | 582.9256 | 582.9256 | 568.5571 | 568.5571 | 440514795.0614 | 743914984.9475 | 420702327.3237 | 146867892.6674 | 1752 | 31.1046 | 1563571.1743 | 92316.7268 | 116.0621 | 1225.8288 | 53 | 1824 | 2767.1539 | 456 | 114 | 0.43338
2984 | 927.0974 | 201.4 | 600 | 2400 | 6 | 92.31% | 100 | 180.0923 | 179.0568 | 179.0568 | 1 | 180.0923 | 100 | 343.3433 | 326.1088 | 326.1088 | 326.1088 | 17.2345 | 343.3433 | 56.7172 | 51.1426 | 51.1426 | 51.1426 | 5.5746 | 56.7172 | 511.4603 | 433.0062 | 433.0062 | 475.8011 | 35.6593 | 433.0062 | 42.7948 | 42.7948 | 511.4603 | 115.1523 | 94.0761 | 94.0761 | 94.0761 | 21.0761 | 115.1523 | 3090.4788 | 3090.4788 | 1534.9371 | 1534.9371 | 404.1762 | 404.1762 | 582.8662 | 582.8662 | 568.4992 | 568.4992 | 447031568.8825 | 743914984.9475 | 426252239.2016 | 134801206.9684 | 1752 | 33.3639 | 1434183.5708 | 84677.3943 | 106.4578 | 1297.9364 | 53 | 1824 | 2767.1539 | 456 | 114 | 0.43908
2985 | 978.6028 | 201.4 | 600 | 2400 | 5 | 92.88% | 100 | 178.4142 | 177.6611 | 177.6611 | 1 | 178.4142 | 100 | 357.5573 | 339.6096 | 339.6096 | 339.6096 | 17.9478 | 357.5573 | 56.7179 | 51.1433 | 51.1433 | 51.1433 | 5.5746 | 56.7179 | 465.5502 | 389.3979 | 389.3979 | 432.2632 | 33.2869 | 389.3979 | 42.8654 | 42.8654 | 465.5502 | 113.8528 | 92.9915 | 92.9915 | 92.9915 | 20.8613 | 113.8528 | 3078.6513 | 3078.6513 | 1620.2338 | 1620.2338 | 404.1818 | 404.1818 | 485.7286 | 485.7286 | 568.5071 | 568.5071 | 453027151.2768 | 743914984.9475 | 430260625.5458 | 124797238.2299 | 1752 | 35.543 | 1333649.0016 | 78741.6093 | 98.9952 | 1370.044 | 53 | 1824 | 2767.1539 | 456 | 114 | 0.4432
2986 | 1030.1083 | 201.4 | 600 | 2400 | 6 | 93.45% | 100 | 189.0215 | 187.7957 | 187.7957 | 1 | 189.0215 | 100 | 371.5549 | 352.901 | 352.901 | 352.901 | 18.6539 | 371.5549 | 56.7077 | 51.1331 | 51.1331 | 51.1331 | 5.5746 | 56.7077 | 587.6824 | 505.1417 | 505.1417 | 548.1153 | 39.5672 | 505.1417 | 42.9736 | 42.9736 | 587.6824 | 112.6188 | 91.9567 | 91.9567 | 91.9567 | 20.6621 | 112.6188 | 3260.418 | 3260.418 | 1705.167 | 1705.167 | 404.1007 | 404.1007 | 582.7573 | 582.7573 | 568.393 | 568.393 | 458699561.566 | 743914984.9475 | 434602407.6536 | 114783045.8329 | 1752 | 37.5807 | 1224577.9476 | 72301.8112 | 90.899 | 1442.1516 | 53 | 1824 | 2767.1539 | 456 | 114 | 0.44766
2987 | 20.6022 | 250.8 | 600 | 2400 | 7 | 62.79% | 100 | 126.9732 | 126.9329 | 126.9329 | 1 | 126.9732 | 100 | 129.9616 | 123.4549 | 123.4549 | 123.4549 | 6.5068 | 129.9616 | 58.4943 | 52.7591 | 52.7591 | 52.7591 | 5.7352 | 58.4943 | 179.5803 | 109.9844 | 109.9844 | 159.2967 | 20.2836 | 109.9844 | 49.3124 | 49.3124 | 179.5803 | 284.5263 | 232.9547 | 232.9547 | 232.9547 | 51.5715 | 284.5263 | 1790.7931 | 1790.7931 | 34.2025 | 34.2025 | 504.6834 | 504.6834 | 681.861 | 681.861 | 570.0462 | 570.0462 | 26894969.5098 | 900433566.9526 | 172718003.4109 | 651953460.1268 | 1752 | 0.04029 | 8037559.7223 | 474555.439 | 596.6189 | 28.843 | 66 | 1824 | 2767.1539 | 456 | 114 | 0.17967
2988 | 51.5054 | 250.8 | 600 | 2400 | 7 | 64.76% | 100 | 128.2295 | 128.1671 | 128.1671 | 1 | 128.2295 | 100 | 134.839 | 128.0869 | 128.0869 | 128.0869 | 6.7521 | 134.839 | 58.4834 | 52.7483 | 52.7483 | 52.7483 | 5.7351 | 58.4834 | 184.692 | 115.8635 | 115.8635 | 164.3598 | 20.3322 | 115.8635 | 48.4964 | 48.4964 | 184.692 | 290.0523 | 237.4023 | 237.4023 | 237.4023 | 52.6499 | 290.0523 | 1841.7549 | 1841.7549 | 85.4905 | 85.4905 | 504.5896 | 504.5896 | 681.7344 | 681.7344 | 569.9404 | 569.9404 | 64731031.779 | 900500520.4674 | 169383299.9569 | 617385163.9469 | 1752 | 0.16057 | 7482081.8889 | 441758.7898 | 555.3864 | 72.1076 | 66 | 1824 | 2767.1539 | 456 | 114 | 0.17625
2989 | 154.5162 | 250.8 | 600 | 2400 | 6 | 71.73% | 100 | 126.6559 | 126.6379 | 126.6379 | 1 | 126.6559 | 100 | 158.1388 | 150.2181 | 150.2181 | 150.2181 | 7.9208 | 158.1388 | 58.4731 | 52.7377 | 52.7377 | 52.7377 | 5.7353 | 58.4731 | 189.2961 | 122.6628 | 122.6628 | 169.2016 | 20.0946 | 122.6628 | 46.5388 | 46.5388 | 189.2961 | 258.1297 | 211.0878 | 211.0878 | 211.0878 | 47.0418 | 258.1297 | 1914.871 | 1914.871 | 256.4079 | 256.4079 | 504.4647 | 504.4647 | 584.1991 | 584.1991 | 569.7993 | 569.7993 | 165054161.4487 | 900442872.9505 | 191246376.9511 | 495256588.6498 | 1752 | 1.3391 | 5740704.8941 | 338944.0111 | 426.126 | 216.3227 | 66 | 1824 | 2767.1539 | 456 | 114 | 0.19858
2990 | 206.0217 | 250.8 | 600 | 2400 | 6 | 75.13% | 100 | 129.343 | 129.3057 | 129.3057 | 1 | 129.343 | 100 | 170.6941 | 162.1424 | 162.1424 | 162.1424 | 8.5518 | 170.6941 | 58.4566 | 52.7215 | 52.7215 | 52.7215 | 5.7351 | 58.4566 | 205.4314 | 138.4264 | 138.4264 | 184.6575 | 20.7739 | 138.4264 | 46.2311 | 46.2311 | 205.4314 | 233.7973 | 191.1214 | 191.1214 | 191.1214 | 42.676 | 233.7973 | 1999.8145 | 1999.8145 | 341.7873 | 341.7873 | 504.3321 | 504.3321 | 584.0456 | 584.0456 | 569.6495 | 569.6495 | 203228314.3725 | 900442174.734 | 212571057.1381 | 435758453.7554 | 1752 | 2.4843 | 5019312.8898 | 296351.4194 | 372.5779 | 288.4303 | 66 | 1824 | 2767.1539 | 456 | 114 | 0.22047
2991 | 257.5271 | 250.8 | 600 | 2400 | 6 | 78.26% | 100 | 132.3849 | 132.2297 | 132.2297 | 1 | 132.3849 | 100 | 183.2837 | 174.0992 | 174.0992 | 174.0992 | 9.1846 | 183.2837 | 58.4425 | 52.7075 | 52.7075 | 52.7075 | 5.7349 | 58.4425 | 225.1986 | 157.5896 | 157.5896 | 203.4925 | 21.7061 | 157.5896 | 45.903 | 45.903 | 225.1986 | 213.1939 | 174.5054 | 174.5054 | 174.5054 | 38.6885 | 213.1939 | 2084.7615 | 2084.7615 | 427.1317 | 427.1317 | 504.2113 | 504.2113 | 583.9056 | 583.9056 | 569.513 | 569.513 | 236422208.7831 | 900482355.8421 | 234150453.6549 | 380944981.7199 | 1752 | 4.1249 | 4356259.4678 | 257203.2676 | 323.3602 | 360.5379 | 66 | 1824 | 2767.1539 | 456 | 114 | 0.24257
2992 | 309.0325 | 250.8 | 600 | 2400 | 6 | 81.1% | 100 | 135.3937 | 135.1059 | 135.1059 | 1 | 135.3937 | 100 | 195.5988 | 185.7951 | 185.7951 | 185.7951 | 9.8038 | 195.5988 | 58.433 | 52.6979 | 52.6979 | 52.6979 | 5.7352 | 58.433 | 248.876 | 180.4189 | 180.4189 | 226.0373 | 22.8387 | 180.4189 | 45.6184 | 45.6184 | 248.876 | 195.1581 | 159.665 | 159.665 | 159.665 | 35.4931 | 195.1581 | 2169.7117 | 2169.7117 | 512.4456 | 512.4456 | 504.1006 | 504.1006 | 583.7775 | 583.7775 | 569.388 | 569.388 | 265172250.0284 | 900474725.8605 | 255193651.9881 | 331159372.123 | 1752 | 6.0559 | 3762382.6026 | 222139.454 | 279.2774 | 432.6455 | 66 | 1824 | 2767.1539 | 456 | 114 | 0.26412
2993 | 360.5379 | 250.8 | 600 | 2400 | 6 | 83.51% | 100 | 138.7024 | 138.2661 | 138.2661 | 1 | 138.7024 | 100 | 209.0453 | 198.5656 | 198.5656 | 198.5656 | 10.4797 | 209.0453 | 58.4202 | 52.6853 | 52.6853 | 52.6853 | 5.7349 | 58.4202 | 275.3605 | 205.7251 | 205.7251 | 251.208 | 24.1526 | 205.7251 | 45.4829 | 45.4829 | 275.3605 | 181.574 | 148.4747 | 148.4747 | 148.4747 | 33.0993 | 181.574 | 2254.6646 | 2254.6646 | 597.7327 | 597.7327 | 503.999 | 503.999 | 583.6598 | 583.6598 | 569.2732 | 569.2732 | 288668177.0713 | 900491190.9555 | 273957790.3981 | 288882841.5751 | 1752 | 8.4099 | 3265705.7516 | 192814.5457 | 242.4096 | 504.753 | 66 | 1824 | 2767.1539 | 456 | 114 | 0.28332
2994 | 412.0433 | 250.8 | 600 | 2400 | 6 | 85.46% | 100 | 142.2355 | 141.6935 | 141.6935 | 1 | 142.2355 | 100 | 223.6418 | 212.4283 | 212.4283 | 212.4283 | 11.2134 | 223.6418 | 58.4104 | 52.6755 | 52.6755 | 52.6755 | 5.7349 | 58.4104 | 303.5544 | 232.761 | 232.761 | 277.9963 | 25.5582 | 232.761 | 45.2353 | 45.2353 | 303.5544 | 171.2921 | 139.9858 | 139.9858 | 139.9858 | 31.3063 | 171.2921 | 2339.62 | 2339.62 | 682.9961 | 682.9961 | 503.9053 | 503.9053 | 583.5513 | 583.5513 | 569.1674 | 569.1674 | 307545821.9054 | 900487190.0334 | 289231339.7567 | 254735648.3045 | 1752 | 11.1022 | 2865085.778 | 169161.0497 | 212.672 | 576.8606 | 66 | 1824 | 2767.1539 | 456 | 114 | 0.29894
2995 | 463.5487 | 250.8 | 600 | 2400 | 6 | 87.04% | 100 | 146.004 | 145.4152 | 145.4152 | 1 | 146.004 | 100 | 239.1003 | 227.1098 | 227.1098 | 227.1098 | 11.9905 | 239.1003 | 58.4005 | 52.6657 | 52.6657 | 52.6657 | 5.7349 | 58.4005 | 333.1842 | 261.0558 | 261.0558 | 306.1434 | 27.0409 | 261.0558 | 45.0876 | 45.0876 | 333.1842 | 163.5153 | 133.5605 | 133.5605 | 133.5605 | 29.9547 | 163.5153 | 2424.5775 | 2424.5775 | 768.2384 | 768.2384 | 503.8186 | 503.8186 | 583.4509 | 583.4509 | 569.0695 | 569.0695 | 323121697.9862 | 900502078.1123 | 301337301.9133 | 227038921.9882 | 1752 | 14.0047 | 2545801.8239 | 150309.8134 | 188.972 | 648.9682 | 66 | 1824 | 2767.1539 | 456 | 114 | 0.3113
2996 | 515.0541 | 250.8 | 600 | 2400 | 6 | 88.34% | 100 | 149.9745 | 149.3267 | 149.3267 | 1 | 149.9745 | 100 | 254.703 | 241.9282 | 241.9282 | 241.9282 | 12.7749 | 254.703 | 58.3921 | 52.6572 | 52.6572 | 52.6572 | 5.7349 | 58.3921 | 363.3067 | 289.6568 | 289.6568 | 334.7288 | 28.5779 | 289.6568 | 45.072 | 45.072 | 363.3067 | 158.0266 | 129.0073 | 129.0073 | 129.0073 | 29.0194 | 158.0266 | 2509.5369 | 2509.5369 | 853.4621 | 853.4621 | 503.7383 | 503.7383 | 583.3578 | 583.3578 | 568.9787 | 568.9787 | 336664599.0872 | 900502078.1123 | 310569078.4111 | 204264244.3894 | 1752 | 16.9852 | 2293226.9292 | 135397.2287 | 170.2236 | 721.0758 | 66 | 1824 | 2767.1539 | 456 | 114 | 0.32072
2997 | 566.5595 | 250.8 | 600 | 2400 | 6 | 89.49% | 100 | 154.04 | 153.3352 | 153.3352 | 1 | 154.04 | 100 | 270.4676 | 256.9001 | 256.9001 | 256.9001 | 13.5675 | 270.4676 | 58.3843 | 52.6494 | 52.6494 | 52.6494 | 5.7349 | 58.3843 | 396.2501 | 320.9836 | 320.9836 | 366.0105 | 30.2397 | 320.9836 | 45.0268 | 45.0268 | 396.2501 | 153.324 | 125.1162 | 125.1162 | 125.1162 | 28.2078 | 153.324 | 2594.498 | 2594.498 | 938.669 | 938.669 | 503.6635 | 503.6635 | 583.2713 | 583.2713 | 568.8943 | 568.8943 | 348207030.9446 | 900502872.1781 | 319189060.353 | 184101036.5243 | 1752 | 19.8554 | 2063567.8536 | 121837.6451 | 153.1763 | 793.1834 | 66 | 1824 | 2767.1539 | 456 | 114 | 0.3295
2998 | 618.065 | 250.8 | 600 | 2400 | 6 | 90.52% | 100 | 158.2104 | 157.4089 | 157.4089 | 1 | 158.2104 | 100 | 286.3029 | 271.9392 | 271.9392 | 271.9392 | 14.3637 | 286.3029 | 58.3756 | 52.6409 | 52.6409 | 52.6409 | 5.7347 | 58.3756 | 431.3833 | 354.3427 | 354.3427 | 399.3682 | 32.0152 | 354.3427 | 45.0254 | 45.0254 | 431.3833 | 149.5318 | 121.9807 | 121.9807 | 121.9807 | 27.5511 | 149.5318 | 2679.4607 | 2679.4607 | 1023.8608 | 1023.8608 | 503.5938 | 503.5938 | 583.1905 | 583.1905 | 568.8155 | 568.8155 | 358672622.2222 | 900528800.118 | 326635426.6007 | 166163151.059 | 1752 | 22.6448 | 1866991.7869 | 110231.356 | 138.5847 | 865.2909 | 66 | 1824 | 2767.1539 | 456 | 114 | 0.33708
2999 | 669.5704 | 250.8 | 600 | 2400 | 6 | 91.37% | 100 | 162.4789 | 161.6669 | 161.6669 | 1 | 162.4789 | 100 | 302.015 | 286.8611 | 286.8611 | 286.8611 | 15.1538 | 302.015 | 58.3686 | 52.6339 | 52.6339 | 52.6339 | 5.7347 | 58.3686 | 468.432 | 389.3415 | 389.3415 | 434.5204 | 33.9116 | 389.3415 | 45.1789 | 45.1789 | 468.432 | 146.5621 | 119.5181 | 119.5181 | 119.5181 | 27.044 | 146.5621 | 2764.4247 | 2764.4247 | 1109.039 | 1109.039 | 503.5286 | 503.5286 | 583.1151 | 583.1151 | 568.742 | 568.742 | 368021576.7873 | 900517488.0729 | 332240370.4767 | 151220522.8591 | 1752 | 25.3722 | 1704994.7084 | 100666.6874 | 126.5598 | 937.3985 | 66 | 1824 | 2767.1539 | 456 | 114 | 0.34277
3000 | 721.0758 | 250.8 | 600 | 2400 | 6 | 92.25% | 100 | 166.752 | 165.7009 | 165.7009 | 1 | 166.752 | 100 | 317.4824 | 301.5506 | 301.5506 | 301.5506 | 15.9318 | 317.4824 | 58.3621 | 52.6274 | 52.6274 | 52.6274 | 5.7347 | 58.3621 | 511.1628 | 429.9542 | 429.9542 | 475.0572 | 36.1056 | 429.9542 | 45.103 | 45.103 | 511.1628 | 143.732 | 117.1747 | 117.1747 | 117.1747 | 26.5574 | 143.732 | 2849.39 | 2849.39 | 1194.205 | 1194.205 | 503.4676 | 503.4676 | 583.0444 | 583.0444 | 568.673 | 568.673 | 376701623.3165 | 900528800.118 | 338919593.5333 | 135849996.3978 | 1752 | 27.8737 | 1523354.7647 | 89942.2604 | 113.0769 | 1009.5061 | 66 | 1824 | 2767.1539 | 456 | 114 | 0.34959
3001 | 772.5812 | 250.8 | 600 | 2400 | 5 | 92.93% | 100 | 164.962 | 164.2214 | 164.2214 | 1 | 164.962 | 100 | 333.3712 | 316.6424 | 316.6424 | 316.6424 | 16.7288 | 333.3712 | 58.363 | 52.6283 | 52.6283 | 52.6283 | 5.7347 | 58.363 | 473.2882 | 394.068 | 394.068 | 439.1491 | 34.1391 | 394.068 | 45.0811 | 45.0811 | 473.2882 | 141.311 | 115.1704 | 115.1704 | 115.1704 | 26.1406 | 141.311 | 2837.5629 | 2837.5629 | 1279.5263 | 1279.5263 | 503.4759 | 503.4759 | 485.8783 | 485.8783 | 568.6824 | 568.6824 | 383934830.2909 | 900514657.4071 | 343757718.3477 | 123792793.9543 | 1752 | 30.3453 | 1389484.7358 | 82038.2755 | 103.1399 | 1081.6137 | 66 | 1824 | 2767.1539 | 456 | 114 | 0.35443
3002 | 824.0866 | 250.8 | 600 | 2400 | 5 | 93.56% | 100 | 169.3699 | 168.6052 | 168.6052 | 1 | 169.3699 | 100 | 349.4224 | 331.8862 | 331.8862 | 331.8862 | 17.5362 | 349.4224 | 58.357 | 52.6223 | 52.6223 | 52.6223 | 5.7347 | 58.357 | 513.0002 | 431.7715 | 431.7715 | 476.8204 | 36.1797 | 431.7715 | 45.0489 | 45.0489 | 513.0002 | 139.2771 | 113.489 | 113.489 | 113.489 | 25.788 | 139.2771 | 2922.5292 | 2922.5292 | 1364.6714 | 1364.6714 | 503.4181 | 503.4181 | 485.8226 | 485.8226 | 568.6171 | 568.6171 | 390494803.6066 | 900524956.2972 | 348081844.3275 | 112898395.7688 | 1752 | 32.6773 | 1266885.467 | 74799.7414 | 94.0395 | 1153.7213 | 66 | 1824 | 2767.1539 | 456 | 114 | 0.35887
3003 | 875.592 | 250.8 | 600 | 2400 | 5 | 94.17% | 100 | 173.8168 | 172.8316 | 172.8316 | 1 | 173.8168 | 100 | 365.3597 | 347.0217 | 347.0217 | 347.0217 | 18.3379 | 365.3597 | 58.3512 | 52.6165 | 52.6165 | 52.6165 | 5.7347 | 58.3512 | 555.9607 | 472.433 | 472.433 | 517.5806 | 38.3801 | 472.433 | 45.1476 | 45.1476 | 555.9607 | 137.5275 | 112.0335 | 112.0335 | 112.0335 | 25.494 | 137.5275 | 3007.4965 | 3007.4965 | 1449.8069 | 1449.8069 | 503.3638 | 503.3638 | 485.7701 | 485.7701 | 568.5557 | 568.5557 | 396756906.1095 | 900524956.2972 | 352529753.6846 | 102188383.9087 | 1752 | 34.8686 | 1147552.2164 | 67754.0404 | 85.1815 | 1225.8288 | 66 | 1824 | 2767.1539 | 456 | 114 | 0.36344
3004 | 927.0974 | 250.8 | 600 | 2400 | 5 | 94.67% | 100 | 178.2817 | 177.3013 | 177.3013 | 1 | 178.2817 | 100 | 381.2476 | 362.1104 | 362.1104 | 362.1104 | 19.1372 | 381.2476 | 58.3453 | 52.6107 | 52.6107 | 52.6107 | 5.7346 | 58.3453 | 602.9269 | 517.1114 | 517.1114 | 562.1257 | 40.8012 | 517.1114 | 45.0143 | 45.0143 | 602.9269 | 135.9843 | 110.7505 | 110.7505 | 110.7505 | 25.2337 | 135.9843 | 3092.4648 | 3092.4648 | 1534.9336 | 1534.9336 | 503.3126 | 503.3126 | 485.7207 | 485.7207 | 568.4979 | 568.4979 | 402337495.8064 | 900538445.7072 | 355695895.574 | 93428162.9124 | 1752 | 36.9718 | 1043021.1225 | 61582.2916 | 77.4223 | 1297.9364 | 66 | 1824 | 2767.1539 | 456 | 114 | 0.36669
3005 | 978.6028 | 250.8 | 600 | 2400 | 5 | 95.14% | 100 | 182.7806 | 181.718 | 181.718 | 1 | 182.7806 | 100 | 397.2908 | 377.3464 | 377.3464 | 377.3464 | 19.9443 | 397.2908 | 58.3399 | 52.6053 | 52.6053 | 52.6053 | 5.7346 | 58.3399 | 654.179 | 565.7944 | 565.7944 | 610.7529 | 43.4261 | 565.7944 | 44.9585 | 44.9585 | 654.179 | 134.5642 | 109.5698 | 109.5698 | 109.5698 | 24.9944 | 134.5642 | 3177.434 | 3177.434 | 1620.0522 | 1620.0522 | 503.2643 | 503.2643 | 485.6741 | 485.6741 | 568.4434 | 568.4434 | 407327569.0543 | 900538445.7072 | 358993031.3322 | 85140954.5913 | 1752 | 38.9539 | 951377.2631 | 56171.4339 | 70.6196 | 1370.044 | 66 | 1824 | 2767.1539 | 456 | 114 | 0.37007
3006 | 1030.1083 | 250.8 | 600 | 2400 | 5 | 95.5% | 100 | 187.3849 | 186.4374 | 186.4374 | 1 | 187.3849 | 100 | 413.5506 | 392.7882 | 392.7882 | 392.7882 | 20.7624 | 413.5506 | 58.3353 | 52.6007 | 52.6007 | 52.6007 | 5.7346 | 58.3353 | 704.8258 | 613.7817 | 613.7817 | 658.8149 | 46.0109 | 613.7817 | 45.0332 | 45.0332 | 704.8258 | 133.7256 | 108.9094 | 108.9094 | 108.9094 | 24.8162 | 133.7256 | 3262.4041 | 3262.4041 | 1705.1635 | 1705.1635 | 503.2187 | 503.2187 | 485.6301 | 485.6301 | 568.3918 | 568.3918 | 411621455.186 | 900523583.9837 | 360954754.0749 | 78900206.7554 | 1752 | 40.8614 | 884391.3115 | 52216.434 | 65.6474 | 1442.1516 | 66 | 1824 | 2767.1539 | 456 | 114 | 0.37209
3007 | 20.6022 | 300.2 | 600 | 2400 | 7 | 69.98% | 100 | 128.3896 | 128.349 | 128.349 | 1 | 128.3896 | 100 | 132.3512 | 125.7226 | 125.7226 | 125.7226 | 6.6286 | 132.3512 | 63.088 | 56.9005 | 56.9005 | 56.9005 | 6.1875 | 63.088 | 208.279 | 136.2483 | 136.2483 | 186.3831 | 21.896 | 136.2483 | 50.1348 | 50.1348 | 208.279 | 243.2481 | 198.8312 | 198.8312 | 198.8312 | 44.4169 | 243.2481 | 1889.5392 | 1889.5392 | 34.1906 | 34.1906 | 603.8794 | 603.8794 | 681.6225 | 681.6225 | 569.8468 | 569.8468 | 26412475.9183 | 999012106.7414 | 200625949.4569 | 525949467.8834 | 1752 | 1.6847 | 6587688.7942 | 388951.8282 | 488.9966 | 28.843 | 79 | 1824 | 2767.1539 | 456 | 114 | 0.20831
3008 | 51.5054 | 300.2 | 600 | 2400 | 7 | 71.78% | 100 | 129.8105 | 129.7202 | 129.7202 | 1 | 129.8105 | 100 | 136.9019 | 130.0443 | 130.0443 | 130.0443 | 6.8576 | 136.9019 | 63.0779 | 56.8904 | 56.8904 | 56.8904 | 6.1875 | 63.0779 | 215.9638 | 144.533 | 144.533 | 193.8789 | 22.0849 | 144.533 | 49.3459 | 49.3459 | 215.9638 | 250.2751 | 204.4881 | 204.4881 | 204.4881 | 45.787 | 250.2751 | 1940.5041 | 1940.5041 | 85.4623 | 85.4623 | 603.7795 | 603.7795 | 681.5098 | 681.5098 | 569.7526 | 569.7526 | 63769507.1119 | 999032967.4542 | 194716097.3747 | 494481428.0592 | 1752 | 2.1868 | 6089505.3499 | 359537.9673 | 452.017 | 72.1076 | 79 | 1824 | 2767.1539 | 456 | 114 | 0.20225
3009 | 154.5162 | 300.2 | 600 | 2400 | 6 | 77.85% | 100 | 128.8657 | 128.7217 | 128.7217 | 1 | 128.8657 | 100 | 159.5547 | 151.5607 | 151.5607 | 151.5607 | 7.994 | 159.5547 | 63.0654 | 56.8779 | 56.8779 | 56.8779 | 6.1875 | 63.0654 | 225.746 | 156.2263 | 156.2263 | 203.604 | 22.1421 | 156.2263 | 47.3777 | 47.3777 | 225.746 | 242.3408 | 197.8051 | 197.8051 | 197.8051 | 44.5357 | 242.3408 | 2013.6243 | 2013.6243 | 256.3301 | 256.3301 | 603.6459 | 603.6459 | 584.0219 | 584.0219 | 569.6264 | 569.6264 | 163406992.8451 | 998989416.9381 | 201616048.0296 | 387987542.1872 | 1752 | 4.68 | 4582509.7533 | 270561.5887 | 340.1545 | 216.3227 | 79 | 1824 | 2767.1539 | 456 | 114 | 0.20924
3010 | 206.0217 | 300.2 | 600 | 2400 | 6 | 80.6% | 100 | 131.8311 | 131.6161 | 131.6161 | 1 | 131.8311 | 100 | 174.0843 | 165.3604 | 165.3604 | 165.3604 | 8.7239 | 174.0843 | 63.0492 | 56.862 | 56.862 | 56.862 | 6.1872 | 63.0492 | 247.6401 | 177.5356 | 177.5356 | 224.5234 | 23.1166 | 177.5356 | 46.9878 | 46.9878 | 247.6401 | 227.9898 | 185.9617 | 185.9617 | 185.9617 | 42.0281 | 227.9898 | 2098.5719 | 2098.5719 | 341.6927 | 341.6927 | 603.5033 | 603.5033 | 583.884 | 583.884 | 569.4919 | 569.4919 | 199173146.0263 | 999081670.7744 | 213852451.8006 | 339892731.3988 | 1752 | 6.5185 | 3984378.4419 | 235246.5831 | 295.7559 | 288.4303 | 79 | 1824 | 2767.1539 | 456 | 114 | 0.22174
3011 | 257.5271 | 300.2 | 600 | 2400 | 6 | 83.17% | 100 | 135.2477 | 134.9322 | 134.9322 | 1 | 135.2477 | 100 | 188.7683 | 179.3066 | 179.3066 | 179.3066 | 9.4617 | 188.7683 | 63.0365 | 56.8494 | 56.8494 | 56.8494 | 6.1872 | 63.0365 | 274.7907 | 203.3714 | 203.3714 | 250.3825 | 24.4082 | 203.3714 | 47.0111 | 47.0111 | 274.7907 | 214.6231 | 175.2581 | 175.2581 | 175.2581 | 39.365 | 214.6231 | 2183.5226 | 2183.5226 | 427.0235 | 427.0235 | 603.3727 | 603.3727 | 583.7577 | 583.7577 | 569.3687 | 569.3687 | 228837818.8529 | 999058974.9593 | 229226000.0027 | 294877206.1852 | 1752 | 8.5713 | 3451065.0734 | 203758.5732 | 256.1686 | 360.5379 | 79 | 1824 | 2767.1539 | 456 | 114 | 0.23747
3012 | 309.0325 | 300.2 | 600 | 2400 | 6 | 85.42% | 100 | 138.5778 | 138.1469 | 138.1469 | 1 | 138.5778 | 100 | 203.9725 | 193.7468 | 193.7468 | 193.7468 | 10.2257 | 203.9725 | 63.0248 | 56.8377 | 56.8377 | 56.8377 | 6.1871 | 63.0248 | 306.4141 | 233.726 | 233.726 | 280.4354 | 25.9787 | 233.726 | 46.7095 | 46.7095 | 306.4141 | 201.17 | 164.1783 | 164.1783 | 164.1783 | 36.9917 | 201.17 | 2268.4759 | 2268.4759 | 512.3263 | 512.3263 | 603.2527 | 603.2527 | 583.6415 | 583.6415 | 569.2554 | 569.2554 | 253617594.4539 | 999062017.403 | 243834038.5641 | 255486353.9367 | 1752 | 10.929 | 2971671.2674 | 175454.0945 | 220.5838 | 432.6455 | 79 | 1824 | 2767.1539 | 456 | 114 | 0.25241
3013 | 360.5379 | 300.2 | 600 | 2400 | 6 | 87.29% | 100 | 142.171 | 141.6056 | 141.6056 | 1 | 142.171 | 100 | 220.1818 | 209.1415 | 209.1415 | 209.1415 | 11.0403 | 220.1818 | 63.012 | 56.8251 | 56.8251 | 56.8251 | 6.1869 | 63.012 | 341.1213 | 266.8604 | 266.8604 | 313.3935 | 27.7278 | 266.8604 | 46.5332 | 46.5332 | 341.1213 | 190.7232 | 155.5644 | 155.5644 | 155.5644 | 35.1588 | 190.7232 | 2353.4316 | 2353.4316 | 597.6043 | 597.6043 | 603.142 | 603.142 | 583.5344 | 583.5344 | 569.1509 | 569.1509 | 273569008.6334 | 999114441.6682 | 256673212.1071 | 222643337.5913 | 1752 | 13.5267 | 2576673.3618 | 152132.5378 | 191.2635 | 504.753 | 79 | 1824 | 2767.1539 | 456 | 114 | 0.26553
3014 | 412.0433 | 300.2 | 600 | 2400 | 6 | 88.79% | 100 | 145.9793 | 145.3334 | 145.3334 | 1 | 145.9793 | 100 | 237.1714 | 225.2773 | 225.2773 | 225.2773 | 11.8941 | 237.1714 | 63.0014 | 56.8146 | 56.8146 | 56.8146 | 6.1868 | 63.0014 | 377.7474 | 301.8005 | 301.8005 | 348.1789 | 29.5685 | 301.8005 | 46.3784 | 46.3784 | 377.7474 | 182.8312 | 149.0441 | 149.0441 | 149.0441 | 33.7871 | 182.8312 | 2438.3894 | 2438.3894 | 682.8603 | 682.8603 | 603.0395 | 603.0395 | 583.4353 | 583.4353 | 569.0543 | 569.0543 | 289645843.401 | 999136054.2777 | 266771122.2349 | 196446980.0863 | 1752 | 16.327 | 2272664.0103 | 134183.1482 | 168.6973 | 576.8606 | 79 | 1824 | 2767.1539 | 456 | 114 | 0.27584
3015 | 463.5487 | 300.2 | 600 | 2400 | 6 | 90.04% | 100 | 149.9478 | 149.2703 | 149.2703 | 1 | 149.9478 | 100 | 254.5556 | 241.7878 | 241.7878 | 241.7878 | 12.7678 | 254.5556 | 62.9911 | 56.8044 | 56.8044 | 56.8044 | 6.1867 | 62.9911 | 417.7148 | 339.8407 | 339.8407 | 386.1124 | 31.6024 | 339.8407 | 46.2717 | 46.2717 | 417.7148 | 176.4142 | 143.7502 | 143.7502 | 143.7502 | 32.664 | 176.4142 | 2523.3491 | 2523.3491 | 768.0968 | 768.0968 | 602.9444 | 602.9444 | 583.3433 | 583.3433 | 568.9646 | 568.9646 | 302954742.8319 | 999165304.7068 | 275412878.338 | 174467103.0365 | 1752 | 19.1539 | 2006267.117 | 118454.4819 | 148.9229 | 648.9682 | 79 | 1824 | 2767.1539 | 456 | 114 | 0.28464
3016 | 515.0541 | 300.2 | 600 | 2400 | 6 | 91.06% | 100 | 154.0407 | 153.361 | 153.361 | 1 | 154.0407 | 100 | 272.2408 | 258.5841 | 258.5841 | 258.5841 | 13.6567 | 272.2408 | 62.9825 | 56.7958 | 56.7958 | 56.7958 | 6.1866 | 62.9825 | 458.3431 | 378.7252 | 378.7252 | 424.6835 | 33.6596 | 378.7252 | 45.9583 | 45.9583 | 458.3431 | 171.689 | 139.8376 | 139.8376 | 139.8376 | 31.8514 | 171.689 | 2608.3105 | 2608.3105 | 853.3157 | 853.3157 | 602.856 | 602.856 | 583.2578 | 583.2578 | 568.8811 | 568.8811 | 314412043.1794 | 999161365.0478 | 281826935.5174 | 156599656.2554 | 1752 | 21.9603 | 1796793.3267 | 106086.6825 | 133.3739 | 721.0758 | 79 | 1824 | 2767.1539 | 456 | 114 | 0.29116
3017 | 566.5595 | 300.2 | 600 | 2400 | 6 | 91.97% | 100 | 158.2702 | 157.4838 | 157.4838 | 1 | 158.2702 | 100 | 289.9279 | 275.382 | 275.382 | 275.382 | 14.5459 | 289.9279 | 62.9752 | 56.7885 | 56.7885 | 56.7885 | 6.1867 | 62.9752 | 501.766 | 419.8475 | 419.8475 | 465.9157 | 35.8504 | 419.8475 | 46.0682 | 46.0682 | 501.766 | 167.9377 | 136.7244 | 136.7244 | 136.7244 | 31.2134 | 167.9377 | 2693.2734 | 2693.2734 | 938.5188 | 938.5188 | 602.7735 | 602.7735 | 583.1779 | 583.1779 | 568.8032 | 568.8032 | 324521235.0819 | 999148290.1334 | 287631190.6754 | 140699212.084 | 1751.9999 | 24.665 | 1616979.7972 | 95470.0909 | 120.0266 | 793.1834 | 79 | 1824 | 2767.1539 | 456 | 114 | 0.29705
3018 | 618.065 | 300.2 | 600 | 2400 | 6 | 92.8% | 100 | 162.5624 | 161.5813 | 161.5813 | 1 | 162.5624 | 100 | 307.4001 | 291.9758 | 291.9758 | 291.9758 | 15.4244 | 307.4001 | 62.967 | 56.7804 | 56.7804 | 56.7804 | 6.1866 | 62.967 | 549.5403 | 465.0668 | 465.0668 | 511.2403 | 38.3 | 465.0668 | 46.1735 | 46.1735 | 549.5403 | 164.7873 | 134.1087 | 134.1087 | 134.1087 | 30.6786 | 164.7873 | 2778.2377 | 2778.2377 | 1023.7076 | 1023.7076 | 602.6963 | 602.6963 | 583.1033 | 583.1033 | 568.7304 | 568.7304 | 333886237.0333 | 999173186.2405 | 292878632.9334 | 126061943.7927 | 1752 | 27.2541 | 1450147.5086 | 85619.9408 | 107.6428 | 865.2909 | 79 | 1824 | 2767.1539 | 456 | 114 | 0.30238
3019 | 669.5704 | 300.2 | 600 | 2400 | 6 | 93.56% | 100 | 166.8775 | 165.7725 | 165.7725 | 1 | 166.8775 | 100 | 324.6247 | 308.3342 | 308.3342 | 308.3342 | 16.2905 | 324.6247 | 62.9598 | 56.7732 | 56.7732 | 56.7732 | 6.1866 | 62.9598 | 604.6158 | 517.3594 | 517.3594 | 563.4882 | 41.1276 | 517.3594 | 46.1289 | 46.1289 | 604.6158 | 161.847 | 131.6718 | 131.6718 | 131.6718 | 30.1752 | 161.847 | 2863.2032 | 2863.2032 | 1108.8836 | 1108.8836 | 602.624 | 602.624 | 583.0333 | 583.0333 | 568.6622 | 568.6622 | 342134300.6051 | 999166227.4437 | 297795212.9054 | 112904259.0458 | 1752 | 29.7098 | 1293702.7791 | 76383.0953 | 96.0301 | 937.3985 | 79 | 1824 | 2767.1539 | 456 | 114 | 0.30729
3020 | 721.0758 | 300.2 | 600 | 2400 | 5 | 94.22% | 100 | 165.131 | 164.1475 | 164.1475 | 1 | 165.131 | 100 | 342.2755 | 325.0995 | 325.0995 | 325.0995 | 17.176 | 342.2755 | 62.9612 | 56.7746 | 56.7746 | 56.7746 | 6.1866 | 62.9612 | 562.4057 | 477.3319 | 477.3319 | 523.4667 | 38.939 | 477.3319 | 46.1348 | 46.1348 | 562.4057 | 159.3757 | 129.627 | 129.627 | 129.627 | 29.7487 | 159.3757 | 2851.376 | 2851.376 | 1194.2017 | 1194.2017 | 602.6338 | 602.6338 | 485.869 | 485.869 | 568.6715 | 568.6715 | 349177263.5235 | 999141147.4732 | 302380357.0317 | 101301245.172 | 1752 | 32.0524 | 1159576.7469 | 68463.9954 | 86.0741 | 1009.5061 | 79 | 1824 | 2767.1539 | 456 | 114 | 0.312
3021 | 772.5812 | 300.2 | 600 | 2400 | 5 | 94.74% | 100 | 169.5613 | 168.6953 | 168.6953 | 1 | 169.5613 | 100 | 360.0084 | 341.9406 | 341.9406 | 341.9406 | 18.0678 | 360.0084 | 62.9542 | 56.7677 | 56.7677 | 56.7677 | 6.1866 | 62.9542 | 615.1472 | 527.4529 | 527.4529 | 573.5155 | 41.6317 | 527.4529 | 46.0627 | 46.0627 | 615.1472 | 157.2226 | 127.8432 | 127.8432 | 127.8432 | 29.3794 | 157.2226 | 2936.3425 | 2936.3425 | 1279.3564 | 1279.3564 | 602.5654 | 602.5654 | 485.8138 | 485.8138 | 568.6069 | 568.6069 | 355514276.3367 | 999121388.1325 | 305225809.5877 | 92138525.943 | 1752 | 34.3217 | 1053143.9343 | 62179.965 | 78.1737 | 1081.6137 | 79 | 1824 | 2767.1539 | 456 | 114 | 0.31493
3022 | 824.0866 | 300.2 | 600 | 2400 | 5 | 95.22% | 100 | 174.0492 | 173.1447 | 173.1447 | 1 | 174.0492 | 100 | 377.6671 | 358.7112 | 358.7112 | 358.7112 | 18.956 | 377.6671 | 62.9478 | 56.7612 | 56.7612 | 56.7612 | 6.1865 | 62.9478 | 670.1041 | 579.5294 | 579.5294 | 625.6594 | 44.4447 | 579.5294 | 46.13 | 46.13 | 670.1041 | 155.5917 | 126.4841 | 126.4841 | 126.4841 | 29.1076 | 155.5917 | 3021.31 | 3021.31 | 1364.501 | 1364.501 | 602.501 | 602.501 | 485.7619 | 485.7619 | 568.5461 | 568.5461 | 361259973.1742 | 999162660.2412 | 307823692.7016 | 83753673.883 | 1752 | 36.4675 | 962192.97 | 56810.0174 | 71.4225 | 1153.7213 | 79 | 1824 | 2767.1539 | 456 | 114 | 0.31759
3023 | 875.592 | 300.2 | 600 | 2400 | 5 | 95.72% | 100 | 178.5546 | 177.3567 | 177.3567 | 1 | 178.5546 | 100 | 395.3136 | 375.47 | 375.47 | 375.47 | 19.8436 | 395.3136 | 62.9426 | 56.756 | 56.756 | 56.756 | 6.1866 | 62.9426 | 732.6575 | 638.8459 | 638.8459 | 685.0128 | 47.6447 | 638.8459 | 46.1669 | 46.1669 | 732.6575 | 153.9984 | 125.1585 | 125.1585 | 125.1585 | 28.8399 | 153.9984 | 3106.2785 | 3106.2785 | 1449.6364 | 1449.6364 | 602.4403 | 602.4403 | 485.713 | 485.713 | 568.4888 | 568.4888 | 366600320.1218 | 999166163.2336 | 311167800.0665 | 75065716.5781 | 1752 | 38.4617 | 858325.9485 | 50677.4769 | 63.7126 | 1225.8288 | 79 | 1824 | 2767.1539 | 456 | 114 | 0.32103
3024 | 927.0974 | 300.2 | 600 | 2400 | 5 | 96.06% | 100 | 183.0942 | 182.1323 | 182.1323 | 1 | 183.0942 | 100 | 413.0924 | 392.3545 | 392.3545 | 392.3545 | 20.7379 | 413.0924 | 62.9376 | 56.7509 | 56.7509 | 56.7509 | 6.1866 | 62.9376 | 798.832 | 701.6355 | 701.6355 | 747.8151 | 51.0169 | 701.6355 | 46.1796 | 46.1796 | 798.832 | 152.6643 | 124.0455 | 124.0455 | 124.0455 | 28.6188 | 152.6643 | 3191.2478 | 3191.2478 | 1534.7632 | 1534.7632 | 602.383 | 602.383 | 485.6668 | 485.6668 | 568.4348 | 568.4348 | 371074455.158 | 999163734.8962 | 312675466.0465 | 69086343.8993 | 1752 | 40.4093 | 794066.2284 | 46883.4398 | 58.9426 | 1297.9364 | 79 | 1824 | 2767.1539 | 456 | 114 | 0.32258
3025 | 978.6028 | 300.2 | 600 | 2400 | 5 | 96.42% | 100 | 187.6755 | 186.4392 | 186.4392 | 1 | 187.6755 | 100 | 430.9777 | 409.3401 | 409.3401 | 409.3401 | 21.6376 | 430.9777 | 62.932 | 56.7454 | 56.7454 | 56.7454 | 6.1866 | 62.932 | 865.692 | 764.9419 | 764.9419 | 811.2435 | 54.4485 | 764.9419 | 46.3016 | 46.3016 | 865.692 | 151.6569 | 123.1963 | 123.1963 | 123.1963 | 28.4606 | 151.6569 | 3276.2179 | 3276.2179 | 1619.8822 | 1619.8822 | 602.3289 | 602.3289 | 485.6232 | 485.6232 | 568.3837 | 568.3837 | 375410257.3427 | 999172910.4332 | 314772683.8832 | 62644148.3409 | 1752 | 42.223 | 720016.5347 | 42511.3809 | 53.446 | 1370.044 | 79 | 1824 | 2767.1539 | 456 | 114 | 0.32473
3026 | 1030.1083 | 300.2 | 600 | 2400 | 5 | 96.7% | 100 | 192.2737 | 191.1554 | 191.1554 | 1 | 192.2737 | 100 | 448.8212 | 426.2859 | 426.2859 | 426.2859 | 22.5353 | 448.8212 | 62.9268 | 56.7403 | 56.7403 | 56.7403 | 6.1865 | 62.9268 | 936.9528 | 832.508 | 832.508 | 878.8482 | 58.1046 | 832.508 | 46.3402 | 46.3402 | 936.9528 | 150.8049 | 122.4739 | 122.4739 | 122.4739 | 28.3309 | 150.8049 | 3361.1888 | 3361.1888 | 1704.994 | 1704.994 | 602.2776 | 602.2776 | 485.5818 | 485.5818 | 568.3353 | 568.3353 | 379196220.6623 | 999176461.648 | 315758907.2092 | 57868410.4805 | 1752 | 43.9679 | 666780.5911 | 39368.2121 | 49.4944 | 1442.1516 | 79 | 1824 | 2767.1539 | 456 | 114 | 0.32574
3027 | 20.6022 | 353.4 | 600 | 2400 | 7 | 75.51% | 100 | 131.2377 | 131.1946 | 131.1946 | 1 | 131.2377 | 100 | 136.6438 | 129.7981 | 129.7981 | 129.7981 | 6.8458 | 136.6438 | 69.0372 | 62.2641 | 62.2641 | 62.2641 | 6.7731 | 69.0372 | 240.7846 | 166.9322 | 166.9322 | 217.2162 | 23.5684 | 166.9322 | 50.284 | 50.284 | 240.7846 | 219.1821 | 179.2143 | 179.2143 | 179.2143 | 39.9678 | 219.1821 | 1995.8877 | 1995.8877 | 34.1791 | 34.1791 | 710.6581 | 710.6581 | 681.3944 | 681.3944 | 569.6561 | 569.6561 | 25580243.1046 | 1074382812.7343 | 222900374.5473 | 429136569.6139 | 1752 | 5.4482 | 5388851.7477 | 318169.8171 | 400.0083 | 28.843 | 93 | 1824 | 2767.1539 | 456 | 114 | 0.23112
3028 | 51.5054 | 353.4 | 600 | 2400 | 7 | 77.05% | 100 | 132.6311 | 132.522 | 132.522 | 1 | 132.6311 | 100 | 141.1063 | 134.036 | 134.036 | 134.036 | 7.0703 | 141.1063 | 69.0263 | 62.2534 | 62.2534 | 62.2534 | 6.7729 | 69.0263 | 251.118 | 177.7153 | 177.7153 | 227.1938 | 23.9242 | 177.7153 | 49.4784 | 49.4784 | 251.118 | 226.1446 | 184.4756 | 184.4756 | 184.4756 | 41.669 | 226.1446 | 2046.8555 | 2046.8555 | 85.4353 | 85.4353 | 710.5536 | 710.5536 | 681.2942 | 681.2942 | 569.5724 | 569.5724 | 61848930.9454 | 1074409527.8441 | 213630487.3813 | 402111053.8292 | 1752 | 6.3727 | 4964661.6911 | 293124.6908 | 368.5212 | 72.1076 | 93 | 1824 | 2767.1539 | 456 | 114 | 0.22161
3029 | 154.5162 | 353.4 | 600 | 2400 | 6 | 82.27% | 100 | 132.3399 | 132.1015 | 132.1015 | 1 | 132.3399 | 100 | 164.6813 | 156.4282 | 156.4282 | 156.4282 | 8.2531 | 164.6813 | 69.0123 | 62.2396 | 62.2396 | 62.2396 | 6.7727 | 69.0123 | 267.478 | 195.2269 | 195.2269 | 243.1581 | 24.32 | 195.2269 | 47.9312 | 47.9312 | 267.478 | 230.7039 | 187.934 | 187.934 | 187.934 | 42.7698 | 230.7039 | 2119.9793 | 2119.9793 | 256.2551 | 256.2551 | 710.4132 | 710.4132 | 583.8511 | 583.8511 | 569.4598 | 569.4598 | 158210634.1872 | 1074434368.6897 | 208782956.3516 | 310572040.7715 | 1752 | 9.806 | 3711217.3959 | 219118.5461 | 275.4794 | 216.3227 | 93 | 1824 | 2767.1539 | 456 | 114 | 0.21655
3030 | 206.0217 | 353.4 | 600 | 2400 | 6 | 84.65% | 100 | 135.7785 | 135.4369 | 135.4369 | 1 | 135.7785 | 100 | 179.6884 | 170.6814 | 170.6814 | 170.6814 | 9.007 | 179.6884 | 68.998 | 62.2254 | 62.2254 | 62.2254 | 6.7726 | 68.998 | 297.193 | 223.8962 | 223.8962 | 271.4751 | 25.7179 | 223.8962 | 47.5789 | 47.5789 | 297.193 | 225.1337 | 183.5888 | 183.5888 | 183.5888 | 41.5449 | 225.1337 | 2204.9307 | 2204.9307 | 341.6012 | 341.6012 | 710.2628 | 710.2628 | 583.7275 | 583.7275 | 569.3393 | 569.3393 | 192841899.7038 | 1074469857.4822 | 215771048.2209 | 268917198.4906 | 1752 | 11.8703 | 3187639.147 | 188205.3194 | 236.6148 | 288.4303 | 93 | 1824 | 2767.1539 | 456 | 114 | 0.22366
3031 | 257.5271 | 353.4 | 600 | 2400 | 6 | 86.79% | 100 | 139.121 | 138.6706 | 138.6706 | 1 | 139.121 | 100 | 196.0028 | 186.1762 | 186.1762 | 186.1762 | 9.8266 | 196.0028 | 68.9845 | 62.212 | 62.212 | 62.212 | 6.7725 | 68.9845 | 333.3455 | 258.8267 | 258.8267 | 305.8633 | 27.4822 | 258.8267 | 47.0367 | 47.0367 | 333.3455 | 214.8505 | 175.0826 | 175.0826 | 175.0826 | 39.7679 | 214.8505 | 2289.8846 | 2289.8846 | 426.9182 | 426.9182 | 710.1244 | 710.1244 | 583.6137 | 583.6137 | 569.2283 | 569.2283 | 220286735.5006 | 1074485247.7031 | 225863099.0078 | 231364917.7885 | 1752 | 14.09 | 2705104.0616 | 159715.3726 | 200.7968 | 360.5379 | 93 | 1824 | 2767.1539 | 456 | 114 | 0.23396
3032 | 309.0325 | 353.4 | 600 | 2400 | 6 | 88.54% | 100 | 142.7858 | 142.2418 | 142.2418 | 1 | 142.7858 | 100 | 213.7684 | 203.0493 | 203.0493 | 203.0493 | 10.7191 | 213.7684 | 68.9743 | 62.2017 | 62.2017 | 62.2017 | 6.7726 | 68.9743 | 373.637 | 297.1573 | 297.1573 | 344.1578 | 29.4792 | 297.1573 | 47.0005 | 47.0005 | 373.637 | 205.9536 | 167.7289 | 167.7289 | 167.7289 | 38.2247 | 205.9536 | 2374.8409 | 2374.8409 | 512.2097 | 512.2097 | 709.9966 | 709.9966 | 583.5087 | 583.5087 | 569.1259 | 569.1259 | 241661236.5836 | 1074439469.2229 | 235137765.6665 | 200761517.8755 | 1752 | 16.614 | 2347059.6725 | 138575.6339 | 174.2196 | 432.6455 | 93 | 1824 | 2767.1539 | 456 | 114 | 0.24343
3033 | 360.5379 | 353.4 | 600 | 2400 | 6 | 90.05% | 100 | 146.5762 | 145.9321 | 145.9321 | 1 | 146.5762 | 100 | 232.1737 | 220.5298 | 220.5298 | 220.5298 | 11.6439 | 232.1737 | 68.9624 | 62.1899 | 62.1899 | 62.1899 | 6.7724 | 68.9624 | 419.3824 | 340.943 | 340.943 | 387.6037 | 31.7787 | 340.943 | 46.6607 | 46.6607 | 419.3824 | 197.8794 | 161.0695 | 161.0695 | 161.0695 | 36.8099 | 197.8794 | 2459.7992 | 2459.7992 | 597.4784 | 597.4784 | 709.8783 | 709.8783 | 583.4115 | 583.4115 | 569.031 | 569.031 | 258964096.5836 | 1074467942.2943 | 244192952.1527 | 174375020.3345 | 1752 | 19.1785 | 2021522.1878 | 119355.1753 | 150.0553 | 504.753 | 93 | 1824 | 2767.1539 | 456 | 114 | 0.25266
3034 | 412.0433 | 353.4 | 600 | 2400 | 6 | 91.27% | 100 | 150.5944 | 149.8488 | 149.8488 | 1 | 150.5944 | 100 | 251.1696 | 238.5712 | 238.5712 | 238.5712 | 12.5984 | 251.1696 | 68.9523 | 62.1799 | 62.1799 | 62.1799 | 6.7724 | 68.9523 | 468.3074 | 387.284 | 387.284 | 434.0417 | 34.2657 | 387.284 | 46.7576 | 46.7576 | 468.3074 | 191.7333 | 155.9874 | 155.9874 | 155.9874 | 35.7459 | 191.7333 | 2544.7594 | 2544.7594 | 682.7268 | 682.7268 | 709.7684 | 709.7684 | 583.3212 | 583.3212 | 568.943 | 568.943 | 273191766.566 | 1074445852.9101 | 251410548.0242 | 152951832.4998 | 1752 | 21.8463 | 1779454.9526 | 105062.9862 | 132.0869 | 576.8606 | 93 | 1824 | 2767.1539 | 456 | 114 | 0.26002
3035 | 463.5487 | 353.4 | 600 | 2400 | 6 | 92.27% | 100 | 154.7145 | 153.921 | 153.921 | 1 | 154.7145 | 100 | 270.399 | 256.8342 | 256.8342 | 256.8342 | 13.5648 | 270.399 | 68.9433 | 62.1709 | 62.1709 | 62.1709 | 6.7724 | 68.9433 | 520.2329 | 436.7481 | 436.7481 | 483.3306 | 36.9023 | 436.7481 | 46.5824 | 46.5824 | 520.2329 | 186.9223 | 152.0005 | 152.0005 | 152.0005 | 34.9218 | 186.9223 | 2629.7211 | 2629.7211 | 767.9569 | 767.9569 | 709.6661 | 709.6661 | 583.2371 | 583.2371 | 568.861 | 568.861 | 285035456.3813 | 1074491578.8089 | 256997479.4699 | 135475559.5019 | 1752.0001 | 24.4884 | 1573631.5634 | 92910.7146 | 116.8089 | 648.9682 | 93 | 1824 | 2767.1539 | 456 | 114 | 0.26569
3036 | 515.0541 | 353.4 | 600 | 2400 | 6 | 93.09% | 100 | 158.9712 | 158.1225 | 158.1225 | 1 | 158.9712 | 100 | 289.7221 | 275.1861 | 275.1861 | 275.1861 | 14.536 | 289.7221 | 68.9333 | 62.1611 | 62.1611 | 62.1611 | 6.7722 | 68.9333 | 574.2382 | 487.9602 | 487.9602 | 534.5952 | 39.643 | 487.9602 | 46.635 | 46.635 | 574.2382 | 183.4405 | 149.1052 | 149.1052 | 149.1052 | 34.3353 | 183.4405 | 2714.6844 | 2714.6844 | 853.1707 | 853.1707 | 709.5706 | 709.5706 | 583.1586 | 583.1586 | 568.7844 | 568.7844 | 295425192.6965 | 1074532297.2161 | 261043417.3636 | 120999092.7238 | 1752 | 27.0833 | 1407118.9015 | 83079.4359 | 104.4488 | 721.0758 | 93 | 1824 | 2767.1539 | 456 | 114 | 0.26977
3037 | 566.5595 | 353.4 | 600 | 2400 | 6 | 93.87% | 100 | 163.2862 | 162.2608 | 162.2608 | 1 | 163.2862 | 100 | 308.8841 | 293.3849 | 293.3849 | 293.3849 | 15.4993 | 308.8841 | 68.9247 | 62.1525 | 62.1525 | 62.1525 | 6.7721 | 68.9247 | 635.7895 | 546.249 | 546.249 | 592.9972 | 42.7923 | 546.249 | 46.7483 | 46.7483 | 635.7895 | 180.2447 | 146.454 | 146.454 | 146.454 | 33.7906 | 180.2447 | 2799.649 | 2799.649 | 938.3696 | 938.3696 | 709.4813 | 709.4813 | 583.0852 | 583.0852 | 568.7128 | 568.7128 | 304466794.3326 | 1074506970.4073 | 265594758.3905 | 107431476.8696 | 1752 | 29.5292 | 1244322.7511 | 73467.5884 | 92.3647 | 793.1834 | 93 | 1824 | 2767.1539 | 456 | 114 | 0.27444
3038 | 618.065 | 353.4 | 600 | 2400 | 6 | 94.53% | 100 | 167.6381 | 166.5244 | 166.5244 | 1 | 167.6381 | 100 | 328.199 | 311.7287 | 311.7287 | 311.7287 | 16.4703 | 328.199 | 68.9177 | 62.1455 | 62.1455 | 62.1455 | 6.7722 | 68.9177 | 703.8811 | 611.0524 | 611.0524 | 657.6121 | 46.269 | 611.0524 | 46.5597 | 46.5597 | 703.8811 | 177.3597 | 144.064 | 144.064 | 144.064 | 33.2957 | 177.3597 | 2884.6148 | 2884.6148 | 1023.5551 | 1023.5551 | 709.3976 | 709.3976 | 583.0164 | 583.0164 | 568.6457 | 568.6457 | 312293078.0712 | 1074510924.1701 | 269411578.8287 | 95784418.93 | 1752 | 31.886 | 1105774.384 | 65287.384 | 82.0804 | 865.2909 | 93 | 1824 | 2767.1539 | 456 | 114 | 0.27822
3039 | 669.5704 | 353.4 | 600 | 2400 | 5 | 95.12% | 100 | 165.9245 | 164.9749 | 164.9749 | 1 | 165.9245 | 100 | 347.5358 | 330.0954 | 330.0954 | 330.0954 | 17.4404 | 347.5358 | 68.9179 | 62.1458 | 62.1458 | 62.1458 | 6.7721 | 68.9179 | 657.432 | 567.1123 | 567.1123 | 613.5614 | 43.8706 | 567.1123 | 46.449 | 46.449 | 657.432 | 175.1241 | 142.21 | 142.21 | 142.21 | 32.9141 | 175.1241 | 2872.7876 | 2872.7876 | 1108.8691 | 1108.8691 | 709.4089 | 709.4089 | 485.8548 | 485.8548 | 568.6548 | 568.6548 | 319394152.018 | 1074533836.3697 | 272497254.712 | 85574756.9004 | 1752 | 34.1376 | 988906.4814 | 58387.2426 | 73.4054 | 937.3985 | 93 | 1824 | 2767.1539 | 456 | 114 | 0.28139
3040 | 721.0758 | 353.4 | 600 | 2400 | 5 | 95.6% | 100 | 170.3994 | 169.4902 | 169.4902 | 1 | 170.3994 | 100 | 366.6769 | 348.274 | 348.274 | 348.274 | 18.4029 | 366.6769 | 68.9108 | 62.1387 | 62.1387 | 62.1387 | 6.7721 | 68.9108 | 724.6911 | 630.6995 | 630.6995 | 677.3673 | 47.3238 | 630.6995 | 46.6678 | 46.6678 | 724.6911 | 173.2398 | 140.6364 | 140.6364 | 140.6364 | 32.6035 | 173.2398 | 2957.7543 | 2957.7543 | 1194.0331 | 1194.0331 | 709.3296 | 709.3296 | 485.8004 | 485.8004 | 568.5912 | 568.5912 | 325793015.0263 | 1074539908.3139 | 274568695.6977 | 77098380.9621 | 1752 | 36.291 | 896764.5798 | 52946.9794 | 66.5658 | 1009.5061 | 93 | 1824 | 2767.1539 | 456 | 114 | 0.28352
3041 | 772.5812 | 353.4 | 600 | 2400 | 5 | 96.05% | 100 | 174.9177 | 173.8204 | 173.8204 | 1 | 174.9177 | 100 | 385.9976 | 366.6231 | 366.6231 | 366.6231 | 19.3746 | 385.9976 | 68.9045 | 62.1324 | 62.1324 | 62.1324 | 6.7721 | 68.9045 | 794.6192 | 696.9278 | 696.9278 | 743.7268 | 50.8924 | 696.9278 | 46.799 | 46.799 | 794.6192 | 171.7698 | 139.4034 | 139.4034 | 139.4034 | 32.3664 | 171.7698 | 3042.7221 | 3042.7221 | 1279.1865 | 1279.1865 | 709.2549 | 709.2549 | 485.7493 | 485.7493 | 568.5313 | 568.5313 | 331357042.0506 | 1074540343.6953 | 276840876.7351 | 69261737.5191 | 1752 | 38.3232 | 802931.8136 | 47406.8837 | 59.6007 | 1081.6137 | 93 | 1824 | 2767.1539 | 456 | 114 | 0.28585
3042 | 824.0866 | 353.4 | 600 | 2400 | 5 | 96.42% | 100 | 179.4487 | 178.3583 | 178.3583 | 1 | 179.4487 | 100 | 405.3828 | 385.0333 | 385.0333 | 385.0333 | 20.3495 | 405.3828 | 68.8975 | 62.1255 | 62.1255 | 62.1255 | 6.772 | 68.8975 | 872.4317 | 770.9687 | 770.9687 | 817.5501 | 54.8816 | 770.9687 | 46.5814 | 46.5814 | 872.4317 | 170.3969 | 138.2551 | 138.2551 | 138.2551 | 32.1418 | 170.3969 | 3127.6908 | 3127.6908 | 1364.3302 | 1364.3302 | 709.1845 | 709.1845 | 485.7011 | 485.7011 | 568.4749 | 568.4749 | 336355409.0662 | 1074553678.8287 | 278450094.6813 | 62640817.4238 | 1752 | 40.2625 | 722838.867 | 42678.0177 | 53.6555 | 1153.7213 | 93 | 1824 | 2767.1539 | 456 | 114 | 0.28751
3043 | 875.592 | 353.4 | 600 | 2400 | 5 | 96.76% | 100 | 184.0148 | 182.922 | 182.922 | 1 | 184.0148 | 100 | 424.7516 | 403.4279 | 403.4279 | 403.4279 | 21.3237 | 424.7516 | 68.8911 | 62.1191 | 62.1191 | 62.1191 | 6.772 | 68.8911 | 958.0297 | 852.1932 | 852.1932 | 898.7236 | 59.3061 | 852.1932 | 46.5304 | 46.5304 | 958.0297 | 169.2137 | 137.2628 | 137.2628 | 137.2628 | 31.9509 | 169.2137 | 3212.6603 | 3212.6603 | 1449.465 | 1449.465 | 709.1181 | 709.1181 | 485.6556 | 485.6556 | 568.4217 | 568.4217 | 340864091.5933 | 1074560537.9839 | 279887930.997 | 56687439.4258 | 1752 | 42.0998 | 654578.7815 | 38647.7901 | 48.5886 | 1225.8288 | 93 | 1824 | 2767.1539 | 456 | 114 | 0.28898
3044 | 927.0974 | 353.4 | 600 | 2400 | 5 | 97.07% | 100 | 188.617 | 187.3817 | 187.3817 | 1 | 188.617 | 100 | 444.3691 | 422.0587 | 422.0587 | 422.0587 | 22.3104 | 444.3691 | 68.8849 | 62.113 | 62.113 | 62.113 | 6.7719 | 68.8849 | 1045.119 | 934.9009 | 934.9009 | 981.3522 | 63.7669 | 934.9009 | 46.4512 | 46.4512 | 1045.119 | 168.316 | 136.5069 | 136.5069 | 136.5069 | 31.8091 | 168.316 | 3297.6306 | 3297.6306 | 1534.5916 | 1534.5916 | 709.0552 | 709.0552 | 485.6125 | 485.6125 | 568.3713 | 568.3713 | 344758917.4229 | 1074568018.523 | 281262703.7032 | 51410360.3509 | 1752 | 43.8369 | 592450.7716 | 34979.6139 | 43.9769 | 1297.9364 | 93 | 1824 | 2767.1539 | 456 | 114 | 0.29039
3045 | 978.6028 | 353.4 | 600 | 2400 | 5 | 97.38% | 100 | 193.222 | 191.6337 | 191.6337 | 1 | 193.222 | 100 | 463.9336 | 440.6391 | 440.6391 | 440.6391 | 23.2945 | 463.9336 | 68.8798 | 62.1079 | 62.1079 | 62.1079 | 6.7719 | 68.8798 | 1147.8094 | 1032.5326 | 1032.5326 | 1078.784 | 69.0254 | 1032.5326 | 46.2515 | 46.2515 | 1147.8094 | 167.3281 | 135.6795 | 135.6795 | 135.6795 | 31.6486 | 167.3281 | 3382.6017 | 3382.6017 | 1619.7107 | 1619.7107 | 708.9957 | 708.9957 | 485.5717 | 485.5717 | 568.3235 | 568.3235 | 348493596.2481 | 1074560154.4452 | 283043462.7818 | 45902786.525 | 1752 | 45.4681 | 524430.7286 | 30963.559 | 38.9279 | 1370.044 | 93 | 1824 | 2767.1539 | 456 | 114 | 0.29222
3046 | 1030.1083 | 353.4 | 600 | 2400 | 5 | 97.58% | 100 | 197.8616 | 196.6096 | 196.6096 | 1 | 197.8616 | 100 | 483.4719 | 459.1945 | 459.1945 | 459.1945 | 24.2774 | 483.4719 | 68.8749 | 62.103 | 62.103 | 62.103 | 6.7719 | 68.8749 | 1252.2422 | 1131.6181 | 1131.6181 | 1177.8742 | 74.3679 | 1131.6181 | 46.2561 | 46.2561 | 1252.2422 | 166.6723 | 135.1213 | 135.1213 | 135.1213 | 31.551 | 166.6723 | 3467.5734 | 3467.5734 | 1704.8228 | 1704.8228 | 708.9392 | 708.9392 | 485.5331 | 485.5331 | 568.2783 | 568.2783 | 351852307.2843 | 1074554746.9075 | 283152431.6087 | 42440514.1995 | 1752 | 47.0503 | 489707.0288 | 28913.3944 | 36.3504 | 1442.1516 | 93 | 1824 | 2767.1539 | 456 | 114 | 0.29233
3047 | 20.6022 | 402.8 | 600 | 2400 | 7 | 79.36% | 100 | 134.4158 | 134.3716 | 134.3716 | 1 | 134.4158 | 100 | 140.6528 | 133.6043 | 133.6043 | 133.6043 | 7.0485 | 140.6528 | 74.9238 | 67.5714 | 67.5714 | 67.5714 | 7.3524 | 74.9238 | 273.4029 | 198.0214 | 198.0214 | 248.1847 | 25.2183 | 198.0214 | 50.1633 | 50.1633 | 273.4029 | 204.3942 | 166.875 | 166.875 | 166.875 | 37.5192 | 204.3942 | 2094.645 | 2094.645 | 34.1696 | 34.1696 | 809.7724 | 809.7724 | 681.2051 | 681.2051 | 569.4979 | 569.4979 | 24843521.1051 | 1128037211.7253 | 237550280.1572 | 361568985.5607 | 1752 | 9.9793 | 4527769.6802 | 267329.6128 | 336.0912 | 28.843 | 106 | 1824 | 2767.1539 | 456 | 114 | 0.2461
3048 | 51.5054 | 402.8 | 600 | 2400 | 7 | 80.76% | 100 | 136.1918 | 136.076 | 136.076 | 1 | 136.1918 | 100 | 145.1521 | 137.8773 | 137.8773 | 137.8773 | 7.2749 | 145.1521 | 74.9132 | 67.561 | 67.561 | 67.561 | 7.3523 | 74.9132 | 287.1736 | 211.9344 | 211.9344 | 261.4341 | 25.7395 | 211.9344 | 49.4997 | 49.4997 | 287.1736 | 213.3328 | 174.0889 | 174.0889 | 174.0889 | 39.2438 | 213.3328 | 2145.6149 | 2145.6149 | 85.4128 | 85.4128 | 809.665 | 809.665 | 681.1148 | 681.1148 | 569.4224 | 569.4224 | 60091192.9672 | 1128063755.1034 | 226779275.5488 | 337065778.1744 | 1752 | 11.0282 | 4162666.5641 | 245773.1111 | 308.99 | 72.1076 | 106 | 1824 | 2767.1539 | 456 | 114 | 0.23505
3049 | 154.5162 | 402.8 | 600 | 2400 | 6 | 85.27% | 100 | 136.3577 | 136.0645 | 136.0645 | 1 | 136.3577 | 100 | 169.9293 | 161.4112 | 161.4112 | 161.4112 | 8.5181 | 169.9293 | 74.899 | 67.5469 | 67.5469 | 67.5469 | 7.3521 | 74.899 | 308.9991 | 234.7825 | 234.7825 | 282.5569 | 26.4422 | 234.7825 | 47.7743 | 47.7743 | 308.9991 | 226.3214 | 184.3949 | 184.3949 | 184.3949 | 41.9265 | 226.3214 | 2218.7417 | 2218.7417 | 256.1925 | 256.1925 | 809.5203 | 809.5203 | 583.7083 | 583.7083 | 569.3206 | 569.3206 | 153279559.5316 | 1128111148.35 | 212559814.8342 | 258049477.2842 | 1752 | 14.9462 | 3072349.9724 | 181398.3896 | 228.057 | 216.3227 | 106 | 1824 | 2767.1539 | 456 | 114 | 0.22038
3050 | 206.0217 | 402.8 | 600 | 2400 | 6 | 87.36% | 100 | 139.778 | 139.38 | 139.38 | 1 | 139.778 | 100 | 185.5251 | 176.2235 | 176.2235 | 176.2235 | 9.3016 | 185.5251 | 74.8865 | 67.5344 | 67.5344 | 67.5344 | 7.3521 | 74.8865 | 347.7437 | 271.8445 | 271.8445 | 319.4621 | 28.2816 | 271.8445 | 47.6176 | 47.6176 | 347.7437 | 222.7098 | 181.3084 | 181.3084 | 181.3084 | 41.4013 | 222.7098 | 2303.6961 | 2303.6961 | 341.5243 | 341.5243 | 809.3646 | 809.3646 | 583.5961 | 583.5961 | 569.2111 | 569.2111 | 186368488.4844 | 1128117382.4405 | 215987857.3823 | 221526206.7766 | 1751.9999 | 17.0644 | 2628082.1019 | 155167.8244 | 195.0795 | 288.4303 | 106 | 1824 | 2767.1539 | 456 | 114 | 0.22384
3051 | 257.5271 | 402.8 | 600 | 2400 | 6 | 89.15% | 100 | 143.3533 | 142.849 | 142.849 | 1 | 143.3533 | 100 | 204.2006 | 193.961 | 193.961 | 193.961 | 10.2396 | 204.2006 | 74.8748 | 67.5227 | 67.5227 | 67.5227 | 7.3521 | 74.8748 | 392.8072 | 315.149 | 315.149 | 362.3119 | 30.4953 | 315.149 | 47.1629 | 47.1629 | 392.8072 | 215.643 | 175.4301 | 175.4301 | 175.4301 | 40.213 | 215.643 | 2388.6527 | 2388.6527 | 426.8295 | 426.8295 | 809.2208 | 809.2208 | 583.4924 | 583.4924 | 569.11 | 569.11 | 211144279.7943 | 1128117098.1568 | 222611222.0204 | 190127400.0285 | 1752 | 19.3516 | 2235386.4923 | 131982.2004 | 165.9302 | 360.5379 | 106 | 1824 | 2767.1539 | 456 | 114 | 0.23058
3052 | 309.0325 | 402.8 | 600 | 2400 | 6 | 90.72% | 100 | 147.1099 | 146.4354 | 146.4354 | 1 | 147.1099 | 100 | 223.24 | 212.0439 | 212.0439 | 212.0439 | 11.1961 | 223.24 | 74.8628 | 67.5108 | 67.5108 | 67.5108 | 7.3521 | 74.8628 | 445.9795 | 366.0109 | 366.0109 | 412.8163 | 33.1632 | 366.0109 | 46.8054 | 46.8054 | 445.9795 | 208.572 | 169.5715 | 169.5715 | 169.5715 | 39.0006 | 208.572 | 2473.6113 | 2473.6113 | 512.1111 | 512.1111 | 809.0876 | 809.0876 | 583.3964 | 583.3964 | 569.0163 | 569.0163 | 231187731.2631 | 1128128948.764 | 230149434.5983 | 162533935.425 | 1752.0001 | 21.6937 | 1886409.9331 | 111377.8466 | 140.0261 | 432.6455 | 106 | 1824 | 2767.1539 | 456 | 114 | 0.23826
3053 | 360.5379 | 402.8 | 600 | 2400 | 6 | 91.9% | 100 | 151.1073 | 150.3793 | 150.3793 | 1 | 151.1073 | 100 | 243.4874 | 231.274 | 231.274 | 231.274 | 12.2134 | 243.4874 | 74.852 | 67.5 | 67.5 | 67.5 | 7.352 | 74.852 | 501.1866 | 418.6644 | 418.6644 | 465.2356 | 35.9509 | 418.6644 | 46.5713 | 46.5713 | 501.1866 | 203.3642 | 165.2488 | 165.2488 | 165.2488 | 38.1154 | 203.3642 | 2558.5717 | 2558.5717 | 597.3715 | 597.3715 | 808.9638 | 808.9638 | 583.3071 | 583.3071 | 568.9292 | 568.9292 | 246792955.9126 | 1128127130.7157 | 235228980.8929 | 141850932.4787 | 1752 | 24.2292 | 1640064.9049 | 96833.0871 | 121.7401 | 504.753 | 106 | 1824 | 2767.1539 | 456 | 114 | 0.24341
3054 | 412.0433 | 402.8 | 600 | 2400 | 6 | 93% | 100 | 155.2143 | 154.2548 | 154.2548 | 1 | 155.2143 | 100 | 263.7134 | 250.4837 | 250.4837 | 250.4837 | 13.2297 | 263.7134 | 74.8422 | 67.4902 | 67.4902 | 67.4902 | 7.352 | 74.8422 | 565.5108 | 479.7832 | 479.7832 | 526.2894 | 39.2214 | 479.7832 | 46.5062 | 46.5062 | 565.5108 | 198.4388 | 161.1682 | 161.1682 | 161.1682 | 37.2707 | 198.4388 | 2643.5338 | 2643.5338 | 682.613 | 682.613 | 808.8486 | 808.8486 | 583.224 | 583.224 | 568.8482 | 568.8482 | 260230293.1526 | 1128113323.8846 | 240971484.5215 | 122684898.4414 | 1752 | 26.6477 | 1414764.6355 | 83530.8571 | 105.0164 | 576.8606 | 106 | 1824 | 2767.1539 | 456 | 114 | 0.24925
3055 | 463.5487 | 402.8 | 600 | 2400 | 6 | 93.75% | 100 | 159.4632 | 158.65 | 158.65 | 1 | 159.4632 | 100 | 284.6175 | 270.3374 | 270.3374 | 270.3374 | 14.2802 | 284.6175 | 74.8334 | 67.4814 | 67.4814 | 67.4814 | 7.352 | 74.8334 | 629.7205 | 540.9214 | 540.9214 | 587.2811 | 42.4394 | 540.9214 | 46.3597 | 46.3597 | 629.7205 | 195.0874 | 158.3753 | 158.3753 | 158.3753 | 36.7121 | 195.0874 | 2728.4972 | 2728.4972 | 767.8375 | 767.8375 | 808.7409 | 808.7409 | 583.1464 | 583.1464 | 568.7725 | 568.7725 | 270628625.9132 | 1128124513.4027 | 243743588.5422 | 109503272.142 | 1752 | 29.1363 | 1269112.2718 | 74931.217 | 94.2048 | 648.9682 | 106 | 1824 | 2767.1539 | 456 | 114 | 0.25207
3056 | 515.0541 | 402.8 | 600 | 2400 | 6 | 94.44% | 100 | 163.8064 | 162.9145 | 162.9145 | 1 | 163.8064 | 100 | 305.5228 | 290.1919 | 290.1919 | 290.1919 | 15.3309 | 305.5228 | 74.8248 | 67.4729 | 67.4729 | 67.4729 | 7.352 | 74.8248 | 698.3628 | 606.0768 | 606.0768 | 652.4385 | 45.9244 | 606.0768 | 46.3616 | 46.3616 | 698.3628 | 192.4623 | 156.1771 | 156.1771 | 156.1771 | 36.2851 | 192.4623 | 2813.462 | 2813.462 | 853.0465 | 853.0465 | 808.6402 | 808.6402 | 583.0737 | 583.0737 | 568.7016 | 568.7016 | 279834311.499 | 1128120412.9524 | 246588926.3335 | 97456352.7603 | 1752 | 31.5065 | 1125519.2766 | 66453.1665 | 83.546 | 721.0758 | 106 | 1824 | 2767.1539 | 456 | 114 | 0.25485
3057 | 566.5595 | 402.8 | 600 | 2400 | 6 | 95.06% | 100 | 168.2086 | 167.1308 | 167.1308 | 1 | 168.2086 | 100 | 326.4296 | 310.0478 | 310.0478 | 310.0478 | 16.3818 | 326.4296 | 74.8158 | 67.4639 | 67.4639 | 67.4639 | 7.3519 | 74.8158 | 774.4724 | 678.3571 | 678.3571 | 724.6297 | 49.8427 | 678.3571 | 46.2726 | 46.2726 | 774.4724 | 190.1601 | 154.2598 | 154.2598 | 154.2598 | 35.9003 | 190.1601 | 2898.428 | 2898.428 | 938.2415 | 938.2415 | 808.5457 | 808.5457 | 583.0056 | 583.0056 | 568.6352 | 568.6352 | 287870456.4001 | 1128131294.064 | 249489249.6682 | 86508999.8676 | 1752 | 33.7631 | 993319.8367 | 58647.8169 | 73.733 | 793.1834 | 106 | 1824 | 2767.1539 | 456 | 114 | 0.25784
3058 | 618.065 | 402.8 | 600 | 2400 | 5 | 95.62% | 100 | 166.5174 | 165.5608 | 165.5608 | 1 | 166.5174 | 100 | 347.0592 | 329.6424 | 329.6424 | 329.6424 | 17.4168 | 347.0592 | 74.8159 | 67.4641 | 67.4641 | 67.4641 | 7.3518 | 74.8159 | 727.6126 | 633.8937 | 633.8937 | 680.1733 | 47.4393 | 633.8937 | 46.2796 | 46.2796 | 727.6126 | 188.1459 | 152.581 | 152.581 | 152.581 | 35.5649 | 188.1459 | 2886.6008 | 2886.6008 | 1023.5524 | 1023.5524 | 808.5585 | 808.5585 | 485.8457 | 485.8457 | 568.6442 | 568.6442 | 295309094.0913 | 1128161674.7301 | 251866638.2604 | 76662592.9182 | 1752 | 35.9093 | 885076.5949 | 52256.8947 | 65.6982 | 865.2909 | 106 | 1824 | 2767.1539 | 456 | 114 | 0.26028
3059 | 669.5704 | 402.8 | 600 | 2400 | 5 | 96.07% | 100 | 171.0071 | 170.1331 | 170.1331 | 1 | 171.0071 | 100 | 367.7959 | 349.3365 | 349.3365 | 349.3365 | 18.4594 | 367.7959 | 74.8081 | 67.4564 | 67.4564 | 67.4564 | 7.3518 | 74.8081 | 806.4198 | 708.6122 | 708.6122 | 754.9527 | 51.4671 | 708.6122 | 46.3405 | 46.3405 | 806.4198 | 186.3995 | 151.1208 | 151.1208 | 151.1208 | 35.2787 | 186.3995 | 2971.5677 | 2971.5677 | 1108.7256 | 1108.7256 | 808.469 | 808.469 | 485.7919 | 485.7919 | 568.5812 | 568.5812 | 301534242.2852 | 1128166891.3064 | 253433934.2516 | 68864999.2698 | 1752.0001 | 37.9678 | 794965.7343 | 46936.5487 | 59.0094 | 937.3985 | 106 | 1824 | 2767.1539 | 456 | 114 | 0.26189
3060 | 721.0758 | 402.8 | 600 | 2400 | 5 | 96.49% | 100 | 175.5353 | 174.5121 | 174.5121 | 1 | 175.5353 | 100 | 388.6143 | 369.1081 | 369.1081 | 369.1081 | 19.5062 | 388.6143 | 74.8011 | 67.4494 | 67.4494 | 67.4494 | 7.3518 | 74.8011 | 891.1206 | 789.0256 | 789.0256 | 835.3068 | 55.8138 | 789.0256 | 46.2812 | 46.2812 | 891.1206 | 184.9911 | 149.9404 | 149.9404 | 149.9404 | 35.0507 | 184.9911 | 3056.5356 | 3056.5356 | 1193.8877 | 1193.8877 | 808.3847 | 808.3847 | 485.7413 | 485.7413 | 568.5219 | 568.5219 | 307116450.0203 | 1128163093.5963 | 255234565.7365 | 61485894.2193 | 1752 | 39.909 | 706839.9222 | 41733.4043 | 52.4679 | 1009.5061 | 106 | 1824 | 2767.1539 | 456 | 114 | 0.26374
3061 | 772.5812 | 402.8 | 600 | 2400 | 5 | 96.88% | 100 | 180.0921 | 178.7744 | 178.7744 | 1 | 180.0921 | 100 | 409.6438 | 389.0802 | 389.0802 | 389.0802 | 20.5637 | 409.6438 | 74.7935 | 67.4418 | 67.4418 | 67.4418 | 7.3517 | 74.7935 | 984.2158 | 877.4759 | 877.4759 | 923.6174 | 60.5984 | 877.4759 | 46.1415 | 46.1415 | 984.2158 | 183.6889 | 148.8502 | 148.8502 | 148.8502 | 34.8387 | 183.6889 | 3141.5044 | 3141.5044 | 1279.0396 | 1279.0396 | 808.3052 | 808.3052 | 485.6935 | 485.6935 | 568.4661 | 568.4661 | 311989503.8496 | 1128171860.6258 | 257191028.3805 | 54647607.1441 | 1752 | 41.7414 | 624895.1626 | 36895.2031 | 46.3853 | 1081.6137 | 106 | 1824 | 2767.1539 | 456 | 114 | 0.26575
3062 | 824.0866 | 402.8 | 600 | 2400 | 5 | 97.19% | 100 | 184.6674 | 183.5374 | 183.5374 | 1 | 184.6674 | 100 | 430.4885 | 408.8765 | 408.8765 | 408.8765 | 21.612 | 430.4885 | 74.7872 | 67.4355 | 67.4355 | 67.4355 | 7.3517 | 74.7872 | 1095.0866 | 982.6085 | 982.6085 | 1028.8181 | 66.2685 | 982.6085 | 46.2096 | 46.2096 | 1095.0866 | 182.3658 | 147.7457 | 147.7457 | 147.7457 | 34.6201 | 182.3658 | 3226.4741 | 3226.4741 | 1364.1823 | 1364.1823 | 808.2302 | 808.2302 | 485.6484 | 485.6484 | 568.4133 | 568.4133 | 316572772.836 | 1128180823.9779 | 258083608.7185 | 49162794.4676 | 1752 | 43.5013 | 566065.0533 | 33421.7423 | 42.0184 | 1153.7213 | 106 | 1824 | 2767.1539 | 456 | 114 | 0.26666
3063 | 875.592 | 402.8 | 600 | 2400 | 5 | 97.46% | 100 | 189.2921 | 188.1358 | 188.1358 | 1 | 189.2921 | 100 | 451.3177 | 428.6581 | 428.6581 | 428.6581 | 22.6596 | 451.3177 | 74.7809 | 67.4293 | 67.4293 | 67.4293 | 7.3516 | 74.7809 | 1204.0249 | 1085.7425 | 1085.7425 | 1132.1598 | 71.8651 | 1085.7425 | 46.4173 | 46.4173 | 1204.0249 | 181.6858 | 147.1645 | 147.1645 | 147.1645 | 34.5213 | 181.6858 | 3311.4446 | 3311.4446 | 1449.3163 | 1449.3163 | 808.1592 | 808.1592 | 485.6057 | 485.6057 | 568.3633 | 568.3633 | 320701842.0513 | 1128186635.812 | 258666669.8627 | 44444824.7269 | 1752 | 45.1762 | 514183.2061 | 30358.5224 | 38.1672 | 1225.8288 | 106 | 1824 | 2767.1539 | 456 | 114 | 0.26726
3064 | 927.0974 | 402.8 | 600 | 2400 | 5 | 97.73% | 100 | 193.9398 | 192.4485 | 192.4485 | 1 | 193.9398 | 100 | 472.0286 | 448.3274 | 448.3274 | 448.3274 | 23.7013 | 472.0286 | 74.7754 | 67.4238 | 67.4238 | 67.4238 | 7.3516 | 74.7754 | 1323.0016 | 1198.1713 | 1198.1713 | 1244.9926 | 78.009 | 1198.1713 | 46.8213 | 46.8213 | 1323.0016 | 181.1699 | 146.7169 | 146.7169 | 146.7169 | 34.453 | 181.1699 | 3396.4157 | 3396.4157 | 1534.4425 | 1534.4425 | 808.0919 | 808.0919 | 485.5653 | 485.5653 | 568.316 | 568.316 | 324692608.7332 | 1128176404.731 | 259412109.2242 | 39718816.3465 | 1751.9999 | 46.7538 | 465181.7037 | 27465.3645 | 34.5299 | 1297.9364 | 106 | 1824 | 2767.1539 | 456 | 114 | 0.26803
3065 | 978.6028 | 402.8 | 600 | 2400 | 5 | 97.97% | 100 | 198.5918 | 196.9505 | 196.9505 | 1 | 198.5918 | 100 | 492.6393 | 467.9012 | 467.9012 | 467.9012 | 24.738 | 492.6393 | 74.7702 | 67.4185 | 67.4185 | 67.4185 | 7.3516 | 74.7702 | 1460.1603 | 1327.9618 | 1327.9618 | 1375.1075 | 85.0528 | 1327.9618 | 47.1456 | 47.1456 | 1460.1603 | 180.6525 | 146.2694 | 146.2694 | 146.2694 | 34.3831 | 180.6525 | 3481.3875 | 3481.3875 | 1619.5614 | 1619.5614 | 808.0281 | 808.0281 | 485.527 | 485.527 | 568.2711 | 568.2711 | 328207277.609 | 1128181420.7747 | 259963054.8594 | 35648260.7272 | 1752 | 48.246 | 414163.6374 | 24453.1442 | 30.7429 | 1370.044 | 106 | 1824 | 2767.1539 | 456 | 114 | 0.26859
3066 | 1030.1083 | 402.8 | 600 | 2400 | 5 | 98.14% | 100 | 203.2511 | 201.8966 | 201.8966 | 1 | 203.2511 | 100 | 513.3459 | 487.5662 | 487.5662 | 487.5662 | 25.7797 | 513.3459 | 74.7653 | 67.4137 | 67.4137 | 67.4137 | 7.3517 | 74.7653 | 1605.4896 | 1466.0772 | 1466.0772 | 1513.0131 | 92.4764 | 1466.0772 | 46.9359 | 46.9359 | 1605.4896 | 180.2811 | 145.943 | 145.943 | 145.943 | 34.3381 | 180.2811 | 3566.3599 | 3566.3599 | 1704.6735 | 1704.6735 | 807.9674 | 807.9674 | 485.4905 | 485.4905 | 568.2285 | 568.2285 | 331293529.0166 | 1128169350.0416 | 259862789.7662 | 32674331.1755 | 1752 | 49.683 | 380827.2392 | 22484.8889 | 28.2684 | 1442.1516 | 106 | 1824 | 2767.1539 | 456 | 114 | 0.26849
3067 | 20.6022 | 452.2 | 600 | 2400 | 7 | 82.42% | 100 | 138.1279 | 138.0733 | 138.0733 | 1 | 138.1279 | 100 | 144.9721 | 137.7054 | 137.7054 | 137.7054 | 7.2667 | 144.9721 | 80.9269 | 72.9835 | 72.9835 | 72.9835 | 7.9433 | 80.9269 | 309.3452 | 232.3672 | 232.3672 | 282.3443 | 27.0009 | 232.3672 | 49.9771 | 49.9771 | 309.3452 | 194.9051 | 158.9246 | 158.9246 | 158.9246 | 35.9805 | 194.9051 | 2193.4064 | 2193.4064 | 34.1611 | 34.1611 | 908.856 | 908.856 | 681.0343 | 681.0343 | 569.355 | 569.355 | 24089937.2184 | 1172193021.6898 | 247799847.0595 | 307917168.5673 | 1752 | 14.8251 | 3840851.1648 | 226772.4127 | 285.102 | 28.843 | 119 | 1824 | 2767.1539 | 456 | 114 | 0.25656
3068 | 51.5054 | 452.2 | 600 | 2400 | 7 | 83.69% | 100 | 139.9797 | 139.8425 | 139.8425 | 1 | 139.9797 | 100 | 150.5145 | 142.9692 | 142.9692 | 142.9692 | 7.5453 | 150.5145 | 80.9172 | 72.9739 | 72.9739 | 72.9739 | 7.9432 | 80.9172 | 326.5442 | 249.7226 | 249.7226 | 298.8224 | 27.7218 | 249.7226 | 49.0998 | 49.0998 | 326.5442 | 203.8177 | 166.1014 | 166.1014 | 166.1014 | 37.7163 | 203.8177 | 2244.3783 | 2244.3783 | 85.3924 | 85.3924 | 908.7468 | 908.7468 | 680.9524 | 680.9524 | 569.2866 | 569.2866 | 57939575.9453 | 1172221862.5783 | 236077455.8929 | 285761080.1186 | 1752 | 15.9497 | 3500180.8424 | 206658.4777 | 259.8144 | 72.1076 | 119 | 1824 | 2767.1539 | 456 | 114 | 0.24454
3069 | 154.5162 | 452.2 | 600 | 2400 | 6 | 87.64% | 100 | 140.5909 | 140.246 | 140.246 | 1 | 140.5909 | 100 | 175.6102 | 166.8055 | 166.8055 | 166.8055 | 8.8047 | 175.6102 | 80.9083 | 72.9647 | 72.9647 | 72.9647 | 7.9435 | 80.9083 | 356.0736 | 279.6112 | 279.6112 | 327.3297 | 28.7438 | 279.6112 | 47.7186 | 47.7186 | 356.0736 | 222.057 | 180.6761 | 180.6761 | 180.6761 | 41.3809 | 222.057 | 2317.5075 | 2317.5075 | 256.1356 | 256.1356 | 908.5992 | 908.5992 | 583.5787 | 583.5787 | 569.1941 | 569.1941 | 148354161.3193 | 1172187954.7111 | 214988321.1625 | 216469632.6221 | 1752.0001 | 19.9838 | 2573585.4987 | 151950.2235 | 191.0343 | 216.3227 | 119 | 1824 | 2767.1539 | 456 | 114 | 0.22283
3070 | 206.0217 | 452.2 | 600 | 2400 | 6 | 89.5% | 100 | 144.151 | 143.6406 | 143.6406 | 1 | 144.151 | 100 | 192.0245 | 182.3952 | 182.3952 | 182.3952 | 9.6293 | 192.0245 | 80.8951 | 72.9516 | 72.9516 | 72.9516 | 7.9435 | 80.8951 | 404.5568 | 326.0642 | 326.0642 | 373.4078 | 31.149 | 326.0642 | 47.3436 | 47.3436 | 404.5568 | 221.5917 | 180.1422 | 180.1422 | 180.1422 | 41.4495 | 221.5917 | 2402.4645 | 2402.4645 | 341.4542 | 341.4542 | 908.4398 | 908.4398 | 583.4763 | 583.4763 | 569.0943 | 569.0943 | 179886507.7529 | 1172179165.0799 | 215909679.6356 | 184024647.5317 | 1752 | 22.0921 | 2167423.5079 | 127969.5144 | 160.8854 | 288.4303 | 119 | 1824 | 2767.1539 | 456 | 114 | 0.22371
3071 | 257.5271 | 452.2 | 600 | 2400 | 6 | 91.01% | 100 | 147.9267 | 147.3199 | 147.3199 | 1 | 147.9267 | 100 | 212.4097 | 201.7565 | 201.7565 | 201.7565 | 10.6532 | 212.4097 | 80.8805 | 72.9373 | 72.9373 | 72.9373 | 7.9432 | 80.8805 | 460.1556 | 379.2388 | 379.2388 | 426.2328 | 33.9227 | 379.2388 | 46.994 | 46.994 | 460.1556 | 217.4339 | 176.6492 | 176.6492 | 176.6492 | 40.7847 | 217.4339 | 2487.4234 | 2487.4234 | 426.7483 | 426.7483 | 908.292 | 908.292 | 583.3814 | 583.3814 | 569.0017 | 569.0017 | 202767916.0101 | 1172230435.4955 | 219409338.8633 | 157592309.6312 | 1752 | 24.3442 | 1842810.1778 | 108803.6199 | 136.7897 | 360.5379 | 119 | 1824 | 2767.1539 | 456 | 114 | 0.22725
3072 | 309.0325 | 452.2 | 600 | 2400 | 6 | 92.26% | 100 | 151.863 | 151.1672 | 151.1672 | 1 | 151.863 | 100 | 233.3079 | 221.6049 | 221.6049 | 221.6049 | 11.703 | 233.3079 | 80.8672 | 72.9242 | 72.9242 | 72.9242 | 7.943 | 80.8672 | 522.9749 | 439.2573 | 439.2573 | 485.8766 | 37.0983 | 439.2573 | 46.6193 | 46.6193 | 522.9749 | 213.2052 | 173.1024 | 173.1024 | 173.1024 | 40.1028 | 213.2052 | 2572.3841 | 2572.3841 | 512.0205 | 512.0205 | 908.1547 | 908.1547 | 583.2932 | 583.2932 | 568.9157 | 568.9157 | 221004760.8799 | 1172252020.4967 | 223158052.5337 | 135585166.0897 | 1752 | 26.6498 | 1572460.6155 | 92841.5792 | 116.722 | 432.6455 | 119 | 1824 | 2767.1539 | 456 | 114 | 0.23103
3073 | 360.5379 | 452.2 | 600 | 2400 | 6 | 93.31% | 100 | 155.9663 | 155.1823 | 155.1823 | 1 | 155.9663 | 100 | 254.6791 | 241.9023 | 241.9023 | 241.9023 | 12.7767 | 254.6791 | 80.8573 | 72.9143 | 72.9143 | 72.9143 | 7.943 | 80.8573 | 593.3955 | 506.2432 | 506.2432 | 552.7463 | 40.6492 | 506.2432 | 46.5031 | 46.5031 | 593.3955 | 209.3495 | 169.8834 | 169.8834 | 169.8834 | 39.4661 | 209.3495 | 2657.3464 | 2657.3464 | 597.2731 | 597.2731 | 908.0268 | 908.0268 | 583.211 | 583.211 | 568.8355 | 568.8355 | 235739393.7658 | 1172241843.6942 | 226749043.2901 | 117269719.2499 | 1752 | 28.9574 | 1358309.1257 | 80197.598 | 100.8257 | 504.753 | 119 | 1824 | 2767.1539 | 456 | 114 | 0.23466
3074 | 412.0433 | 452.2 | 600 | 2400 | 6 | 94.18% | 100 | 160.1745 | 159.272 | 159.272 | 1 | 160.1745 | 100 | 276.8394 | 262.9492 | 262.9492 | 262.9492 | 13.8902 | 276.8394 | 80.847 | 72.904 | 72.904 | 72.904 | 7.943 | 80.847 | 669.8691 | 579.2503 | 579.2503 | 625.3421 | 44.527 | 579.2503 | 46.0918 | 46.0918 | 669.8691 | 205.8799 | 166.9941 | 166.9941 | 166.9941 | 38.8857 | 205.8799 | 2742.3101 | 2742.3101 | 682.508 | 682.508 | 907.9072 | 907.9072 | 583.1342 | 583.1342 | 568.7606 | 568.7606 | 247542283.01 | 1172260162.1182 | 230150992.3258 | 102046570.5118 | 1752 | 31.2163 | 1165881.9469 | 68836.2685 | 86.5421 | 576.8606 | 119 | 1824 | 2767.1539 | 456 | 114 | 0.23817
3075 | 463.5487 | 452.2 | 600 | 2400 | 6 | 94.84% | 100 | 164.5183 | 163.6119 | 163.6119 | 1 | 164.5183 | 100 | 299.2069 | 284.1926 | 284.1926 | 284.1926 | 15.0142 | 299.2069 | 80.8379 | 72.895 | 72.895 | 72.895 | 7.943 | 80.8379 | 747.9303 | 653.4676 | 653.4676 | 699.4708 | 48.4595 | 653.4676 | 46.0031 | 46.0031 | 747.9303 | 203.6537 | 165.1173 | 165.1173 | 165.1173 | 38.5364 | 203.6537 | 2827.2751 | 2827.2751 | 767.7268 | 767.7268 | 907.7953 | 907.7953 | 583.0624 | 583.0624 | 568.6905 | 568.6905 | 257233401.1068 | 1172254669.479 | 232045611.0781 | 90466327.7646 | 1752 | 33.4651 | 1034501.8838 | 61079.2968 | 76.7899 | 648.9682 | 119 | 1824 | 2767.1539 | 456 | 114 | 0.23998
3076 | 515.0541 | 452.2 | 600 | 2400 | 6 | 95.43% | 100 | 168.937 | 167.8744 | 167.8744 | 1 | 168.937 | 100 | 321.4923 | 305.358 | 305.358 | 305.358 | 16.1343 | 321.4923 | 80.8296 | 72.8866 | 72.8866 | 72.8866 | 7.943 | 80.8296 | 832.4975 | 733.6844 | 733.6844 | 779.7161 | 52.7814 | 733.6844 | 46.0316 | 46.0316 | 832.4975 | 201.8841 | 163.6184 | 163.6184 | 163.6184 | 38.2657 | 201.8841 | 2912.2413 | 2912.2413 | 852.9312 | 852.9312 | 907.6904 | 907.6904 | 582.9949 | 582.9949 | 568.6248 | 568.6248 | 265930359.0608 | 1172256393.7774 | 233709481.5167 | 80103765.645 | 1752 | 35.6088 | 912808.9416 | 53894.2743 | 67.7568 | 721.0758 | 119 | 1824 | 2767.1539 | 456 | 114 | 0.2417
3077 | 566.5595 | 452.2 | 600 | 2400 | 5 | 95.94% | 100 | 167.2546 | 166.338 | 166.338 | 1 | 167.2546 | 100 | 343.7711 | 326.519 | 326.519 | 326.519 | 17.2521 | 343.7711 | 80.8302 | 72.8873 | 72.8873 | 72.8873 | 7.9429 | 80.8302 | 782.4597 | 686.4597 | 686.4597 | 732.2712 | 50.1886 | 686.4597 | 45.8115 | 45.8115 | 782.4597 | 200.2451 | 162.2373 | 162.2373 | 162.2373 | 38.0078 | 200.2451 | 2900.414 | 2900.414 | 938.239 | 938.239 | 907.7046 | 907.7046 | 485.8367 | 485.8367 | 568.6337 | 568.6337 | 273212453.3341 | 1172266107.4311 | 235469250.846 | 71052188.3889 | 1752 | 37.6523 | 807508.7586 | 47677.1168 | 59.9405 | 793.1834 | 119 | 1824 | 2767.1539 | 456 | 114 | 0.24351
3078 | 618.065 | 452.2 | 600 | 2400 | 5 | 96.45% | 100 | 171.7333 | 170.6529 | 170.6529 | 1 | 171.7333 | 100 | 365.8665 | 347.5036 | 347.5036 | 347.5036 | 18.3629 | 365.8665 | 80.8217 | 72.8789 | 72.8789 | 72.8789 | 7.9429 | 80.8217 | 879.031 | 778.2169 | 778.2169 | 823.8986 | 55.1324 | 778.2169 | 45.6817 | 45.6817 | 879.031 | 198.2935 | 160.6134 | 160.6134 | 160.6134 | 37.6802 | 198.2935 | 2985.3811 | 2985.3811 | 1023.4212 | 1023.4212 | 907.6051 | 907.6051 | 485.7835 | 485.7835 | 568.5713 | 568.5713 | 279970564.3888 | 1172269689.0874 | 237523133.3061 | 62236605.9074 | 1752 | 39.5787 | 707127.4785 | 41750.3823 | 52.4893 | 865.2909 | 119 | 1824 | 2767.1539 | 456 | 114 | 0.24562
3079 | 669.5704 | 452.2 | 600 | 2400 | 5 | 96.87% | 100 | 176.26 | 175.0613 | 175.0613 | 1 | 176.26 | 100 | 387.8976 | 368.4271 | 368.4271 | 368.4271 | 19.4705 | 387.8976 | 80.814 | 72.8712 | 72.8712 | 72.8712 | 7.9428 | 80.814 | 985.0911 | 878.8358 | 878.8358 | 924.5493 | 60.5418 | 878.8358 | 45.7134 | 45.7134 | 985.0911 | 196.8114 | 159.3697 | 159.3697 | 159.3697 | 37.4418 | 196.8114 | 3070.3492 | 3070.3492 | 1108.5919 | 1108.5919 | 907.5114 | 907.5114 | 485.7333 | 485.7333 | 568.5126 | 568.5126 | 285863364.7126 | 1172257700.8068 | 239014922.7893 | 54864011.6913 | 1752 | 41.4205 | 618046.2759 | 36490.8296 | 45.8769 | 937.3985 | 119 | 1824 | 2767.1539 | 456 | 114 | 0.24715
3080 | 721.0758 | 452.2 | 600 | 2400 | 5 | 97.16% | 100 | 180.84 | 179.8149 | 179.8149 | 1 | 180.84 | 100 | 410.1972 | 389.6054 | 389.6054 | 389.6054 | 20.5918 | 410.1972 | 80.8073 | 72.8644 | 72.8644 | 72.8644 | 7.9429 | 80.8073 | 1089.6112 | 978.1557 | 978.1557 | 1023.7317 | 65.8795 | 978.1557 | 45.5759 | 45.5759 | 1089.6112 | 196.0093 | 158.6831 | 158.6831 | 158.6831 | 37.3262 | 196.0093 | 3155.3181 | 3155.3181 | 1193.7519 | 1193.7519 | 907.423 | 907.423 | 485.686 | 485.686 | 568.4573 | 568.4573 | 290805317.525 | 1172274052.1681 | 239246606.7804 | 49674023.5265 | 1752 | 43.2081 | 562949.3842 | 33237.7863 | 41.7871 | 1009.5061 | 119 | 1824 | 2767.1539 | 456 | 114 | 0.24739
3081 | 772.5812 | 452.2 | 600 | 2400 | 5 | 97.45% | 100 | 185.4574 | 184.356 | 184.356 | 1 | 185.4574 | 100 | 432.5604 | 410.8441 | 410.8441 | 410.8441 | 21.7163 | 432.5604 | 80.8001 | 72.8573 | 72.8573 | 72.8573 | 7.9428 | 80.8001 | 1203.6763 | 1086.0934 | 1086.0934 | 1131.9403 | 71.736 | 1086.0934 | 45.8469 | 45.8469 | 1203.6763 | 195.3317 | 158.0977 | 158.0977 | 158.0977 | 37.234 | 195.3317 | 3240.2879 | 3240.2879 | 1278.9022 | 1278.9022 | 907.3395 | 907.3395 | 485.6413 | 485.6413 | 568.405 | 568.405 | 295369527.3914 | 1172274318.6855 | 239765343.8734 | 44590810.0498 | 1752 | 44.8906 | 508848.8348 | 30043.5693 | 37.7713 | 1081.6137 | 119 | 1824 | 2767.1539 | 456 | 114 | 0.24792
3082 | 824.0866 | 452.2 | 600 | 2400 | 5 | 97.74% | 100 | 190.0851 | 188.7775 | 188.7775 | 1 | 190.0851 | 100 | 454.7105 | 431.8803 | 431.8803 | 431.8803 | 22.8302 | 454.7105 | 80.7934 | 72.8506 | 72.8506 | 72.8506 | 7.9428 | 80.7934 | 1335.2723 | 1210.7016 | 1210.7016 | 1256.7615 | 78.5109 | 1210.7016 | 46.0598 | 46.0598 | 1335.2723 | 194.6951 | 157.5474 | 157.5474 | 157.5474 | 37.1477 | 194.6951 | 3325.2585 | 3325.2585 | 1364.0435 | 1364.0435 | 907.2605 | 907.2605 | 485.599 | 485.599 | 568.3555 | 568.3555 | 299649180.1733 | 1172282041.4574 | 240401213.8028 | 39667564.5665 | 1752 | 46.4815 | 456893.201 | 26975.9928 | 33.9147 | 1153.7213 | 119 | 1824 | 2767.1539 | 456 | 114 | 0.24857
3083 | 875.592 | 452.2 | 600 | 2400 | 5 | 97.98% | 100 | 194.7259 | 193.274 | 193.274 | 1 | 194.7259 | 100 | 476.8026 | 452.8613 | 452.8613 | 452.8613 | 23.9413 | 476.8026 | 80.7873 | 72.8445 | 72.8445 | 72.8445 | 7.9428 | 80.7873 | 1485.3068 | 1352.8055 | 1352.8055 | 1399.0906 | 86.2161 | 1352.8055 | 46.2851 | 46.2851 | 1485.3068 | 194.1014 | 157.0331 | 157.0331 | 157.0331 | 37.0683 | 194.1014 | 3410.2298 | 3410.2298 | 1449.1767 | 1449.1767 | 907.1856 | 907.1856 | 485.559 | 485.559 | 568.3086 | 568.3086 | 303465435.3556 | 1172285063.162 | 240936220.4377 | 35313281.0447 | 1752 | 47.9888 | 404477.0649 | 23881.2274 | 30.0239 | 1225.8288 | 119 | 1824 | 2767.1539 | 456 | 114 | 0.24912
3084 | 927.0974 | 452.2 | 600 | 2400 | 5 | 98.18% | 100 | 199.3858 | 198.0942 | 198.0942 | 1 | 199.3858 | 100 | 498.9338 | 473.8794 | 473.8794 | 473.8794 | 25.0544 | 498.9338 | 80.7811 | 72.8383 | 72.8383 | 72.8383 | 7.9427 | 80.7811 | 1645.2288 | 1504.4597 | 1504.4597 | 1550.8145 | 94.4144 | 1504.4597 | 46.3547 | 46.3547 | 1645.2288 | 193.7381 | 156.7088 | 156.7088 | 156.7088 | 37.0293 | 193.7381 | 3495.2017 | 3495.2017 | 1534.3022 | 1534.3022 | 907.1145 | 907.1145 | 485.5209 | 485.5209 | 568.2641 | 568.2641 | 306932361.273 | 1172290154.3024 | 240826969.0936 | 31950515.331 | 1752 | 49.4337 | 368484.701 | 21756.158 | 27.3522 | 1297.9364 | 119 | 1824 | 2767.1539 | 456 | 114 | 0.24901
3085 | 978.6028 | 452.2 | 600 | 2400 | 5 | 98.35% | 100 | 204.0712 | 202.5921 | 202.5921 | 1 | 204.0712 | 100 | 521.1115 | 494.9415 | 494.9415 | 494.9415 | 26.1699 | 521.1115 | 80.7759 | 72.8331 | 72.8331 | 72.8331 | 7.9428 | 80.7759 | 1801.4963 | 1652.68 | 1652.68 | 1699.0427 | 102.4536 | 1652.68 | 46.3627 | 46.3627 | 1801.4963 | 193.7183 | 156.6632 | 156.6632 | 156.6632 | 37.0551 | 193.7183 | 3580.1742 | 3580.1742 | 1619.4206 | 1619.4206 | 907.047 | 907.047 | 485.4848 | 485.4848 | 568.2218 | 568.2218 | 310120117.2109 | 1172286131.3721 | 240723718.4608 | 28870032.9562 | 1752 | 50.8041 | 332144.665 | 19610.5613 | 24.6547 | 1370.044 | 119 | 1824 | 2767.1539 | 456 | 114 | 0.2489
3086 | 1030.1083 | 452.2 | 600 | 2400 | 5 | 98.53% | 100 | 208.7546 | 206.9761 | 206.9761 | 1 | 208.7546 | 100 | 543.1788 | 515.8988 | 515.8988 | 515.8988 | 27.28 | 543.1788 | 80.7704 | 72.8277 | 72.8277 | 72.8277 | 7.9427 | 80.7704 | 1992.7529 | 1834.1301 | 1834.1301 | 1880.4544 | 112.2986 | 1834.1301 | 46.3243 | 46.3243 | 1992.7529 | 193.5268 | 156.4777 | 156.4777 | 156.4777 | 37.0492 | 193.5268 | 3665.1472 | 3665.1472 | 1704.5326 | 1704.5326 | 906.9828 | 906.9828 | 485.4504 | 485.4504 | 568.1815 | 568.1815 | 313091153.314 | 1172290770.8477 | 240899552.2679 | 25718523.5705 | 1752 | 52.0988 | 292051.0768 | 17243.3465 | 21.6786 | 1442.1516 | 119 | 1824 | 2767.1539 | 456 | 114 | 0.24909
3087 | 20.6022 | 501.6 | 600 | 2400 | 7 | 84.82% | 100 | 142.2053 | 142.1419 | 142.1419 | 1 | 142.2053 | 100 | 152.1869 | 144.5569 | 144.5569 | 144.5569 | 7.6299 | 152.1869 | 87.029 | 78.485 | 78.485 | 78.485 | 8.544 | 87.029 | 347.2121 | 268.9628 | 268.9628 | 318.3364 | 28.8757 | 268.9628 | 49.3735 | 49.3735 | 347.2121 | 188.808 | 153.7468 | 153.7468 | 153.7468 | 35.0612 | 188.808 | 2292.1714 | 2292.1714 | 34.1533 | 34.1533 | 1007.9134 | 1007.9134 | 680.8793 | 680.8793 | 569.2254 | 569.2254 | 22955210.6126 | 1208843564.7729 | 254320885.0837 | 265880339.5308 | 1752 | 19.7322 | 3277389.8169 | 193504.399 | 243.2769 | 28.843 | 132 | 1824 | 2767.1539 | 456 | 114 | 0.2632
3088 | 51.5054 | 501.6 | 600 | 2400 | 7 | 85.92% | 100 | 144.2537 | 144.1094 | 144.1094 | 1 | 144.2537 | 100 | 157.273 | 149.3873 | 149.3873 | 149.3873 | 7.8858 | 157.273 | 87.0192 | 78.4753 | 78.4753 | 78.4753 | 8.5439 | 87.0192 | 367.9203 | 289.2344 | 289.2344 | 338.1613 | 29.7589 | 289.2344 | 48.9269 | 48.9269 | 367.9203 | 198.3958 | 161.4666 | 161.4666 | 161.4666 | 36.9292 | 198.3958 | 2343.1449 | 2343.1449 | 85.3739 | 85.3739 | 1007.8031 | 1007.8031 | 680.8048 | 680.8048 | 569.1632 | 569.1632 | 55448575.4897 | 1208870712.4908 | 241047441.3232 | 246633270.6964 | 1752 | 20.9093 | 3013243.7036 | 177908.6238 | 223.6696 | 72.1076 | 132 | 1824 | 2767.1539 | 456 | 114 | 0.24958
3089 | 154.5162 | 501.6 | 600 | 2400 | 6 | 89.53% | 100 | 145.166 | 144.7528 | 144.7528 | 1 | 145.166 | 100 | 181.843 | 172.724 | 172.724 | 172.724 | 9.119 | 181.843 | 87.0078 | 78.4639 | 78.4639 | 78.4639 | 8.5439 | 87.0078 | 408.198 | 329.1429 | 329.1429 | 376.7725 | 31.4255 | 329.1429 | 47.6296 | 47.6296 | 408.198 | 219.4266 | 178.3111 | 178.3111 | 178.3111 | 41.1155 | 219.4266 | 2416.2764 | 2416.2764 | 256.0836 | 256.0836 | 1007.6536 | 1007.6536 | 583.4604 | 583.4604 | 569.0787 | 569.0787 | 143051793.659 | 1208859438.3367 | 216673094.3659 | 183415642.4274 | 1752 | 24.8611 | 2166893.2012 | 127938.2039 | 160.846 | 216.3227 | 132 | 1824 | 2767.1539 | 456 | 114 | 0.22452
3090 | 206.0217 | 501.6 | 600 | 2400 | 6 | 91.13% | 100 | 148.8522 | 148.3185 | 148.3185 | 1 | 148.8522 | 100 | 199.4981 | 189.4922 | 189.4922 | 189.4922 | 10.0059 | 199.4981 | 86.9928 | 78.4491 | 78.4491 | 78.4491 | 8.5437 | 86.9928 | 467.7667 | 386.3573 | 386.3573 | 433.3779 | 34.3887 | 386.3573 | 47.0206 | 47.0206 | 467.7667 | 221.1477 | 179.5709 | 179.5709 | 179.5709 | 41.5768 | 221.1477 | 2501.2356 | 2501.2356 | 341.39 | 341.39 | 1007.4917 | 1007.4917 | 583.3666 | 583.3666 | 568.9873 | 568.9873 | 173083541.5857 | 1208903239.9027 | 214588500.6393 | 155424717.8722 | 1752 | 26.909 | 1822373.8576 | 107597.014 | 135.2727 | 288.4303 | 132 | 1824 | 2767.1539 | 456 | 114 | 0.22231
3091 | 257.5271 | 501.6 | 600 | 2400 | 6 | 92.45% | 100 | 152.7609 | 152.1168 | 152.1168 | 1 | 152.7609 | 100 | 221.1047 | 210.0136 | 210.0136 | 210.0136 | 11.0911 | 221.1047 | 86.9783 | 78.4349 | 78.4349 | 78.4349 | 8.5434 | 86.9783 | 536.8008 | 452.1026 | 452.1026 | 498.9472 | 37.8536 | 452.1026 | 46.8446 | 46.8446 | 536.8008 | 219.0092 | 177.7087 | 177.7087 | 177.7087 | 41.3005 | 219.0092 | 2586.1966 | 2586.1966 | 426.6737 | 426.6737 | 1007.3412 | 1007.3412 | 583.2794 | 583.2794 | 568.9023 | 568.9023 | 194748226.336 | 1208943245.0384 | 216101136.0717 | 132207392.5539 | 1752 | 29.0205 | 1540812.0153 | 90972.9753 | 114.3727 | 360.5379 | 132 | 1824 | 2767.1539 | 456 | 114 | 0.2238
3092 | 309.0325 | 501.6 | 600 | 2400 | 6 | 93.45% | 100 | 156.8762 | 156.2005 | 156.2005 | 1 | 156.8762 | 100 | 243.6811 | 231.4558 | 231.4558 | 231.4558 | 12.2252 | 243.6811 | 86.9683 | 78.4248 | 78.4248 | 78.4248 | 8.5435 | 86.9683 | 607.9562 | 519.7689 | 519.7689 | 566.5043 | 41.4519 | 519.7689 | 46.7354 | 46.7354 | 607.9562 | 217.6467 | 176.4884 | 176.4884 | 176.4884 | 41.1582 | 217.6467 | 2671.1591 | 2671.1591 | 511.9371 | 511.9371 | 1007.2008 | 1007.2008 | 583.1982 | 583.1982 | 568.823 | 568.823 | 211444891.1797 | 1208930931.2102 | 216785803.3908 | 114838374.2193 | 1752 | 31.2194 | 1341138.2203 | 79183.7895 | 99.5512 | 432.6455 | 132 | 1824 | 2767.1539 | 456 | 114 | 0.22449
3093 | 360.5379 | 501.6 | 600 | 2400 | 6 | 94.36% | 100 | 161.0695 | 160.2269 | 160.2269 | 1 | 161.0695 | 100 | 266.601 | 253.2243 | 253.2243 | 253.2243 | 13.3768 | 266.601 | 86.9566 | 78.4133 | 78.4133 | 78.4133 | 8.5434 | 86.9566 | 692.7288 | 600.4313 | 600.4313 | 646.9739 | 45.7549 | 600.4313 | 46.5426 | 46.5426 | 692.7288 | 215.128 | 174.3583 | 174.3583 | 174.3583 | 40.7696 | 215.128 | 2756.123 | 2756.123 | 597.1822 | 597.1822 | 1007.0697 | 1007.0697 | 583.1222 | 583.1222 | 568.7489 | 568.7489 | 225072707.6534 | 1208937574.7712 | 219205844.3056 | 98783873.2698 | 1752 | 33.3243 | 1146270.4025 | 67678.3592 | 85.0863 | 504.753 | 132 | 1824 | 2767.1539 | 456 | 114 | 0.22684
3094 | 412.0433 | 501.6 | 600 | 2400 | 6 | 95.06% | 100 | 165.3794 | 164.5453 | 164.5453 | 1 | 165.3794 | 100 | 290.0099 | 275.4569 | 275.4569 | 275.4569 | 14.553 | 290.0099 | 86.9464 | 78.4031 | 78.4031 | 78.4031 | 8.5433 | 86.9464 | 782.1596 | 685.4761 | 685.4761 | 731.873 | 50.2866 | 685.4761 | 46.397 | 46.397 | 782.1596 | 213.2435 | 172.7467 | 172.7467 | 172.7467 | 40.4969 | 213.2435 | 2841.0882 | 2841.0882 | 682.4107 | 682.4107 | 1006.9468 | 1006.9468 | 583.0511 | 583.0511 | 568.6796 | 568.6796 | 236200066.0706 | 1208954073.6258 | 220302366.0024 | 86543494.3012 | 1752 | 35.4136 | 999800.3812 | 59030.4427 | 74.214 | 576.8606 | 132 | 1824 | 2767.1539 | 456 | 114 | 0.22798
3095 | 463.5487 | 501.6 | 600 | 2400 | 6 | 95.65% | 100 | 169.7919 | 168.6861 | 168.6861 | 1 | 169.7919 | 100 | 313.6321 | 297.892 | 297.892 | 297.892 | 15.7401 | 313.6321 | 86.9378 | 78.3945 | 78.3945 | 78.3945 | 8.5433 | 86.9378 | 870.94 | 770.0055 | 770.0055 | 816.1232 | 54.8168 | 770.0055 | 46.1177 | 46.1177 | 870.94 | 212.3981 | 171.9889 | 171.9889 | 171.9889 | 40.4092 | 212.3981 | 2926.0545 | 2926.0545 | 767.6241 | 767.6241 | 1006.8316 | 1006.8316 | 582.9844 | 582.9844 | 568.6145 | 568.6145 | 245454266.7881 | 1208942484.4058 | 221309629.7152 | 76293619.091 | 1752 | 37.4302 | 869109.8456 | 51314.1822 | 64.513 | 648.9682 | 132 | 1824 | 2767.1539 | 456 | 114 | 0.22904
3096 | 515.0541 | 501.6 | 600 | 2400 | 6 | 96.18% | 100 | 174.2252 | 173.0646 | 173.0646 | 1 | 174.2252 | 100 | 337.2238 | 320.298 | 320.298 | 320.298 | 16.9258 | 337.2238 | 86.9295 | 78.3861 | 78.3861 | 78.3861 | 8.5434 | 86.9295 | 981.3421 | 875.0403 | 875.0403 | 920.9092 | 60.4329 | 875.0403 | 45.869 | 45.869 | 981.3421 | 210.6468 | 170.5107 | 170.5107 | 170.5107 | 40.1362 | 210.6468 | 3011.0219 | 3011.0219 | 852.8239 | 852.8239 | 1006.7232 | 1006.7232 | 582.9216 | 582.9216 | 568.5533 | 568.5533 | 253418478.488 | 1208939858.4855 | 222629696.452 | 67011966.5745 | 1752 | 39.3545 | 766344.7773 | 45246.7036 | 56.8849 | 721.0758 | 132 | 1824 | 2767.1539 | 456 | 114 | 0.23039
3097 | 566.5595 | 501.6 | 600 | 2400 | 5 | 96.62% | 100 | 172.5981 | 171.5929 | 171.5929 | 1 | 172.5981 | 100 | 360.8027 | 342.6937 | 342.6937 | 342.6937 | 18.109 | 360.8027 | 86.9299 | 78.3867 | 78.3867 | 78.3867 | 8.5433 | 86.9299 | 925.6019 | 822.1366 | 822.1366 | 868.0655 | 57.5364 | 822.1366 | 45.9289 | 45.9289 | 925.6019 | 209.5492 | 169.5686 | 169.5686 | 169.5686 | 39.9806 | 209.5492 | 2999.1945 | 2999.1945 | 938.12 | 938.12 | 1006.7379 | 1006.7379 | 485.7751 | 485.7751 | 568.5616 | 568.5616 | 260298720.4382 | 1208948654.229 | 223581122.6258 | 59171502.707 | 1752 | 41.204 | 676470.4746 | 39940.3245 | 50.2136 | 793.1834 | 132 | 1824 | 2767.1539 | 456 | 114 | 0.23137
3098 | 618.065 | 501.6 | 600 | 2400 | 5 | 97.04% | 100 | 177.1373 | 176.0008 | 176.0008 | 1 | 177.1373 | 100 | 384.1232 | 364.8418 | 364.8418 | 364.8418 | 19.2814 | 384.1232 | 86.9208 | 78.3776 | 78.3776 | 78.3776 | 8.5432 | 86.9208 | 1042.2377 | 932.5889 | 932.5889 | 978.7262 | 63.5115 | 932.5889 | 46.1374 | 46.1374 | 1042.2377 | 208.3667 | 168.5682 | 168.5682 | 168.5682 | 39.7984 | 208.3667 | 3084.1627 | 3084.1627 | 1023.299 | 1023.299 | 1006.6349 | 1006.6349 | 485.7254 | 485.7254 | 568.5034 | 568.5034 | 266526096.9493 | 1208974723.12 | 224601211.9339 | 51897967.9968 | 1752 | 42.9556 | 596812.0891 | 35237.1158 | 44.3007 | 865.2909 | 132 | 1824 | 2767.1539 | 456 | 114 | 0.23242
3099 | 669.5704 | 501.6 | 600 | 2400 | 5 | 97.36% | 100 | 181.7099 | 180.681 | 180.681 | 1 | 181.7099 | 100 | 407.6706 | 387.2053 | 387.2053 | 387.2053 | 20.4652 | 407.6706 | 86.9132 | 78.37 | 78.37 | 78.37 | 8.5432 | 86.9132 | 1165.7181 | 1049.8831 | 1049.8831 | 1095.9085 | 69.8096 | 1049.8831 | 46.0254 | 46.0254 | 1165.7181 | 207.5439 | 167.8643 | 167.8643 | 167.8643 | 39.6796 | 207.5439 | 3169.1319 | 3169.1319 | 1108.4669 | 1108.4669 | 1006.5378 | 1006.5378 | 485.6786 | 485.6786 | 568.4486 | 568.4486 | 271772271.8114 | 1208968181.2083 | 224936089.9692 | 46323457.0111 | 1752 | 44.6395 | 527493.0371 | 31144.3645 | 39.1552 | 937.3985 | 132 | 1824 | 2767.1539 | 456 | 114 | 0.23276
3100 | 721.0758 | 501.6 | 600 | 2400 | 5 | 97.63% | 100 | 186.3269 | 185.2021 | 185.2021 | 1 | 186.3269 | 100 | 431.4868 | 409.8241 | 409.8241 | 409.8241 | 21.6627 | 431.4868 | 86.9058 | 78.3626 | 78.3626 | 78.3626 | 8.5431 | 86.9058 | 1286.94 | 1164.9014 | 1164.9014 | 1210.9186 | 76.0214 | 1164.9014 | 46.0172 | 46.0172 | 1286.94 | 207.1985 | 167.5401 | 167.5401 | 167.5401 | 39.6584 | 207.1985 | 3254.1018 | 3254.1018 | 1193.6248 | 1193.6248 | 1006.446 | 1006.446 | 485.6343 | 485.6343 | 568.3967 | 568.3967 | 276399157.5576 | 1208976760.7366 | 225039746.5033 | 41584335.2024 | 1752 | 46.2447 | 472551.0796 | 27900.4689 | 35.0769 | 1009.5061 | 132 | 1824 | 2767.1539 | 456 | 114 | 0.23287
3101 | 772.5812 | 501.6 | 600 | 2400 | 5 | 97.92% | 100 | 190.9522 | 189.327 | 189.327 | 1 | 190.9522 | 100 | 455.0306 | 432.184 | 432.184 | 432.184 | 22.8466 | 455.0306 | 86.8988 | 78.3557 | 78.3557 | 78.3557 | 8.5431 | 86.8988 | 1429.709 | 1300.5093 | 1300.5093 | 1346.3429 | 83.366 | 1300.5093 | 45.8336 | 45.8336 | 1429.709 | 206.7971 | 167.1764 | 167.1764 | 167.1764 | 39.6207 | 206.7971 | 3339.0725 | 3339.0725 | 1278.7733 | 1278.7733 | 1006.3591 | 1006.3591 | 485.5924 | 485.5924 | 568.3477 | 568.3477 | 280851637.5434 | 1208976760.7366 | 225676852.82 | 36494748.8999 | 1752 | 47.7525 | 414619.6389 | 24480.0675 | 30.7767 | 1081.6137 | 132 | 1824 | 2767.1539 | 456 | 114 | 0.23352
3102 | 824.0866 | 501.6 | 600 | 2400 | 5 | 98.13% | 100 | 195.5989 | 194.1844 | 194.1844 | 1 | 195.5989 | 100 | 478.3619 | 454.342 | 454.342 | 454.342 | 24.0199 | 478.3619 | 86.8924 | 78.3493 | 78.3493 | 78.3493 | 8.5431 | 86.8924 | 1599.8456 | 1461.596 | 1461.596 | 1507.7619 | 92.0837 | 1461.596 | 46.1659 | 46.1659 | 1599.8456 | 206.3556 | 166.7837 | 166.7837 | 166.7837 | 39.5719 | 206.3556 | 3424.0438 | 3424.0438 | 1363.9132 | 1363.9132 | 1006.2768 | 1006.2768 | 485.5526 | 485.5526 | 568.3012 | 568.3012 | 284791632.3804 | 1208976760.7366 | 225479876.4352 | 32751730.4477 | 1752 | 49.2057 | 378645.2387 | 22356.0588 | 28.1064 | 1153.7213 | 132 | 1824 | 2767.1539 | 456 | 114 | 0.23332
3103 | 875.592 | 501.6 | 600 | 2400 | 5 | 98.34% | 100 | 200.2619 | 198.73 | 198.73 | 1 | 200.2619 | 100 | 501.8079 | 476.6089 | 476.6089 | 476.6089 | 25.199 | 501.8079 | 86.8863 | 78.3432 | 78.3432 | 78.3432 | 8.5431 | 86.8863 | 1783.7139 | 1635.9671 | 1635.9671 | 1682.1861 | 101.5278 | 1635.9671 | 46.219 | 46.219 | 1783.7139 | 206.08 | 166.5287 | 166.5287 | 166.5287 | 39.5514 | 206.08 | 3509.0158 | 3509.0158 | 1449.0452 | 1449.0452 | 1006.1986 | 1006.1986 | 485.5149 | 485.5149 | 568.257 | 568.257 | 288260106.7635 | 1208976760.7366 | 225619149.3129 | 29143983.1869 | 1752 | 50.5792 | 330591.524 | 19518.8604 | 24.5394 | 1225.8288 | 132 | 1824 | 2767.1539 | 456 | 114 | 0.23347
3104 | 927.0974 | 501.6 | 600 | 2400 | 5 | 98.5% | 100 | 204.9403 | 203.2838 | 203.2838 | 1 | 204.9403 | 100 | 525.4015 | 499.0158 | 499.0158 | 499.0158 | 26.3857 | 525.4015 | 86.8805 | 78.3374 | 78.3374 | 78.3374 | 8.5431 | 86.8805 | 1966.6152 | 1809.9926 | 1809.9926 | 1855.6612 | 110.954 | 1809.9926 | 45.6686 | 45.6686 | 1966.6152 | 206.1031 | 166.5163 | 166.5163 | 166.5163 | 39.5868 | 206.1031 | 3593.9884 | 3593.9884 | 1534.1699 | 1534.1699 | 1006.1244 | 1006.1244 | 485.4791 | 485.4791 | 568.2151 | 568.2151 | 291426064.1205 | 1208978108.1375 | 225384041.5439 | 26211786.198 | 1752 | 51.8903 | 292477.9234 | 17268.5484 | 21.7103 | 1297.9364 | 132 | 1824 | 2767.1539 | 456 | 114 | 0.23322
3105 | 978.6028 | 501.6 | 600 | 2400 | 5 | 98.64% | 100 | 209.6325 | 208.2022 | 208.2022 | 1 | 209.6325 | 100 | 548.8573 | 521.2919 | 521.2919 | 521.2919 | 27.5655 | 548.8573 | 86.875 | 78.3318 | 78.3318 | 78.3318 | 8.5431 | 86.875 | 2174.6389 | 2007.7321 | 2007.7321 | 2052.9929 | 121.646 | 2007.7321 | 45.2608 | 45.2608 | 2174.6389 | 206.1669 | 166.541 | 166.541 | 166.541 | 39.6259 | 206.1669 | 3678.9616 | 3678.9616 | 1619.2878 | 1619.2878 | 1006.0537 | 1006.0537 | 485.445 | 485.445 | 568.1751 | 568.1751 | 294402556.2068 | 1208978108.1375 | 224794647.3496 | 23824688.3061 | 1752 | 53.1436 | 268010.8148 | 15823.9558 | 19.8941 | 1370.044 | 132 | 1824 | 2767.1539 | 456 | 114 | 0.23262
3106 | 1030.1083 | 501.6 | 600 | 2400 | 5 | 98.77% | 100 | 214.3438 | 212.8987 | 212.8987 | 1 | 214.3438 | 100 | 572.2413 | 543.4996 | 543.4996 | 543.4996 | 28.7417 | 572.2413 | 86.8697 | 78.3266 | 78.3266 | 78.3266 | 8.5431 | 86.8697 | 2398.3667 | 2219.8425 | 2219.8425 | 2265.2338 | 133.1329 | 2219.8425 | 45.3913 | 45.3913 | 2398.3667 | 206.3493 | 166.6599 | 166.6599 | 166.6599 | 39.6894 | 206.3493 | 3763.9352 | 3763.9352 | 1704.3994 | 1704.3994 | 1005.9863 | 1005.9863 | 485.4125 | 485.4125 | 568.1371 | 568.1371 | 297055092.2447 | 1208978108.1375 | 224419256.932 | 21547582.4592 | 1752 | 54.3344 | 244125.377 | 14413.7063 | 18.1211 | 1442.1516 | 132 | 1824 | 2767.1539 | 456 | 114 | 0.23223
3107 | 20.6022 | 551 | 600 | 2400 | 7 | 86.74% | 100 | 146.7411 | 146.6595 | 146.6595 | 1 | 146.7411 | 100 | 157.9111 | 149.9926 | 149.9926 | 149.9926 | 7.9185 | 157.9111 | 93.2614 | 84.1038 | 84.1038 | 84.1038 | 9.1576 | 93.2614 | 387.7785 | 307.5075 | 307.5075 | 356.8592 | 30.9193 | 307.5075 | 49.3518 | 49.3518 | 387.7785 | 184.8685 | 150.3727 | 150.3727 | 150.3727 | 34.4958 | 184.8685 | 2390.9395 | 2390.9395 | 34.1462 | 34.1462 | 1106.9479 | 1106.9479 | 680.738 | 680.738 | 569.1074 | 569.1074 | 22110323.6916 | 1238933597.2382 | 258592163.0573 | 232363900.2353 | 1752 | 24.531 | 2864262.6705 | 169112.4516 | 212.611 | 28.843 | 145 | 1824 | 2767.1539 | 456 | 114 | 0.26752
3108 | 51.5054 | 551 | 600 | 2400 | 7 | 87.79% | 100 | 148.8169 | 148.641 | 148.641 | 1 | 148.8169 | 100 | 162.9052 | 154.7355 | 154.7355 | 154.7355 | 8.1697 | 162.9052 | 93.2514 | 84.094 | 84.094 | 84.094 | 9.1575 | 93.2514 | 413.9867 | 333.175 | 333.175 | 381.8999 | 32.0869 | 333.175 | 48.7249 | 48.7249 | 413.9867 | 193.9097 | 157.6553 | 157.6553 | 157.6553 | 36.2544 | 193.9097 | 2441.9145 | 2441.9145 | 85.357 | 85.357 | 1106.8372 | 1106.8372 | 680.6699 | 680.6699 | 569.0504 | 569.0504 | 53543954.0955 | 1238950644.8896 | 245671400.9618 | 213833904.9836 | 1751.9999 | 25.6157 | 2597863.0084 | 153383.6218 | 192.8364 | 72.1076 | 145 | 1824 | 2767.1539 | 456 | 114 | 0.25427
3109 | 154.5162 | 551 | 600 | 2400 | 6 | 90.99% | 100 | 149.9924 | 149.5652 | 149.5652 | 1 | 149.9924 | 100 | 187.7923 | 178.3733 | 178.3733 | 178.3733 | 9.419 | 187.7923 | 93.2398 | 84.0824 | 84.0824 | 84.0824 | 9.1574 | 93.2398 | 464.0807 | 382.4666 | 382.4666 | 429.8183 | 34.2624 | 382.4666 | 47.3516 | 47.3516 | 464.0807 | 218.0175 | 176.9765 | 176.9765 | 176.9765 | 41.041 | 218.0175 | 2515.0478 | 2515.0478 | 256.0361 | 256.0361 | 1106.6867 | 1106.6867 | 583.352 | 583.352 | 568.9731 | 568.9731 | 138561936.2872 | 1238950220.2481 | 216589150.4684 | 157898692.9963 | 1752 | 29.4401 | 1864755.8792 | 110099.343 | 138.4187 | 216.3227 | 145 | 1824 | 2767.1539 | 456 | 114 | 0.22438
3110 | 206.0217 | 551 | 600 | 2400 | 7 | 92.36% | 100 | 160.0083 | 159.2723 | 159.2723 | 1 | 160.0083 | 100 | 206.1496 | 195.8069 | 195.8069 | 195.8069 | 10.3427 | 206.1496 | 93.2119 | 84.0547 | 84.0547 | 84.0547 | 9.1572 | 93.2119 | 611.6221 | 522.649 | 522.649 | 569.8638 | 41.7583 | 522.649 | 47.2148 | 47.2148 | 611.6221 | 222.8445 | 180.7457 | 180.7457 | 180.7457 | 42.0988 | 222.8445 | 2696.7986 | 2696.7986 | 341.2777 | 341.2777 | 1106.3503 | 1106.3503 | 680.3705 | 680.3705 | 568.8001 | 568.8001 | 167483792.9612 | 1238997855.7887 | 211683161.1717 | 133835190.0785 | 1752 | 31.3906 | 1570504.0457 | 92726.059 | 116.5767 | 288.4303 | 145 | 1824 | 2767.1539 | 456 | 114 | 0.2193
3111 | 257.5271 | 551 | 600 | 2400 | 7 | 93.51% | 100 | 163.9942 | 163.166 | 163.166 | 1 | 163.9942 | 100 | 229.0553 | 217.562 | 217.562 | 217.562 | 11.4933 | 229.0553 | 93.1991 | 84.0421 | 84.0421 | 84.0421 | 9.157 | 93.1991 | 706.0646 | 612.9085 | 612.9085 | 659.5165 | 46.5481 | 612.9085 | 46.6079 | 46.6079 | 706.0646 | 222.5377 | 180.3748 | 180.3748 | 180.3748 | 42.1629 | 222.5377 | 2781.763 | 2781.763 | 426.5426 | 426.5426 | 1106.2091 | 1106.2091 | 680.2837 | 680.2837 | 568.7275 | 568.7275 | 187669781.8277 | 1239015131.349 | 211546601.8165 | 113768485.0068 | 1752 | 33.3596 | 1319160.282 | 77886.163 | 97.9198 | 360.5379 | 145 | 1824 | 2767.1539 | 456 | 114 | 0.21902
3112 | 309.0325 | 551 | 600 | 2400 | 7 | 94.38% | 100 | 168.2083 | 167.2374 | 167.2374 | 1 | 168.2083 | 100 | 253.62 | 240.8926 | 240.8926 | 240.8926 | 12.7273 | 253.62 | 93.1884 | 84.0315 | 84.0315 | 84.0315 | 9.1569 | 93.1884 | 802.4882 | 704.443 | 704.443 | 751.0621 | 51.4261 | 704.443 | 46.6191 | 46.6191 | 802.4882 | 222.209 | 179.9952 | 179.9952 | 179.9952 | 42.2138 | 222.209 | 2866.7285 | 2866.7285 | 511.7899 | 511.7899 | 1106.0768 | 1106.0768 | 680.2023 | 680.2023 | 568.6595 | 568.6595 | 203043352.578 | 1239023171.0646 | 211409582.1615 | 98523894.196 | 1752 | 35.3624 | 1144950.5297 | 67600.431 | 84.9884 | 432.6455 | 145 | 1824 | 2767.1539 | 456 | 114 | 0.2189
3113 | 360.5379 | 551 | 600 | 2400 | 7 | 95.14% | 100 | 172.4874 | 171.3521 | 171.3521 | 1 | 172.4874 | 100 | 277.7664 | 263.8258 | 263.8258 | 263.8258 | 13.9406 | 277.7664 | 93.1793 | 84.0223 | 84.0223 | 84.0223 | 9.157 | 93.1793 | 915.1303 | 811.5749 | 811.5749 | 857.9648 | 57.1655 | 811.5749 | 46.3899 | 46.3899 | 915.1303 | 221.3135 | 179.1798 | 179.1798 | 179.1798 | 42.1337 | 221.3135 | 2951.6952 | 2951.6952 | 597.0212 | 597.0212 | 1105.9525 | 1105.9525 | 680.1259 | 680.1259 | 568.5956 | 568.5956 | 216020424.0205 | 1239009068.389 | 211887433.8208 | 85083073.7697 | 1752 | 37.2992 | 977646.3001 | 57722.4164 | 72.5696 | 504.753 | 145 | 1824 | 2767.1539 | 456 | 114 | 0.2194
3114 | 412.0433 | 551 | 600 | 2400 | 6 | 95.75% | 100 | 170.7256 | 169.8114 | 169.8114 | 1 | 170.7256 | 100 | 302.2156 | 287.0482 | 287.0482 | 287.0482 | 15.1674 | 302.2156 | 93.1819 | 84.0248 | 84.0248 | 84.0248 | 9.1571 | 93.1819 | 898.1636 | 795.6753 | 795.6753 | 841.913 | 56.2506 | 795.6753 | 46.2377 | 46.2377 | 898.1636 | 220.5219 | 178.4609 | 178.4609 | 178.4609 | 42.061 | 220.5219 | 2939.8679 | 2939.8679 | 682.3203 | 682.3203 | 1105.9694 | 1105.9694 | 582.9739 | 582.9739 | 568.6043 | 568.6043 | 226528058.9711 | 1239021765.0747 | 212035803.6044 | 74414372.3498 | 1752 | 39.1978 | 856517.4755 | 50570.7006 | 63.5783 | 576.8606 | 145 | 1824 | 2767.1539 | 456 | 114 | 0.21957
3115 | 463.5487 | 551 | 600 | 2400 | 6 | 96.26% | 100 | 175.183 | 174.1984 | 174.1984 | 1 | 175.183 | 100 | 327.1311 | 310.7116 | 310.7116 | 310.7116 | 16.4195 | 327.1311 | 93.1709 | 84.014 | 84.014 | 84.014 | 9.1569 | 93.1709 | 1008.9835 | 900.8785 | 900.8785 | 947.1016 | 61.882 | 900.8785 | 46.2231 | 46.2231 | 1008.9835 | 219.9407 | 177.9216 | 177.9216 | 177.9216 | 42.0191 | 219.9407 | 3024.8354 | 3024.8354 | 767.5285 | 767.5285 | 1105.8515 | 1105.8515 | 582.9118 | 582.9118 | 568.5436 | 568.5436 | 235076391.2498 | 1239028091.6227 | 212331345.6914 | 65564171.4362 | 1752 | 41.0259 | 755673.429 | 44616.6434 | 56.0928 | 648.9682 | 145 | 1824 | 2767.1539 | 456 | 114 | 0.21989
3116 | 515.0541 | 551 | 600 | 2400 | 6 | 96.73% | 100 | 179.7002 | 178.3233 | 178.3233 | 1 | 179.7002 | 100 | 352.0354 | 334.3642 | 334.3642 | 334.3642 | 17.6712 | 352.0354 | 93.162 | 84.0052 | 84.0052 | 84.0052 | 9.1569 | 93.162 | 1129.8064 | 1015.3807 | 1015.3807 | 1061.7207 | 68.0857 | 1015.3807 | 46.3401 | 46.3401 | 1129.8064 | 219.4902 | 177.4995 | 177.4995 | 177.4995 | 41.9907 | 219.4902 | 3109.8039 | 3109.8039 | 852.7238 | 852.7238 | 1105.7404 | 1105.7404 | 582.8532 | 582.8532 | 568.4865 | 568.4865 | 242724633.8603 | 1239034301.4893 | 212867097.2001 | 57373992.3607 | 1752 | 42.7699 | 660391.4257 | 38990.9816 | 49.0201 | 721.0758 | 145 | 1824 | 2767.1539 | 456 | 114 | 0.22044
3117 | 566.5595 | 551 | 600 | 2400 | 5 | 97.17% | 100 | 178.0893 | 176.6612 | 176.6612 | 1 | 178.0893 | 100 | 376.7004 | 357.7913 | 357.7913 | 357.7913 | 18.9091 | 376.7004 | 93.1633 | 84.0064 | 84.0064 | 84.0064 | 9.1569 | 93.1633 | 1077.2732 | 965.5858 | 965.5858 | 1011.8978 | 65.3754 | 965.5858 | 46.3121 | 46.3121 | 1077.2732 | 218.4642 | 176.6219 | 176.6219 | 176.6219 | 41.8422 | 218.4642 | 3097.9763 | 3097.9763 | 938.009 | 938.009 | 1105.7554 | 1105.7554 | 485.7176 | 485.7176 | 568.4943 | 568.4943 | 249374453.7719 | 1239026781.5317 | 214050768.7152 | 49547995.9812 | 1752 | 44.4185 | 569426.1242 | 33620.1874 | 42.2679 | 793.1834 | 145 | 1824 | 2767.1539 | 456 | 114 | 0.22165
3118 | 618.065 | 551 | 600 | 2400 | 5 | 97.51% | 100 | 182.6451 | 181.3579 | 181.3579 | 1 | 182.6451 | 100 | 401.3022 | 381.1564 | 381.1564 | 381.1564 | 20.1458 | 401.3022 | 93.1558 | 83.9989 | 83.9989 | 83.9989 | 9.1569 | 93.1558 | 1223.4413 | 1104.2862 | 1104.2862 | 1150.6051 | 72.8362 | 1104.2862 | 46.3189 | 46.3189 | 1223.4413 | 217.4708 | 175.7759 | 175.7759 | 175.7759 | 41.6948 | 217.4708 | 3182.9456 | 3182.9456 | 1023.1847 | 1023.1847 | 1105.6497 | 1105.6497 | 485.6712 | 485.6712 | 568.4399 | 568.4399 | 255060029.4275 | 1239026781.5317 | 214301885.7004 | 43611303.3404 | 1752 | 46.0109 | 500224.9813 | 29534.3977 | 37.1311 | 865.2909 | 145 | 1824 | 2767.1539 | 456 | 114 | 0.22191
3119 | 669.5704 | 551 | 600 | 2400 | 5 | 97.76% | 100 | 187.2393 | 186.2279 | 186.2279 | 1 | 187.2393 | 100 | 426.2234 | 404.8247 | 404.8247 | 404.8247 | 21.3987 | 426.2234 | 93.1473 | 83.9905 | 83.9905 | 83.9905 | 9.1568 | 93.1473 | 1367.7793 | 1241.5332 | 1241.5332 | 1287.5608 | 80.2185 | 1241.5332 | 46.0276 | 46.0276 | 1367.7793 | 217.1119 | 175.4324 | 175.4324 | 175.4324 | 41.6795 | 217.1119 | 3267.9157 | 3267.9157 | 1108.3499 | 1108.3499 | 1105.5498 | 1105.5498 | 485.6273 | 485.6273 | 568.3886 | 568.3886 | 259896481.6974 | 1239038169.1701 | 213835350.3824 | 39229998.7501 | 1752 | 47.5444 | 448602.2824 | 26486.4785 | 33.2992 | 937.3985 | 145 | 1824 | 2767.1539 | 456 | 114 | 0.22143
3120 | 721.0758 | 551 | 600 | 2400 | 7 | 98.01% | 100 | 204.1395 | 202.1746 | 202.1746 | 1 | 204.1395 | 100 | 450.9576 | 428.3114 | 428.3114 | 428.3114 | 22.6462 | 450.9576 | 93.125 | 83.9682 | 83.9682 | 83.9682 | 9.1568 | 93.125 | 2096.1842 | 1932.8104 | 1932.8104 | 1978.5254 | 117.6587 | 1932.8104 | 45.715 | 45.715 | 2096.1842 | 217.2322 | 175.4784 | 175.4784 | 175.4784 | 41.7538 | 217.2322 | 3546.4862 | 3546.4862 | 1193.292 | 1193.292 | 1105.2575 | 1105.2575 | 679.6984 | 679.6984 | 568.2383 | 568.2383 | 264436484.6098 | 1239022123.6836 | 213636217.2826 | 34905174.424 | 1752 | 48.9949 | 395416.2658 | 23346.2576 | 29.3513 | 1009.5061 | 145 | 1824 | 2767.1539 | 456 | 114 | 0.22123
3121 | 772.5812 | 551 | 600 | 2400 | 7 | 98.22% | 100 | 208.7941 | 206.8734 | 206.8734 | 1 | 208.7941 | 100 | 475.6341 | 451.747 | 451.747 | 451.747 | 23.8871 | 475.6341 | 93.1197 | 83.9628 | 83.9628 | 83.9628 | 9.1569 | 93.1197 | 2338.6622 | 2162.8571 | 2162.8571 | 2208.5662 | 130.096 | 2162.8571 | 45.7091 | 45.7091 | 2338.6622 | 217.2407 | 175.4502 | 175.4502 | 175.4502 | 41.7905 | 217.2407 | 3631.459 | 3631.459 | 1278.4348 | 1278.4348 | 1105.1777 | 1105.1777 | 679.6494 | 679.6494 | 568.1972 | 568.1972 | 268453706.7392 | 1239027351.8816 | 213285599.1231 | 31233342.2561 | 1752 | 50.3791 | 357433.4255 | 21103.666 | 26.5319 | 1081.6137 | 145 | 1824 | 2767.1539 | 456 | 114 | 0.22087
3122 | 824.0866 | 551 | 600 | 2400 | 7 | 98.44% | 100 | 213.4659 | 210.9726 | 210.9726 | 1 | 213.4659 | 100 | 500.2882 | 475.1614 | 475.1614 | 475.1614 | 25.1269 | 500.2882 | 93.1142 | 83.9573 | 83.9573 | 83.9573 | 9.1569 | 93.1142 | 2621.5074 | 2430.9021 | 2430.9021 | 2476.9077 | 144.5997 | 2430.9021 | 46.0056 | 46.0056 | 2621.5074 | 217.1647 | 175.3572 | 175.3572 | 175.3572 | 41.8075 | 217.1647 | 3716.4324 | 3716.4324 | 1363.57 | 1363.57 | 1105.1016 | 1105.1016 | 679.6026 | 679.6026 | 568.1582 | 568.1582 | 272167922.9792 | 1239032580.0795 | 213433616.232 | 27365880.7092 | 1752 | 51.6869 | 311431.8564 | 18387.6309 | 23.1172 | 1153.7213 | 145 | 1824 | 2767.1539 | 456 | 114 | 0.22102
3123 | 875.592 | 551 | 600 | 2400 | 6 | 98.6% | 100 | 212.0128 | 210.0203 | 210.0203 | 1 | 212.0128 | 100 | 524.9825 | 498.6156 | 498.6156 | 498.6156 | 26.3669 | 524.9825 | 93.1147 | 83.9578 | 83.9578 | 83.9578 | 9.1569 | 93.1147 | 2520.2771 | 2335.1638 | 2335.1638 | 2380.8813 | 139.3958 | 2335.1638 | 45.7175 | 45.7175 | 2520.2771 | 217.2507 | 175.4002 | 175.4002 | 175.4002 | 41.8505 | 217.2507 | 3704.6042 | 3704.6042 | 1448.8067 | 1448.8067 | 1105.112 | 1105.112 | 582.522 | 582.522 | 568.1635 | 568.1635 | 275440670.5426 | 1239010347.9778 | 213069762.97 | 24479218.5096 | 1752 | 52.9427 | 274982.167 | 16235.56 | 20.4116 | 1225.8288 | 145 | 1824 | 2767.1539 | 456 | 114 | 0.22065
3124 | 927.0974 | 551 | 600 | 2400 | 6 | 98.74% | 100 | 216.7134 | 214.9297 | 214.9297 | 1 | 216.7134 | 100 | 549.7819 | 522.1678 | 522.1678 | 522.1678 | 27.6142 | 549.7819 | 93.1088 | 83.9519 | 83.9519 | 83.9519 | 9.1569 | 93.1088 | 2798.9078 | 2599.6169 | 2599.6169 | 2645.19 | 153.7178 | 2599.6169 | 45.5731 | 45.5731 | 2798.9078 | 217.4567 | 175.5391 | 175.5391 | 175.5391 | 41.9176 | 217.4567 | 3789.578 | 3789.578 | 1533.9294 | 1533.9294 | 1105.0391 | 1105.0391 | 582.4835 | 582.4835 | 568.126 | 568.126 | 278352649.3099 | 1239038169.1701 | 212473989.2453 | 22135198.1604 | 1752 | 54.1436 | 252648.8617 | 14916.9519 | 18.7538 | 1297.9364 | 145 | 1824 | 2767.1539 | 456 | 114 | 0.22004
3125 | 978.6028 | 551 | 600 | 2400 | 6 | 98.88% | 100 | 221.4312 | 219.1311 | 219.1311 | 1 | 221.4312 | 100 | 574.4344 | 545.5803 | 545.5803 | 545.5803 | 28.8541 | 574.4344 | 93.1031 | 83.9463 | 83.9463 | 83.9463 | 9.1568 | 93.1031 | 3108.7857 | 2893.2101 | 2893.2101 | 2939.1405 | 169.6452 | 2893.2101 | 45.9304 | 45.9304 | 3108.7857 | 217.7639 | 175.7615 | 175.7615 | 175.7615 | 42.0024 | 217.7639 | 3874.5522 | 3874.5522 | 1619.0457 | 1619.0457 | 1104.9695 | 1104.9695 | 582.4469 | 582.4469 | 568.0902 | 568.0902 | 281207888.1199 | 1239037584.29 | 212191855.3122 | 19562688.569 | 1752 | 55.2805 | 222894.8699 | 13160.2099 | 16.5452 | 1370.044 | 145 | 1824 | 2767.1539 | 456 | 114 | 0.21975
3126 | 1030.1083 | 551 | 600 | 2400 | 5 | 98.98% | 100 | 220.0285 | 218.3848 | 218.3848 | 1 | 220.0285 | 100 | 599.1138 | 569.0203 | 569.0203 | 569.0203 | 30.0935 | 599.1138 | 93.1038 | 83.9469 | 83.9469 | 83.9469 | 9.1568 | 93.1038 | 2864.4089 | 2660.9869 | 2660.9869 | 2707.3373 | 157.0716 | 2660.9869 | 46.3504 | 46.3504 | 2864.4089 | 218.2558 | 176.1338 | 176.1338 | 176.1338 | 42.122 | 218.2558 | 3862.7239 | 3862.7239 | 1704.2733 | 1704.2733 | 1104.979 | 1104.979 | 485.3766 | 485.3766 | 568.0951 | 568.0951 | 283688350.7985 | 1239038169.1701 | 211417666.1403 | 17855813.8911 | 1752 | 56.3749 | 207475.5544 | 12249.8191 | 15.4007 | 1442.1516 | 145 | 1824 | 2767.1539 | 456 | 114 | 0.21895
3127 | 20.6022 | 600.4 | 600 | 2400 | 7 | 88.28% | 100 | 151.5358 | 151.4329 | 151.4329 | 1 | 151.5358 | 100 | 163.7817 | 155.5673 | 155.5673 | 155.5673 | 8.2143 | 163.7817 | 99.5183 | 89.7446 | 89.7446 | 89.7446 | 9.7737 | 99.5183 | 430.075 | 347.6696 | 347.6696 | 397.0411 | 33.0338 | 347.6696 | 49.3716 | 49.3716 | 430.075 | 182.8665 | 148.6014 | 148.6014 | 148.6014 | 34.265 | 182.8665 | 2489.7103 | 2489.7103 | 34.1397 | 34.1397 | 1205.9625 | 1205.9625 | 680.6088 | 680.6088 | 568.9993 | 568.9993 | 21316508.2766 | 1264898827.779 | 260442763.6768 | 205341900.2675 | 1752 | 29.0311 | 2530581.287 | 149411.159 | 187.8422 | 28.843 | 158 | 1824 | 2767.1539 | 456 | 114 | 0.26936
3128 | 51.5054 | 600.4 | 600 | 2400 | 7 | 89.22% | 100 | 153.7042 | 153.5055 | 153.5055 | 1 | 153.7042 | 100 | 168.1499 | 159.7158 | 159.7158 | 159.7158 | 8.4342 | 168.1499 | 99.5083 | 89.7348 | 89.7348 | 89.7348 | 9.7735 | 99.5083 | 460.2457 | 376.981 | 376.981 | 425.8117 | 34.4339 | 376.981 | 48.8307 | 48.8307 | 460.2457 | 192.5591 | 156.4021 | 156.4021 | 156.4021 | 36.157 | 192.5591 | 2540.6865 | 2540.6865 | 85.3415 | 85.3415 | 1205.8518 | 1205.8518 | 680.5463 | 680.5463 | 568.9471 | 568.9471 | 51853865.1131 | 1264929496.4892 | 246389128.4632 | 188827525.7596 | 1752 | 30.0962 | 2302942.598 | 135970.8635 | 170.9448 | 72.1076 | 158 | 1824 | 2767.1539 | 456 | 114 | 0.25494
3129 | 154.5162 | 600.4 | 600 | 2400 | 7 | 92.09% | 100 | 161.2207 | 160.6672 | 160.6672 | 1 | 161.2207 | 100 | 194.0509 | 184.315 | 184.315 | 184.315 | 9.7359 | 194.0509 | 99.4831 | 89.7096 | 89.7096 | 89.7096 | 9.7735 | 99.4831 | 596.0264 | 507.7594 | 507.7594 | 555.011 | 41.0154 | 507.7594 | 47.2516 | 47.2516 | 596.0264 | 219.2172 | 177.7795 | 177.7795 | 177.7795 | 41.4377 | 219.2172 | 2710.6114 | 2710.6114 | 255.9528 | 255.9528 | 1205.5146 | 1205.5146 | 680.356 | 680.356 | 568.788 | 568.788 | 134038194.2674 | 1264929817.8501 | 214370777.7758 | 138661375.8827 | 1752.0002 | 33.6863 | 1627646.4776 | 96099.8755 | 120.8183 | 216.3227 | 158 | 1824 | 2767.1539 | 456 | 114 | 0.22212
3130 | 206.0217 | 600.4 | 600 | 2400 | 7 | 93.36% | 100 | 165.1369 | 164.4258 | 164.4258 | 1 | 165.1369 | 100 | 213.2704 | 202.5689 | 202.5689 | 202.5689 | 10.7015 | 213.2704 | 99.4706 | 89.6973 | 89.6973 | 89.6973 | 9.7734 | 99.4706 | 694.4094 | 601.7412 | 601.7412 | 648.4391 | 45.9703 | 601.7412 | 46.6979 | 46.6979 | 694.4094 | 224.6169 | 182.0276 | 182.0276 | 182.0276 | 42.5892 | 224.6169 | 2795.576 | 2795.576 | 341.2273 | 341.2273 | 1205.3624 | 1205.3624 | 680.2701 | 680.2701 | 568.7162 | 568.7162 | 161570465.5538 | 1264938888.6235 | 209097046.2114 | 116393599.6114 | 1752 | 35.4732 | 1353476.1932 | 79912.2509 | 100.467 | 288.4303 | 158 | 1824 | 2767.1539 | 456 | 114 | 0.21657
3131 | 257.5271 | 600.4 | 600 | 2400 | 7 | 94.27% | 100 | 169.299 | 168.442 | 168.442 | 1 | 169.299 | 100 | 238.0335 | 226.0881 | 226.0881 | 226.0881 | 11.9454 | 238.0335 | 99.4597 | 89.6864 | 89.6864 | 89.6864 | 9.7733 | 99.4597 | 792.3212 | 694.8428 | 694.8428 | 741.387 | 50.9342 | 694.8428 | 46.5442 | 46.5442 | 792.3212 | 227.1966 | 183.978 | 183.978 | 183.978 | 43.2187 | 227.1966 | 2880.5417 | 2880.5417 | 426.4836 | 426.4836 | 1205.2197 | 1205.2197 | 680.1895 | 680.1895 | 568.6488 | 568.6488 | 180570112.0913 | 1264946766.3334 | 206177087.6417 | 100306033.9336 | 1752 | 37.3285 | 1166507.3996 | 68873.1966 | 86.5885 | 360.5379 | 158 | 1824 | 2767.1539 | 456 | 114 | 0.21359
3132 | 309.0325 | 600.4 | 600 | 2400 | 7 | 95.07% | 100 | 173.5759 | 172.5147 | 172.5147 | 1 | 173.5759 | 100 | 263.3068 | 250.0917 | 250.0917 | 250.0917 | 13.2151 | 263.3068 | 99.4507 | 89.6773 | 89.6773 | 89.6773 | 9.7734 | 99.4507 | 905.9484 | 802.5178 | 802.5178 | 849.2389 | 56.7095 | 802.5178 | 46.721 | 46.721 | 905.9484 | 227.9511 | 184.4807 | 184.4807 | 184.4807 | 43.4704 | 227.9511 | 2965.5086 | 2965.5086 | 511.7234 | 511.7234 | 1205.0856 | 1205.0856 | 680.1139 | 680.1139 | 568.5856 | 568.5856 | 195561661.8141 | 1264924548.7849 | 205223657.1367 | 86290100.2759 | 1752 | 39.1402 | 1001989.2852 | 59159.6805 | 74.3765 | 432.6455 | 158 | 1824 | 2767.1539 | 456 | 114 | 0.21262
3133 | 360.5379 | 600.4 | 600 | 2400 | 7 | 95.73% | 100 | 177.8972 | 176.8379 | 176.8379 | 1 | 177.8972 | 100 | 288.6664 | 274.1771 | 274.1771 | 274.1771 | 14.4893 | 288.6664 | 99.4413 | 89.6679 | 89.6679 | 89.6679 | 9.7734 | 99.4413 | 1036.2089 | 926.4961 | 926.4961 | 972.8385 | 63.3704 | 926.4961 | 46.3424 | 46.3424 | 1036.2089 | 227.8747 | 184.32 | 184.32 | 184.32 | 43.5547 | 227.8747 | 3050.4764 | 3050.4764 | 596.9482 | 596.9482 | 1204.9595 | 1204.9595 | 680.0427 | 680.0427 | 568.5261 | 568.5261 | 207714379.8604 | 1264932463.9205 | 204612134.2866 | 74740989.9442 | 1752 | 40.9109 | 857710.0141 | 50641.1108 | 63.6668 | 504.753 | 158 | 1824 | 2767.1539 | 456 | 114 | 0.21201
3134 | 412.0433 | 600.4 | 600 | 2400 | 7 | 96.29% | 100 | 182.3175 | 181.1503 | 181.1503 | 1 | 182.3175 | 100 | 314.2161 | 298.4429 | 298.4429 | 298.4429 | 15.7732 | 314.2161 | 99.4313 | 89.658 | 89.658 | 89.658 | 9.7733 | 99.4313 | 1179.4212 | 1062.5215 | 1062.5215 | 1108.706 | 70.7152 | 1062.5215 | 46.1845 | 46.1845 | 1179.4212 | 227.8474 | 184.2222 | 184.2222 | 184.2222 | 43.6252 | 227.8474 | 3135.4452 | 3135.4452 | 682.1591 | 682.1591 | 1204.8405 | 1204.8405 | 679.9756 | 679.9756 | 568.4699 | 568.4699 | 217813425.604 | 1264945034.4787 | 204282018.7047 | 64959489.2242 | 1752 | 42.6227 | 748525.676 | 44194.6241 | 55.5622 | 576.8606 | 158 | 1824 | 2767.1539 | 456 | 114 | 0.21169
3135 | 463.5487 | 600.4 | 600 | 2400 | 7 | 96.77% | 100 | 186.8199 | 185.348 | 185.348 | 1 | 186.8199 | 100 | 340.1258 | 323.0505 | 323.0505 | 323.0505 | 17.0754 | 340.1258 | 99.4231 | 89.6498 | 89.6498 | 89.6498 | 9.7733 | 99.4231 | 1334.0198 | 1208.9266 | 1208.9266 | 1255.384 | 78.6358 | 1208.9266 | 46.4574 | 46.4574 | 1334.0198 | 227.8111 | 184.1278 | 184.1278 | 184.1278 | 43.6833 | 227.8111 | 3220.4148 | 3220.4148 | 767.3575 | 767.3575 | 1204.7282 | 1204.7282 | 679.9122 | 679.9122 | 568.4169 | 568.4169 | 226050735.1598 | 1264932465.8314 | 204410848.4269 | 56605950.582 | 1752 | 44.2672 | 653796.697 | 38601.6141 | 48.5306 | 648.9682 | 158 | 1824 | 2767.1539 | 456 | 114 | 0.21182
3136 | 515.0541 | 600.4 | 600 | 2400 | 7 | 97.22% | 100 | 191.3301 | 189.462 | 189.462 | 1 | 191.3301 | 100 | 366.0864 | 347.7062 | 347.7062 | 347.7062 | 18.3802 | 366.0864 | 99.415 | 89.6417 | 89.6417 | 89.6417 | 9.7733 | 99.415 | 1526.8618 | 1391.8723 | 1391.8723 | 1438.3561 | 88.5057 | 1391.8723 | 46.4838 | 46.4838 | 1526.8618 | 226.8804 | 183.3195 | 183.3195 | 183.3195 | 43.5609 | 226.8804 | 3305.3852 | 3305.3852 | 852.5442 | 852.5442 | 1204.622 | 1204.622 | 679.8522 | 679.8522 | 568.3668 | 568.3668 | 233243105.6015 | 1264954525.3204 | 205176997.0617 | 48625372.0164 | 1752 | 45.8297 | 560885.9545 | 33115.9568 | 41.6339 | 721.0758 | 158 | 1824 | 2767.1539 | 456 | 114 | 0.21261
3137 | 566.5595 | 600.4 | 600 | 2400 | 7 | 97.58% | 100 | 195.8872 | 194.0425 | 194.0425 | 1 | 195.8872 | 100 | 392.0159 | 372.3323 | 372.3323 | 372.3323 | 19.6836 | 392.0159 | 99.4065 | 89.6333 | 89.6333 | 89.6333 | 9.7732 | 99.4065 | 1743.4461 | 1597.2424 | 1597.2424 | 1643.8279 | 99.6182 | 1597.2424 | 46.5855 | 46.5855 | 1743.4461 | 226.2592 | 182.7688 | 182.7688 | 182.7688 | 43.4904 | 226.2592 | 3390.3563 | 3390.3563 | 937.7203 | 937.7203 | 1204.5213 | 1204.5213 | 679.7954 | 679.7954 | 568.3193 | 568.3193 | 239362493.1322 | 1264956808.2416 | 205271029.9309 | 42409735.056 | 1752.0001 | 47.3418 | 493458.2569 | 29134.8752 | 36.6288 | 793.1834 | 158 | 1824 | 2767.1539 | 456 | 114 | 0.21271
3138 | 618.065 | 600.4 | 600 | 2400 | 7 | 97.87% | 100 | 200.4811 | 198.6016 | 198.6016 | 1 | 200.4811 | 100 | 418.0259 | 397.0347 | 397.0347 | 397.0347 | 20.9912 | 418.0259 | 99.3985 | 89.6253 | 89.6253 | 89.6253 | 9.7731 | 99.3985 | 1968.2636 | 1810.8062 | 1810.8062 | 1857.1035 | 111.1602 | 1810.8062 | 46.2972 | 46.2972 | 1968.2636 | 226.2024 | 182.6764 | 182.6764 | 182.6764 | 43.5261 | 226.2024 | 3475.328 | 3475.328 | 1022.8865 | 1022.8865 | 1204.4258 | 1204.4258 | 679.7415 | 679.7415 | 568.2743 | 568.2743 | 244730844.6152 | 1264966761.8171 | 204932247.4452 | 37370146.1225 | 1752 | 48.7878 | 427568.1408 | 25244.5759 | 31.7379 | 865.2909 | 158 | 1824 | 2767.1539 | 456 | 114 | 0.21236
3139 | 669.5704 | 600.4 | 600 | 2400 | 7 | 98.1% | 100 | 205.11 | 203.0268 | 203.0268 | 1 | 205.11 | 100 | 444.138 | 421.834 | 421.834 | 421.834 | 22.304 | 444.138 | 99.3916 | 89.6185 | 89.6185 | 89.6185 | 9.7731 | 99.3916 | 2192.9127 | 2024.4274 | 2024.4274 | 2070.2269 | 122.6858 | 2024.4274 | 45.7995 | 45.7995 | 2192.9127 | 226.5984 | 182.9498 | 182.9498 | 182.9498 | 43.6486 | 226.5984 | 3560.3004 | 3560.3004 | 1108.0436 | 1108.0436 | 1204.3351 | 1204.3351 | 679.6903 | 679.6903 | 568.2315 | 568.2315 | 249346225.2866 | 1264972588.049 | 204434725.9645 | 33246460.6999 | 1752 | 50.1752 | 376297.8143 | 22217.4616 | 27.9322 | 937.3985 | 158 | 1824 | 2767.1539 | 456 | 114 | 0.21185
3140 | 721.0758 | 600.4 | 600 | 2400 | 7 | 98.31% | 100 | 209.7631 | 207.6635 | 207.6635 | 1 | 209.7631 | 100 | 470.0817 | 446.4733 | 446.4733 | 446.4733 | 23.6085 | 470.0817 | 99.385 | 89.6119 | 89.6119 | 89.6119 | 9.7731 | 99.385 | 2457.8374 | 2275.8773 | 2275.8773 | 2321.5643 | 136.2731 | 2275.8773 | 45.687 | 45.687 | 2457.8374 | 226.8538 | 183.1189 | 183.1189 | 183.1189 | 43.7348 | 226.8538 | 3645.2733 | 3645.2733 | 1193.1922 | 1193.1922 | 1204.2488 | 1204.2488 | 679.6416 | 679.6416 | 568.1907 | 568.1907 | 253663818.889 | 1264972588.049 | 203813874.6454 | 29549718.4166 | 1752 | 51.497 | 338027.5024 | 19957.8971 | 25.0914 | 1009.5061 | 158 | 1824 | 2767.1539 | 456 | 114 | 0.21121
3141 | 772.5812 | 600.4 | 600 | 2400 | 6 | 98.49% | 100 | 208.309 | 206.7432 | 206.7432 | 1 | 208.309 | 100 | 495.987 | 471.0777 | 471.0777 | 471.0777 | 24.9093 | 495.987 | 99.3859 | 89.6128 | 89.6128 | 89.6128 | 9.7731 | 99.3859 | 2368.7713 | 2190.9797 | 2190.9797 | 2237.1457 | 131.6256 | 2190.9797 | 46.166 | 46.166 | 2368.7713 | 227.1765 | 183.3456 | 183.3456 | 183.3456 | 43.8309 | 227.1765 | 3633.4452 | 3633.4452 | 1278.4327 | 1278.4327 | 1204.2606 | 1204.2606 | 582.5556 | 582.5556 | 568.1963 | 568.1963 | 257407051.2626 | 1264972588.049 | 203164043.6144 | 26456317.074 | 1752 | 52.7589 | 305701.281 | 18049.2849 | 22.6919 | 1081.6137 | 158 | 1824 | 2767.1539 | 456 | 114 | 0.21054
3142 | 824.0866 | 600.4 | 600 | 2400 | 6 | 98.69% | 100 | 212.9947 | 210.7493 | 210.7493 | 1 | 212.9947 | 100 | 521.7152 | 495.5122 | 495.5122 | 495.5122 | 26.2031 | 521.7152 | 99.3799 | 89.6068 | 89.6068 | 89.6068 | 9.7731 | 99.3799 | 2657.1318 | 2464.4812 | 2464.4812 | 2510.7084 | 146.4235 | 2464.4812 | 46.2272 | 46.2272 | 2657.1318 | 227.5323 | 183.6006 | 183.6006 | 183.6006 | 43.9317 | 227.5323 | 3718.4186 | 3718.4186 | 1363.5678 | 1363.5678 | 1204.1778 | 1204.1778 | 582.5156 | 582.5156 | 568.1573 | 568.1573 | 260991466.1181 | 1264964360.0819 | 203025923.4321 | 23018250.368 | 1752 | 53.9518 | 262596.3337 | 15504.2728 | 19.4922 | 1153.7213 | 158 | 1824 | 2767.1539 | 456 | 114 | 0.2104
3143 | 875.592 | 600.4 | 600 | 2400 | 6 | 98.81% | 100 | 217.6906 | 215.9703 | 215.9703 | 1 | 217.6906 | 100 | 547.6554 | 520.1478 | 520.1478 | 520.1478 | 27.5076 | 547.6554 | 99.374 | 89.6009 | 89.6009 | 89.6009 | 9.7731 | 99.374 | 2966.3546 | 2758.3158 | 2758.3158 | 2804.0555 | 162.2991 | 2758.3158 | 45.7397 | 45.7397 | 2966.3546 | 227.9295 | 183.8925 | 183.8925 | 183.8925 | 44.0371 | 227.9295 | 3803.3924 | 3803.3924 | 1448.696 | 1448.696 | 1204.099 | 1204.099 | 582.4775 | 582.4775 | 568.12 | 568.12 | 263925155.3088 | 1264974043.432 | 202182558.2228 | 20918243.0364 | 1752 | 55.1043 | 238025.1568 | 14053.5357 | 17.6683 | 1225.8288 | 158 | 1824 | 2767.1539 | 456 | 114 | 0.20954
3144 | 927.0974 | 600.4 | 600 | 2400 | 5 | 98.92% | 100 | 216.2837 | 214.8408 | 214.8408 | 1 | 216.2837 | 100 | 573.7566 | 544.9383 | 544.9383 | 544.9383 | 28.8184 | 573.7566 | 99.3748 | 89.6017 | 89.6017 | 89.6017 | 9.7731 | 99.3748 | 2726.7769 | 2530.9206 | 2530.9206 | 2576.8299 | 149.947 | 2530.9206 | 45.9093 | 45.9093 | 2726.7769 | 228.6523 | 184.4503 | 184.4503 | 184.4503 | 44.202 | 228.6523 | 3791.5641 | 3791.5641 | 1533.9271 | 1533.9271 | 1204.1097 | 1204.1097 | 485.4022 | 485.4022 | 568.1251 | 568.1251 | 266715447.92 | 1264960226.5227 | 201394761.061 | 18929564.4964 | 1752 | 56.2025 | 214413.1483 | 12659.4301 | 15.9156 | 1297.9364 | 158 | 1824 | 2767.1539 | 456 | 114 | 0.20873
3145 | 978.6028 | 600.4 | 600 | 2400 | 5 | 99.06% | 100 | 220.9993 | 218.9972 | 218.9972 | 1 | 220.9993 | 100 | 599.4789 | 569.3667 | 569.3667 | 569.3667 | 30.1122 | 599.4789 | 99.3699 | 89.5967 | 89.5967 | 89.5967 | 9.7732 | 99.3699 | 3062.6185 | 2849.5375 | 2849.5375 | 2895.4209 | 167.1977 | 2849.5375 | 45.8834 | 45.8834 | 3062.6185 | 228.9954 | 184.6976 | 184.6976 | 184.6976 | 44.2979 | 228.9954 | 3876.5384 | 3876.5384 | 1619.0434 | 1619.0434 | 1204.034 | 1204.034 | 485.3717 | 485.3717 | 568.0894 | 568.0894 | 269423282.7636 | 1264955007.6451 | 201163400.3853 | 16458309.2059 | 1752 | 57.2403 | 185693.635 | 10963.7661 | 13.7838 | 1370.044 | 158 | 1824 | 2767.1539 | 456 | 114 | 0.20849
3146 | 1030.1083 | 600.4 | 600 | 2400 | 5 | 99.16% | 100 | 225.7225 | 223.7707 | 223.7707 | 1 | 225.7225 | 100 | 625.284 | 593.8739 | 593.8739 | 593.8739 | 31.4102 | 625.284 | 99.3651 | 89.5919 | 89.5919 | 89.5919 | 9.7732 | 99.3651 | 3436.1896 | 3204.0165 | 3204.0165 | 3249.8572 | 186.3324 | 3204.0165 | 45.8408 | 45.8408 | 3436.1896 | 229.3491 | 184.9516 | 184.9516 | 184.9516 | 44.3975 | 229.3491 | 3961.5131 | 3961.5131 | 1704.1538 | 1704.1538 | 1203.9616 | 1203.9616 | 485.3425 | 485.3425 | 568.0552 | 568.0552 | 271771262.0671 | 1264961800.0793 | 200595915.9097 | 14671021.9438 | 1752 | 58.2399 | 166885.8881 | 9853.3148 | 12.3877 | 1442.1516 | 158 | 1824 | 2767.1539 | 456 | 114 | 0.20791
3147 | 20.6022 | 653.6 | 600 | 2400 | 7 | 89.64% | 100 | 156.902 | 156.7697 | 156.7697 | 1 | 156.902 | 100 | 168.3327 | 159.8886 | 159.8886 | 159.8886 | 8.4441 | 168.3327 | 106.2601 | 95.8225 | 95.8225 | 95.8225 | 10.4375 | 106.2601 | 477.5046 | 392.7831 | 392.7831 | 442.05 | 35.4546 | 392.7831 | 49.2669 | 49.2669 | 477.5046 | 182.3242 | 148.0277 | 148.0277 | 148.0277 | 34.2965 | 182.3242 | 2596.0815 | 2596.0815 | 34.1333 | 34.1333 | 1312.5741 | 1312.5741 | 680.4813 | 680.4813 | 568.8928 | 568.8928 | 20733133.7207 | 1289409230.3828 | 260285993.768 | 181571642.1285 | 1752 | 33.5066 | 2231721.4678 | 131765.8092 | 165.6581 | 28.843 | 172 | 1824 | 2767.1539 | 456 | 114 | 0.26913
3148 | 51.5054 | 653.6 | 600 | 2400 | 7 | 90.51% | 100 | 159.1135 | 158.8519 | 158.8519 | 1 | 159.1135 | 100 | 173.6825 | 164.9694 | 164.9694 | 164.9694 | 8.7132 | 173.6825 | 106.252 | 95.8145 | 95.8145 | 95.8145 | 10.4375 | 106.252 | 513.0331 | 427.302 | 427.302 | 475.9277 | 37.1054 | 427.302 | 48.6257 | 48.6257 | 513.0331 | 192.158 | 155.9332 | 155.9332 | 155.9332 | 36.2247 | 192.158 | 2647.059 | 2647.059 | 85.3261 | 85.3261 | 1312.4638 | 1312.4638 | 680.4241 | 680.4241 | 568.8449 | 568.8449 | 50172302.3441 | 1289410929.3264 | 246175248.352 | 166241519.9775 | 1752 | 34.4771 | 2017169.1891 | 119098.1645 | 149.7322 | 72.1076 | 172 | 1824 | 2767.1539 | 456 | 114 | 0.25473
3149 | 154.5162 | 653.6 | 600 | 2400 | 7 | 93.11% | 100 | 166.8301 | 166.249 | 166.249 | 1 | 166.8301 | 100 | 201.0112 | 190.9245 | 190.9245 | 190.9245 | 10.0866 | 201.0112 | 106.2266 | 95.7892 | 95.7892 | 95.7892 | 10.4375 | 106.2266 | 674.8063 | 582.631 | 582.631 | 629.7698 | 45.0365 | 582.631 | 47.1388 | 47.1388 | 674.8063 | 220.2799 | 178.4932 | 178.4932 | 178.4932 | 41.7867 | 220.2799 | 2816.9873 | 2816.9873 | 255.9127 | 255.9127 | 1312.1266 | 1312.1266 | 680.2493 | 680.2493 | 568.6988 | 568.6988 | 129314236.7181 | 1289421288.7558 | 212496403.2454 | 120768079.4934 | 1752 | 37.8035 | 1419553.4889 | 83813.6017 | 105.3718 | 216.3227 | 172 | 1824 | 2767.1539 | 456 | 114 | 0.22013
3150 | 206.0217 | 653.6 | 600 | 2400 | 7 | 94.16% | 100 | 170.9229 | 170.1132 | 170.1132 | 1 | 170.9229 | 100 | 220.8926 | 209.8071 | 209.8071 | 209.8071 | 11.0855 | 220.8926 | 106.2148 | 95.7774 | 95.7774 | 95.7774 | 10.4374 | 106.2148 | 779.6063 | 682.201 | 682.201 | 729.248 | 50.3583 | 682.201 | 47.047 | 47.047 | 779.6063 | 229.1887 | 185.5715 | 185.5715 | 185.5715 | 43.6172 | 229.1887 | 2901.9534 | 2901.9534 | 341.1771 | 341.1771 | 1311.9737 | 1311.9737 | 680.17 | 680.17 | 568.6325 | 568.6325 | 156193444.8813 | 1289420528.4565 | 203989844.4428 | 102396183.0716 | 1752 | 39.4922 | 1199248.7061 | 70806.3163 | 89.0189 | 288.4303 | 172 | 1824 | 2767.1539 | 456 | 114 | 0.21141
3151 | 257.5271 | 653.6 | 600 | 2400 | 7 | 95% | 100 | 175.1265 | 174.1999 | 174.1999 | 1 | 175.1265 | 100 | 246.6004 | 234.2235 | 234.2235 | 234.2235 | 12.3769 | 246.6004 | 106.204 | 95.7667 | 95.7667 | 95.7667 | 10.4374 | 106.204 | 896.9573 | 793.7478 | 793.7478 | 840.6461 | 56.3111 | 793.7478 | 46.8984 | 46.8984 | 896.9573 | 232.4959 | 188.1084 | 188.1084 | 188.1084 | 44.3875 | 232.4959 | 2986.9205 | 2986.9205 | 426.4247 | 426.4247 | 1311.83 | 1311.83 | 680.0955 | 680.0955 | 568.5702 | 568.5702 | 174251432.8511 | 1289423629.8654 | 200657967.7421 | 87666969.5414 | 1752 | 41.1624 | 1024426.9853 | 60484.4523 | 76.042 | 360.5379 | 172 | 1824 | 2767.1539 | 456 | 114 | 0.208
3152 | 309.0325 | 653.6 | 600 | 2400 | 7 | 95.73% | 100 | 179.4146 | 178.3249 | 178.3249 | 1 | 179.4146 | 100 | 273.025 | 259.3204 | 259.3204 | 259.3204 | 13.7045 | 273.025 | 106.1931 | 95.7558 | 95.7558 | 95.7558 | 10.4373 | 106.1931 | 1035.0489 | 925.0913 | 925.0913 | 971.6769 | 63.372 | 925.0913 | 46.5856 | 46.5856 | 1035.0489 | 233.7369 | 189.0031 | 189.0031 | 189.0031 | 44.7338 | 233.7369 | 3071.8886 | 3071.8886 | 511.6569 | 511.6569 | 1311.6947 | 1311.6947 | 680.0254 | 680.0254 | 568.5116 | 568.5116 | 188525011.2097 | 1289449374.4355 | 199182369.5891 | 74843244.7657 | 1752 | 42.7908 | 864062.5662 | 51016.1796 | 64.1384 | 432.6455 | 172 | 1824 | 2767.1539 | 456 | 114 | 0.2065
3153 | 360.5379 | 653.6 | 600 | 2400 | 7 | 96.34% | 100 | 183.7909 | 182.562 | 182.562 | 1 | 183.7909 | 100 | 299.7472 | 284.7 | 284.7 | 284.7 | 15.0472 | 299.7472 | 106.1841 | 95.7468 | 95.7468 | 95.7468 | 10.4373 | 106.1841 | 1191.8128 | 1074.1609 | 1074.1609 | 1120.4064 | 71.4064 | 1074.1609 | 46.2455 | 46.2455 | 1191.8128 | 234.3057 | 189.3753 | 189.3753 | 189.3753 | 44.9304 | 234.3057 | 3156.8576 | 3156.8576 | 596.8749 | 596.8749 | 1311.5671 | 1311.5671 | 679.9592 | 679.9592 | 568.4563 | 568.4563 | 200013801.2794 | 1289438387.9653 | 198359401.9146 | 64188408.8408 | 1752 | 44.3771 | 739970.8925 | 43689.5306 | 54.9272 | 504.753 | 172 | 1824 | 2767.1539 | 456 | 114 | 0.20567
3154 | 412.0433 | 653.6 | 600 | 2400 | 7 | 96.82% | 100 | 188.2799 | 186.9855 | 186.9855 | 1 | 188.2799 | 100 | 326.597 | 310.2004 | 310.2004 | 310.2004 | 16.3965 | 326.597 | 106.1746 | 95.7374 | 95.7374 | 95.7374 | 10.4372 | 106.1746 | 1362.3284 | 1235.3572 | 1235.3572 | 1282.1993 | 80.129 | 1235.3572 | 46.8421 | 46.8421 | 1362.3284 | 235.0262 | 189.8816 | 189.8816 | 189.8816 | 45.1446 | 235.0262 | 3241.8274 | 3241.8274 | 682.0801 | 682.0801 | 1311.4465 | 1311.4465 | 679.8967 | 679.8967 | 568.404 | 568.404 | 209527929.4153 | 1289453878.8616 | 197315008.1876 | 55703183.5356 | 1752 | 45.9251 | 652775.7594 | 38541.3357 | 48.4548 | 576.8606 | 172 | 1824 | 2767.1539 | 456 | 114 | 0.20461
3155 | 463.5487 | 653.6 | 600 | 2400 | 7 | 97.26% | 100 | 192.7844 | 191.2985 | 191.2985 | 1 | 192.7844 | 100 | 353.819 | 336.0544 | 336.0544 | 336.0544 | 17.7647 | 353.819 | 106.1649 | 95.7278 | 95.7278 | 95.7278 | 10.4371 | 106.1649 | 1563.6743 | 1426.4648 | 1426.4648 | 1473.2086 | 90.4657 | 1426.4648 | 46.7439 | 46.7439 | 1563.6743 | 234.9386 | 189.75 | 189.75 | 189.75 | 45.1887 | 234.9386 | 3326.7979 | 3326.7979 | 767.2733 | 767.2733 | 1311.3324 | 1311.3324 | 679.8376 | 679.8376 | 568.3546 | 568.3546 | 217248654.5474 | 1289475730.9424 | 197285217.1595 | 47990397.3508 | 1752 | 47.4015 | 557210.6922 | 32898.9611 | 41.3611 | 648.9682 | 172 | 1824 | 2767.1539 | 456 | 114 | 0.20458
3156 | 515.0541 | 653.6 | 600 | 2400 | 7 | 97.63% | 100 | 197.332 | 195.5874 | 195.5874 | 1 | 197.332 | 100 | 381.0785 | 361.9437 | 361.9437 | 361.9437 | 19.1348 | 381.0785 | 106.1563 | 95.7193 | 95.7193 | 95.7193 | 10.437 | 106.1563 | 1784.4609 | 1636.1491 | 1636.1491 | 1682.6825 | 101.7784 | 1636.1491 | 46.5334 | 46.5334 | 1784.4609 | 235.0494 | 189.7788 | 189.7788 | 189.7788 | 45.2705 | 235.0494 | 3411.7692 | 3411.7692 | 852.4556 | 852.4556 | 1311.2243 | 1311.2243 | 679.7815 | 679.7815 | 568.3077 | 568.3077 | 223945461.5098 | 1289475730.9424 | 197037528.357 | 41541279.1908 | 1752 | 48.8199 | 478521.1077 | 28252.9527 | 35.5201 | 721.0758 | 172 | 1824 | 2767.1539 | 456 | 114 | 0.20433
3157 | 566.5595 | 653.6 | 600 | 2400 | 7 | 97.96% | 100 | 201.8974 | 199.9605 | 199.9605 | 1 | 201.8974 | 100 | 408.3144 | 387.8105 | 387.8105 | 387.8105 | 20.5039 | 408.3144 | 106.1493 | 95.7123 | 95.7123 | 95.7123 | 10.4371 | 106.1493 | 2049.6073 | 1888.2879 | 1888.2879 | 1934.2449 | 115.3624 | 1888.2879 | 45.957 | 45.957 | 2049.6073 | 234.821 | 189.5416 | 189.5416 | 189.5416 | 45.2794 | 234.821 | 3496.7411 | 3496.7411 | 937.6278 | 937.6278 | 1311.1217 | 1311.1217 | 679.7283 | 679.7283 | 568.2633 | 568.2633 | 229743688.1073 | 1289429008.509 | 197022292.1249 | 35805011.2588 | 1752 | 50.174 | 407971.038 | 24087.5193 | 30.2832 | 793.1834 | 172 | 1824 | 2767.1539 | 456 | 114 | 0.20431
3158 | 618.065 | 653.6 | 600 | 2400 | 7 | 98.2% | 100 | 206.5256 | 204.5288 | 204.5288 | 1 | 206.5256 | 100 | 435.6129 | 413.7366 | 413.7366 | 413.7366 | 21.8763 | 435.6129 | 106.1436 | 95.7064 | 95.7064 | 95.7064 | 10.4372 | 106.1436 | 2309.6944 | 2135.2086 | 2135.2086 | 2181.014 | 128.6804 | 2135.2086 | 45.8054 | 45.8054 | 2309.6944 | 235.4124 | 189.9682 | 189.9682 | 189.9682 | 45.4441 | 235.4124 | 3581.7137 | 3581.7137 | 1022.7906 | 1022.7906 | 1311.0242 | 1311.0242 | 679.6778 | 679.6778 | 568.221 | 568.221 | 234751728.4229 | 1289460853.1916 | 196170835.3499 | 31616583.0356 | 1752 | 51.4881 | 358859.6026 | 21187.8707 | 26.6377 | 865.2909 | 172 | 1824 | 2767.1539 | 456 | 114 | 0.20344
3159 | 669.5704 | 653.6 | 600 | 2400 | 7 | 98.37% | 100 | 211.1882 | 209.5835 | 209.5835 | 1 | 211.1882 | 100 | 462.9239 | 439.6745 | 439.6745 | 439.6745 | 23.2494 | 462.9239 | 106.1357 | 95.6986 | 95.6986 | 95.6986 | 10.4371 | 106.1357 | 2580.5275 | 2392.1368 | 2392.1368 | 2437.9487 | 142.5788 | 2392.1368 | 45.8119 | 45.8119 | 2580.5275 | 236.2871 | 190.6298 | 190.6298 | 190.6298 | 45.6572 | 236.2871 | 3666.6867 | 3666.6867 | 1107.9448 | 1107.9448 | 1310.9314 | 1310.9314 | 679.6297 | 679.6297 | 568.1808 | 568.1808 | 239198297.2354 | 1289475730.9424 | 194817250.6909 | 28508721.1313 | 1752 | 52.7519 | 326252.924 | 19262.6997 | 24.2174 | 937.3985 | 172 | 1824 | 2767.1539 | 456 | 114 | 0.20205
3160 | 721.0758 | 653.6 | 600 | 2400 | 6 | 98.57% | 100 | 209.7454 | 207.9622 | 207.9622 | 1 | 209.7454 | 100 | 490.0016 | 465.3925 | 465.3925 | 465.3925 | 24.6091 | 490.0016 | 106.1359 | 95.6989 | 95.6989 | 95.6989 | 10.437 | 106.1359 | 2479.1754 | 2295.3471 | 2295.3471 | 2341.8152 | 137.3601 | 2295.3471 | 46.4681 | 46.4681 | 2479.1754 | 237.2537 | 191.3733 | 191.3733 | 191.3733 | 45.8804 | 237.2537 | 3654.8585 | 3654.8585 | 1193.1828 | 1193.1828 | 1310.9441 | 1310.9441 | 582.5454 | 582.5454 | 568.1863 | 568.1863 | 243273463.8457 | 1289475730.9424 | 194152861.1957 | 25097944.0162 | 1752 | 53.9472 | 290516.9777 | 17152.7698 | 21.5647 | 1009.5061 | 172 | 1824 | 2767.1539 | 456 | 114 | 0.20136
3161 | 772.5812 | 653.6 | 600 | 2400 | 6 | 98.75% | 100 | 214.4348 | 212.1708 | 212.1708 | 1 | 214.4348 | 100 | 517.0601 | 491.0904 | 491.0904 | 491.0904 | 25.9697 | 517.0601 | 106.1294 | 95.6924 | 95.6924 | 95.6924 | 10.437 | 106.1294 | 2788.4495 | 2588.5871 | 2588.5871 | 2635.2483 | 153.2012 | 2588.5871 | 46.6613 | 46.6613 | 2788.4495 | 237.8935 | 191.8559 | 191.8559 | 191.8559 | 46.0375 | 237.8935 | 3739.832 | 3739.832 | 1278.3234 | 1278.3234 | 1310.8551 | 1310.8551 | 582.5058 | 582.5058 | 568.1477 | 568.1477 | 246934098.0683 | 1289475730.9424 | 193671536.5633 | 21918634.426 | 1752 | 55.085 | 254362.3723 | 15018.1213 | 18.881 | 1081.6137 | 172 | 1824 | 2767.1539 | 456 | 114 | 0.20087
3162 | 824.0866 | 653.6 | 600 | 2400 | 5 | 98.89% | 100 | 212.9962 | 211.4032 | 211.4032 | 1 | 212.9962 | 100 | 544.2059 | 516.873 | 516.873 | 516.873 | 27.3329 | 544.2059 | 106.1302 | 95.6932 | 95.6932 | 95.6932 | 10.437 | 106.1302 | 2634.155 | 2442.5012 | 2442.5012 | 2488.9237 | 145.2313 | 2442.5012 | 46.4225 | 46.4225 | 2634.155 | 238.4095 | 192.2447 | 192.2447 | 192.2447 | 46.1648 | 238.4095 | 3728.0038 | 3728.0038 | 1363.5576 | 1363.5576 | 1310.8673 | 1310.8673 | 485.426 | 485.426 | 568.153 | 568.153 | 250087214.4813 | 1289475730.9424 | 192910688.0683 | 19526366.5079 | 1752 | 56.178 | 222276.9588 | 13123.727 | 16.4994 | 1153.7213 | 172 | 1824 | 2767.1539 | 456 | 114 | 0.20009
3163 | 875.592 | 653.6 | 600 | 2400 | 5 | 99% | 100 | 217.7026 | 216.3058 | 216.3058 | 1 | 217.7026 | 100 | 571.5149 | 542.8087 | 542.8087 | 542.8087 | 28.7062 | 571.5149 | 106.124 | 95.687 | 95.687 | 95.687 | 10.437 | 106.124 | 2939.4674 | 2732.9161 | 2732.9161 | 2778.6039 | 160.8635 | 2732.9161 | 45.6878 | 45.6878 | 2939.4674 | 239.0731 | 192.7469 | 192.7469 | 192.7469 | 46.3262 | 239.0731 | 3812.9777 | 3812.9777 | 1448.6855 | 1448.6855 | 1310.7819 | 1310.7819 | 485.3944 | 485.3944 | 568.116 | 568.116 | 252877253.6721 | 1289475730.9424 | 192064604.1336 | 17582411.2518 | 1752 | 57.2243 | 196770.6898 | 11617.7801 | 14.6061 | 1225.8288 | 172 | 1824 | 2767.1539 | 456 | 114 | 0.19922
3164 | 927.0974 | 653.6 | 600 | 2400 | 5 | 99.1% | 100 | 222.4332 | 220.8765 | 220.8765 | 1 | 222.4332 | 100 | 598.8236 | 568.7439 | 568.7439 | 568.7439 | 30.0797 | 598.8236 | 106.1183 | 95.6812 | 95.6812 | 95.6812 | 10.437 | 106.1183 | 3234.4548 | 3012.9425 | 3012.9425 | 3058.4448 | 176.01 | 3012.9425 | 45.5024 | 45.5024 | 3234.4548 | 240.0135 | 193.4721 | 193.4721 | 193.4721 | 46.5415 | 240.0135 | 3897.9521 | 3897.9521 | 1533.8069 | 1533.8069 | 1310.7003 | 1310.7003 | 485.3642 | 485.3642 | 568.0806 | 568.0806 | 255517667.5518 | 1289475276.0283 | 191162871.138 | 15844119.6777 | 1751.9999 | 58.2257 | 180056.714 | 10630.9497 | 13.3654 | 1297.9364 | 172 | 1824 | 2767.1539 | 456 | 114 | 0.19829
3165 | 978.6028 | 653.6 | 600 | 2400 | 5 | 99.22% | 100 | 227.1619 | 224.8457 | 224.8457 | 1 | 227.1619 | 100 | 625.8846 | 594.4439 | 594.4439 | 594.4439 | 31.4408 | 625.8846 | 106.1119 | 95.6749 | 95.6749 | 95.6749 | 10.437 | 106.1119 | 3645.2023 | 3402.3592 | 3402.3592 | 3448.0642 | 197.138 | 3402.3592 | 45.7051 | 45.7051 | 3645.2023 | 240.5649 | 193.8847 | 193.8847 | 193.8847 | 46.6802 | 240.5649 | 3982.9269 | 3982.9269 | 1618.9222 | 1618.9222 | 1310.6225 | 1310.6225 | 485.3354 | 485.3354 | 568.0469 | 568.0469 | 258017668.3406 | 1289485392.3475 | 190863805.1734 | 13633134.1385 | 1752 | 59.1748 | 153433.4079 | 9059.0504 | 11.3892 | 1370.044 | 172 | 1824 | 2767.1539 | 456 | 114 | 0.19799
3166 | 1030.1083 | 653.6 | 600 | 2400 | 4 | 99.28% | 100 | 225.7656 | 224.6103 | 224.6103 | 1 | 225.7656 | 100 | 653.0145 | 620.2111 | 620.2111 | 620.2111 | 32.8034 | 653.0145 | 106.1124 | 95.6754 | 95.6754 | 95.6754 | 10.4369 | 106.1124 | 3269.4456 | 3046.1013 | 3046.1013 | 3091.672 | 177.7736 | 3046.1013 | 45.5707 | 45.5707 | 3269.4456 | 241.2854 | 194.436 | 194.436 | 194.436 | 46.8493 | 241.2854 | 3971.0985 | 3971.0985 | 1704.1425 | 1704.1425 | 1310.6331 | 1310.6331 | 388.2714 | 388.2714 | 568.0515 | 568.0515 | 260181739.1731 | 1289485392.3475 | 189795696.6568 | 12537171.8226 | 1752 | 60.0947 | 140173.5728 | 8276.1601 | 10.4049 | 1442.1516 | 172 | 1824 | 2767.1539 | 456 | 114 | 0.19689
3167 | 20.6022 | 703 | 600 | 2400 | 7 | 90.74% | 100 | 161.9618 | 161.8423 | 161.8423 | 1 | 161.9618 | 100 | 173.7644 | 165.0465 | 165.0465 | 165.0465 | 8.7179 | 173.7644 | 112.5197 | 101.4657 | 101.4657 | 101.4657 | 11.054 | 112.5197 | 526.4714 | 439.6557 | 439.6557 | 488.5557 | 37.9157 | 439.6557 | 48.9 | 48.9 | 526.4714 | 181.7617 | 147.4628 | 147.4628 | 147.4628 | 34.2989 | 181.7617 | 2694.857 | 2694.857 | 34.1279 | 34.1279 | 1411.5547 | 1411.5547 | 680.3726 | 680.3726 | 568.8018 | 568.8018 | 20079045.3611 | 1309518154.5757 | 260134585.0977 | 162268214.9655 | 1752 | 37.2546 | 1982421.0738 | 117046.5584 | 147.1529 | 28.843 | 185 | 1824 | 2767.1539 | 456 | 114 | 0.26881
3168 | 51.5054 | 703 | 600 | 2400 | 7 | 91.52% | 100 | 164.257 | 164.0499 | 164.0499 | 1 | 164.257 | 100 | 179.9149 | 170.8877 | 170.8877 | 170.8877 | 9.0271 | 179.9149 | 112.5121 | 101.4581 | 101.4581 | 101.4581 | 11.054 | 112.5121 | 567.2962 | 479.0335 | 479.0335 | 527.4297 | 39.8665 | 479.0335 | 48.3963 | 48.3963 | 567.2962 | 191.8385 | 155.5701 | 155.5701 | 155.5701 | 36.2684 | 191.8385 | 2745.8354 | 2745.8354 | 85.313 | 85.313 | 1411.445 | 1411.445 | 680.3197 | 680.3197 | 568.7576 | 568.7576 | 48411434.8466 | 1309512000.8277 | 245536445.4705 | 148540118.8551 | 1752 | 38.1836 | 1794538.7514 | 105953.5673 | 133.2066 | 72.1076 | 185 | 1824 | 2767.1539 | 456 | 114 | 0.25394
3169 | 154.5162 | 703 | 600 | 2400 | 7 | 93.86% | 100 | 172.1726 | 171.6195 | 171.6195 | 1 | 172.1726 | 100 | 207.3635 | 196.9567 | 196.9567 | 196.9567 | 10.4067 | 207.3635 | 112.4844 | 101.4307 | 101.4307 | 101.4307 | 11.0537 | 112.4844 | 750.7247 | 654.6456 | 654.6456 | 701.7919 | 48.9328 | 654.6456 | 47.1463 | 47.1463 | 750.7247 | 222.4623 | 180.1346 | 180.1346 | 180.1346 | 42.3277 | 222.4623 | 2915.7666 | 2915.7666 | 255.8782 | 255.8782 | 1411.1087 | 1411.1087 | 680.1576 | 680.1576 | 568.6221 | 568.6221 | 125379848.9027 | 1309561880.8489 | 209461540.6006 | 107596729.6478 | 1752 | 41.2836 | 1262889.8843 | 74563.8333 | 93.7429 | 216.3227 | 185 | 1824 | 2767.1539 | 456 | 114 | 0.21709
3170 | 206.0217 | 703 | 600 | 2400 | 7 | 94.81% | 100 | 176.3077 | 175.5561 | 175.5561 | 1 | 176.3077 | 100 | 227.8862 | 216.4484 | 216.4484 | 216.4484 | 11.4378 | 227.8862 | 112.4756 | 101.4217 | 101.4217 | 101.4217 | 11.0539 | 112.4756 | 871.0637 | 769.3015 | 769.3015 | 816.0385 | 55.0252 | 769.3015 | 46.737 | 46.737 | 871.0637 | 232.5102 | 188.1337 | 188.1337 | 188.1337 | 44.3764 | 232.5102 | 3000.7339 | 3000.7339 | 341.1339 | 341.1339 | 1410.9557 | 1410.9557 | 680.0839 | 680.0839 | 568.5605 | 568.5605 | 151332755.2174 | 1309541328.1356 | 200128943.6464 | 90996973.0007 | 1752 | 42.8248 | 1060414.9585 | 62609.2625 | 78.7134 | 288.4303 | 185 | 1824 | 2767.1539 | 456 | 114 | 0.20752
3171 | 257.5271 | 703 | 600 | 2400 | 7 | 95.56% | 100 | 180.5877 | 179.6327 | 179.6327 | 1 | 180.5877 | 100 | 254.9022 | 242.1072 | 242.1072 | 242.1072 | 12.795 | 254.9022 | 112.4628 | 101.4092 | 101.4092 | 101.4092 | 11.0536 | 112.4628 | 1002.8435 | 894.3267 | 894.3267 | 941.1093 | 61.7342 | 894.3267 | 46.7826 | 46.7826 | 1002.8435 | 237.0161 | 191.6393 | 191.6393 | 191.6393 | 45.3768 | 237.0161 | 3085.7021 | 3085.7021 | 426.3738 | 426.3738 | 1410.8116 | 1410.8116 | 680.0144 | 680.0144 | 568.5024 | 568.5024 | 168482178.7578 | 1309567443.3342 | 196175969.0647 | 77774408.8432 | 1752 | 44.3571 | 905629.4841 | 53470.3831 | 67.2238 | 360.5379 | 185 | 1824 | 2767.1539 | 456 | 114 | 0.20348
3172 | 309.0325 | 703 | 600 | 2400 | 7 | 96.23% | 100 | 184.9236 | 183.7772 | 183.7772 | 1 | 184.9236 | 100 | 282.6646 | 268.4747 | 268.4747 | 268.4747 | 14.1899 | 282.6646 | 112.4532 | 101.3995 | 101.3995 | 101.3995 | 11.0537 | 112.4532 | 1162.9202 | 1046.5771 | 1046.5771 | 1092.9846 | 69.9356 | 1046.5771 | 46.4075 | 46.4075 | 1162.9202 | 238.8689 | 193.0373 | 193.0373 | 193.0373 | 45.8315 | 238.8689 | 3170.6713 | 3170.6713 | 511.5992 | 511.5992 | 1410.6756 | 1410.6756 | 679.9488 | 679.9488 | 568.4476 | 568.4476 | 182045515.8816 | 1309547254.4667 | 194335244.6096 | 66071985.042 | 1752 | 45.8383 | 761095.5073 | 44936.775 | 56.4953 | 432.6455 | 185 | 1824 | 2767.1539 | 456 | 114 | 0.2016
3173 | 360.5379 | 703 | 600 | 2400 | 7 | 96.79% | 100 | 189.3432 | 188.0531 | 188.0531 | 1 | 189.3432 | 100 | 310.3165 | 294.7371 | 294.7371 | 294.7371 | 15.5794 | 310.3165 | 112.4428 | 101.3892 | 101.3892 | 101.3892 | 11.0535 | 112.4428 | 1351.7123 | 1225.592 | 1225.592 | 1272.0833 | 79.629 | 1225.592 | 46.4913 | 46.4913 | 1351.7123 | 239.9405 | 193.8122 | 193.8122 | 193.8122 | 46.1283 | 239.9405 | 3255.6412 | 3255.6412 | 596.8114 | 596.8114 | 1410.5471 | 1410.5471 | 679.8869 | 679.8869 | 568.3958 | 568.3958 | 193153709.4707 | 1309587055.8737 | 193070260.7352 | 56188897.8062 | 1751.9999 | 47.2822 | 651773.2903 | 38482.1476 | 48.3804 | 504.753 | 185 | 1824 | 2767.1539 | 456 | 114 | 0.20032
3174 | 412.0433 | 703 | 600 | 2400 | 7 | 97.26% | 100 | 193.831 | 192.3285 | 192.3285 | 1 | 193.831 | 100 | 338.1756 | 321.1962 | 321.1962 | 321.1962 | 16.9794 | 338.1756 | 112.4342 | 101.3807 | 101.3807 | 101.3807 | 11.0536 | 112.4342 | 1565.7071 | 1428.4125 | 1428.4125 | 1475.1417 | 90.5654 | 1428.4125 | 46.7293 | 46.7293 | 1565.7071 | 240.7485 | 194.3874 | 194.3874 | 194.3874 | 46.3611 | 240.7485 | 3340.6119 | 3340.6119 | 682.0114 | 682.0114 | 1410.4254 | 1410.4254 | 679.8283 | 679.8283 | 568.3468 | 568.3468 | 202272577.1149 | 1309577047.75 | 192225320.1181 | 47925055.0171 | 1752 | 48.6733 | 555362.3274 | 32789.8295 | 41.2239 | 576.8606 | 185 | 1824 | 2767.1539 | 456 | 114 | 0.19946
3175 | 463.5487 | 703 | 600 | 2400 | 7 | 97.62% | 100 | 198.3706 | 196.8108 | 196.8108 | 1 | 198.3706 | 100 | 366.7227 | 348.3085 | 348.3085 | 348.3085 | 18.4142 | 366.7227 | 112.4255 | 101.372 | 101.372 | 101.372 | 11.0535 | 112.4255 | 1786.8266 | 1638.6408 | 1638.6408 | 1684.934 | 101.8926 | 1638.6408 | 46.2932 | 46.2932 | 1786.8266 | 241.7115 | 195.0987 | 195.0987 | 195.0987 | 46.6128 | 241.7115 | 3425.5833 | 3425.5833 | 767.2001 | 767.2001 | 1410.3102 | 1410.3102 | 679.7727 | 679.7727 | 568.3003 | 568.3003 | 209536994.9921 | 1309587055.8737 | 191163438.3673 | 41712510.7669 | 1752 | 50.0302 | 482087.4449 | 28463.5172 | 35.7848 | 648.9682 | 185 | 1824 | 2767.1539 | 456 | 114 | 0.19836
3176 | 515.0541 | 703 | 600 | 2400 | 7 | 97.94% | 100 | 202.9551 | 201.1699 | 201.1699 | 1 | 202.9551 | 100 | 395.0804 | 375.2408 | 375.2408 | 375.2408 | 19.8396 | 395.0804 | 112.4177 | 101.3642 | 101.3642 | 101.3642 | 11.0535 | 112.4177 | 2039.9112 | 1878.8177 | 1878.8177 | 1925.0143 | 114.8969 | 1878.8177 | 46.1966 | 46.1966 | 2039.9112 | 242.5504 | 195.7169 | 195.7169 | 195.7169 | 46.8335 | 242.5504 | 3510.5553 | 3510.5553 | 852.3784 | 852.3784 | 1410.2007 | 1410.2007 | 679.72 | 679.72 | 568.2562 | 568.2562 | 216036472.6125 | 1309587055.8737 | 190229322.6342 | 36147148.8796 | 1752 | 51.3307 | 414371.3729 | 24465.4093 | 30.7583 | 721.0758 | 185 | 1824 | 2767.1539 | 456 | 114 | 0.19741
3177 | 566.5595 | 703 | 600 | 2400 | 7 | 98.2% | 100 | 207.5705 | 205.6828 | 205.6828 | 1 | 207.5705 | 100 | 423.4122 | 402.1484 | 402.1484 | 402.1484 | 21.2638 | 423.4122 | 112.4101 | 101.3566 | 101.3566 | 101.3566 | 11.0535 | 112.4101 | 2326.03 | 2150.274 | 2150.274 | 2196.4897 | 129.5402 | 2150.274 | 46.2158 | 46.2158 | 2326.03 | 243.3192 | 196.2831 | 196.2831 | 196.2831 | 47.0361 | 243.3192 | 3595.5279 | 3595.5279 | 937.5471 | 937.5471 | 1410.0967 | 1410.0967 | 679.6698 | 679.6698 | 568.2143 | 568.2143 | 221500784.7939 | 1309587055.8737 | 189411336.3526 | 31500822.9799 | 1752 | 52.5762 | 361303.706 | 21332.176 | 26.8192 | 793.1834 | 185 | 1824 | 2767.1539 | 456 | 114 | 0.19657
3178 | 618.065 | 703 | 600 | 2400 | 6 | 98.4% | 100 | 206.0854 | 204.8357 | 204.8357 | 1 | 206.0854 | 100 | 452.0145 | 429.3145 | 429.3145 | 429.3145 | 22.7 | 452.0145 | 112.4107 | 101.3572 | 101.3572 | 101.3572 | 11.0535 | 112.4107 | 2260.6497 | 2088.1863 | 2088.1863 | 2134.5254 | 126.1244 | 2088.1863 | 46.339 | 46.339 | 2260.6497 | 244.2177 | 196.9562 | 196.9562 | 196.9562 | 47.2615 | 244.2177 | 3583.6998 | 3583.6998 | 1022.7889 | 1022.7889 | 1410.1109 | 1410.1109 | 582.58 | 582.58 | 568.22 | 568.22 | 226164686.6504 | 1309587055.8737 | 188169387.4997 | 28078869.9762 | 1752 | 53.7795 | 324935.8297 | 19184.9356 | 24.1196 | 865.2909 | 185 | 1824 | 2767.1539 | 456 | 114 | 0.19529
3179 | 669.5704 | 703 | 600 | 2400 | 6 | 98.59% | 100 | 210.7624 | 209.0369 | 209.0369 | 1 | 210.7624 | 100 | 480.5198 | 456.3867 | 456.3867 | 456.3867 | 24.1331 | 480.5198 | 112.4045 | 101.351 | 101.351 | 101.351 | 11.0536 | 112.4045 | 2514.8576 | 2329.5137 | 2329.5137 | 2375.6769 | 139.1807 | 2329.5137 | 46.1632 | 46.1632 | 2514.8576 | 245.5403 | 197.9751 | 197.9751 | 197.9751 | 47.5652 | 245.5403 | 3668.6729 | 3668.6729 | 1107.943 | 1107.943 | 1410.0112 | 1410.0112 | 582.5388 | 582.5388 | 568.1799 | 568.1799 | 230421259.5186 | 1309560555.8028 | 187230519.378 | 24787665.3007 | 1752 | 54.923 | 281745.7074 | 16634.8945 | 20.9137 | 937.3985 | 185 | 1824 | 2767.1539 | 456 | 114 | 0.19433
3180 | 721.0758 | 703 | 600 | 2400 | 6 | 98.77% | 100 | 215.4381 | 213.5908 | 213.5908 | 1 | 215.4381 | 100 | 508.5996 | 483.0546 | 483.0546 | 483.0546 | 25.545 | 508.5996 | 112.3989 | 101.3452 | 101.3452 | 101.3452 | 11.0537 | 112.3989 | 2864.3486 | 2661.3075 | 2661.3075 | 2707.2723 | 157.0762 | 2661.3075 | 45.9649 | 45.9649 | 2864.3486 | 246.2549 | 198.5166 | 198.5166 | 198.5166 | 47.7384 | 246.2549 | 3753.6465 | 3753.6465 | 1193.089 | 1193.089 | 1409.9163 | 1409.9163 | 582.4996 | 582.4996 | 568.1416 | 568.1416 | 234361120.5699 | 1309556740.7314 | 186470559.5907 | 21611579.1079 | 1752 | 56.0138 | 247616.9882 | 14619.8588 | 18.3803 | 1009.5061 | 185 | 1824 | 2767.1539 | 456 | 114 | 0.19354
3181 | 772.5812 | 703 | 600 | 2400 | 5 | 98.92% | 100 | 214.0058 | 212.1313 | 212.1313 | 1 | 214.0058 | 100 | 536.7515 | 509.7927 | 509.7927 | 509.7927 | 26.9587 | 536.7515 | 112.3998 | 101.3462 | 101.3462 | 101.3462 | 11.0537 | 112.3998 | 2699.8269 | 2505.3395 | 2505.3395 | 2551.262 | 148.5649 | 2505.3395 | 45.9226 | 45.9226 | 2699.8269 | 247.2852 | 199.316 | 199.316 | 199.316 | 47.9692 | 247.2852 | 3741.8182 | 3741.8182 | 1278.3214 | 1278.3214 | 1409.9292 | 1409.9292 | 485.4208 | 485.4208 | 568.1468 | 568.1468 | 237862169.5124 | 1309563115.9284 | 185737880.5082 | 18836834.051 | 1752 | 57.0596 | 213869.0214 | 12627.3037 | 15.8753 | 1081.6137 | 185 | 1824 | 2767.1539 | 456 | 114 | 0.19279
3182 | 824.0866 | 703 | 600 | 2400 | 5 | 99.02% | 100 | 218.494 | 217.1052 | 217.1052 | 1 | 218.494 | 100 | 565.012 | 536.6322 | 536.6322 | 536.6322 | 28.3799 | 565.012 | 112.3931 | 101.3394 | 101.3394 | 101.3394 | 11.0537 | 112.3931 | 3021.4684 | 2810.6971 | 2810.6971 | 2856.377 | 165.0914 | 2810.6971 | 45.6799 | 45.6799 | 3021.4684 | 246.1963 | 197.9902 | 197.9902 | 197.9902 | 48.2061 | 246.1963 | 3826.7922 | 3826.7922 | 1363.4547 | 1363.4547 | 1409.838 | 1409.838 | 485.3894 | 485.3894 | 568.1101 | 568.1101 | 240807893.1095 | 1309563249.1658 | 184519589.5453 | 17109268.1793 | 1752 | 58.0687 | 192007.1581 | 11336.5305 | 14.2525 | 1153.7213 | 185 | 1824 | 2767.1539 | 456 | 114 | 0.19154
3183 | 875.592 | 703 | 600 | 2400 | 5 | 99.12% | 100 | 223.2199 | 221.8656 | 221.8656 | 1 | 223.2199 | 100 | 593.5544 | 563.7391 | 563.7391 | 563.7391 | 29.8153 | 593.5544 | 112.3862 | 101.3326 | 101.3326 | 101.3326 | 11.0536 | 112.3862 | 3343.1917 | 3116.5033 | 3116.5033 | 3161.5629 | 181.6288 | 3116.5033 | 45.0596 | 45.0596 | 3343.1917 | 247.2812 | 198.8298 | 198.8298 | 198.8298 | 48.4514 | 247.2812 | 3911.7667 | 3911.7667 | 1448.5812 | 1448.5812 | 1409.751 | 1409.751 | 485.3594 | 485.3594 | 568.075 | 568.075 | 243435149.9766 | 1309572761.3354 | 183542112.4312 | 15449976.2569 | 1752 | 59.032 | 173723.6081 | 10257.029 | 12.8953 | 1225.8288 | 185 | 1824 | 2767.1539 | 456 | 114 | 0.19054
3184 | 927.0974 | 703 | 600 | 2400 | 5 | 99.24% | 100 | 227.9504 | 225.7987 | 225.7987 | 1 | 227.9504 | 100 | 621.9563 | 590.7126 | 590.7126 | 590.7126 | 31.2437 | 621.9563 | 112.3802 | 101.3266 | 101.3266 | 101.3266 | 11.0536 | 112.3802 | 3779.9673 | 3530.6157 | 3530.6157 | 3575.8894 | 204.0779 | 3530.6157 | 45.2736 | 45.2736 | 3779.9673 | 247.9208 | 199.312 | 199.312 | 199.312 | 48.6088 | 247.9208 | 3996.7416 | 3996.7416 | 1533.7014 | 1533.7014 | 1409.6679 | 1409.6679 | 485.3308 | 485.3308 | 568.0415 | 568.0415 | 246010983.5618 | 1309567917.4953 | 183192234.0812 | 13228864.8618 | 1752 | 59.9458 | 148923.5905 | 8792.7807 | 11.0544 | 1297.9364 | 185 | 1824 | 2767.1539 | 456 | 114 | 0.19018
3185 | 978.6028 | 703 | 600 | 2400 | 4 | 99.32% | 100 | 226.5545 | 225.3506 | 225.3506 | 1 | 226.5545 | 100 | 650.1738 | 617.5128 | 617.5128 | 617.5128 | 32.661 | 650.1738 | 112.3811 | 101.3275 | 101.3275 | 101.3275 | 11.0536 | 112.3811 | 3437.3698 | 3205.4922 | 3205.4922 | 3250.9745 | 186.3953 | 3205.4922 | 45.4824 | 45.4824 | 3437.3698 | 248.6765 | 199.8917 | 199.8917 | 199.8917 | 48.7849 | 248.6765 | 3984.9131 | 3984.9131 | 1618.92 | 1618.92 | 1409.6792 | 1409.6792 | 388.2678 | 388.2678 | 568.0461 | 568.0461 | 248300338.4338 | 1309578871.6011 | 182225423.4389 | 11895366.5262 | 1752 | 60.8285 | 134107.5825 | 7918.0106 | 9.9547 | 1370.044 | 185 | 1824 | 2767.1539 | 456 | 114 | 0.18918
3186 | 1030.1083 | 703 | 600 | 2400 | 4 | 99.38% | 100 | 231.3062 | 230.191 | 230.191 | 1 | 231.3062 | 100 | 678.4733 | 644.3889 | 644.3889 | 644.3889 | 34.0844 | 678.4733 | 112.3752 | 101.3216 | 101.3216 | 101.3216 | 11.0536 | 112.3752 | 3784.4865 | 3535.1352 | 3535.1352 | 3580.2521 | 204.2344 | 3535.1352 | 45.1169 | 45.1169 | 3784.4865 | 249.8289 | 200.7887 | 200.7887 | 200.7887 | 49.0401 | 249.8289 | 4069.8883 | 4069.8883 | 1704.0296 | 1704.0296 | 1409.5992 | 1409.5992 | 388.2457 | 388.2457 | 568.0139 | 568.0139 | 250355732.1744 | 1309571399.4233 | 181241197.5193 | 10831670.883 | 1752 | 61.6766 | 120483.7089 | 7113.6267 | 8.9434 | 1442.1516 | 185 | 1824 | 2767.1539 | 456 | 114 | 0.18817
3187 | 20.6022 | 752.4 | 600 | 2400 | 7 | 91.7% | 100 | 167.1541 | 167.017 | 167.017 | 1 | 167.1541 | 100 | 178.852 | 169.8776 | 169.8776 | 169.8776 | 8.9744 | 178.852 | 118.7758 | 107.1056 | 107.1056 | 107.1056 | 11.6701 | 118.7758 | 579.7367 | 490.4356 | 490.4356 | 539.1399 | 40.5968 | 490.4356 | 48.7042 | 48.7042 | 579.7367 | 181.6983 | 147.3225 | 147.3225 | 147.3225 | 34.3758 | 181.6983 | 2793.6342 | 2793.6342 | 34.1228 | 34.1228 | 1510.5217 | 1510.5217 | 680.272 | 680.272 | 568.7178 | 568.7178 | 19502611.6376 | 1327554224.6078 | 259562969.2757 | 145380194.4789 | 1752 | 40.6631 | 1768574.3712 | 104420.5724 | 131.2793 | 28.843 | 198 | 1824 | 2767.1539 | 456 | 114 | 0.26844
3188 | 51.5054 | 752.4 | 600 | 2400 | 7 | 92.41% | 100 | 169.5126 | 169.2361 | 169.2361 | 1 | 169.5126 | 100 | 185.6962 | 176.3777 | 176.3777 | 176.3777 | 9.3185 | 185.6962 | 118.7721 | 107.1016 | 107.1016 | 107.1016 | 11.6705 | 118.7721 | 624.9946 | 533.9471 | 533.9471 | 582.2235 | 42.7712 | 533.9471 | 48.2764 | 48.2764 | 624.9946 | 192.1891 | 155.7547 | 155.7547 | 155.7547 | 36.4344 | 192.1891 | 2844.6135 | 2844.6135 | 85.3009 | 85.3009 | 1510.4128 | 1510.4128 | 680.223 | 680.223 | 568.6768 | 568.6768 | 46900903.1663 | 1327520024.3323 | 244601333.432 | 132977739.0694 | 1752 | 41.5321 | 1602038.6648 | 94587.9332 | 118.9175 | 72.1076 | 198 | 1824 | 2767.1539 | 456 | 114 | 0.25318
3189 | 154.5162 | 752.4 | 600 | 2400 | 7 | 94.52% | 100 | 177.5852 | 176.9986 | 176.9986 | 1 | 177.5852 | 100 | 213.3715 | 202.662 | 202.662 | 202.662 | 10.7095 | 213.3715 | 118.7461 | 107.0758 | 107.0758 | 107.0758 | 11.6703 | 118.7461 | 833.321 | 733.0608 | 733.0608 | 780.1576 | 53.1634 | 733.0608 | 47.0968 | 47.0968 | 833.321 | 224.8703 | 181.9731 | 181.9731 | 181.9731 | 42.8973 | 224.8703 | 3014.5474 | 3014.5474 | 255.8461 | 255.8461 | 1510.0782 | 1510.0782 | 680.0723 | 680.0723 | 568.5508 | 568.5508 | 121796167.7705 | 1327530854.8086 | 206670998.3062 | 96001979.1147 | 1752 | 44.4237 | 1128673.4725 | 66639.3973 | 83.7801 | 216.3227 | 198 | 1824 | 2767.1539 | 456 | 114 | 0.2143
3190 | 206.0217 | 752.4 | 600 | 2400 | 7 | 95.36% | 100 | 181.8002 | 180.9344 | 180.9344 | 1 | 181.8002 | 100 | 234.8728 | 223.083 | 223.083 | 223.083 | 11.7898 | 234.8728 | 118.7346 | 107.0644 | 107.0644 | 107.0644 | 11.6702 | 118.7346 | 965.107 | 858.4489 | 858.4489 | 905.2641 | 59.8429 | 858.4489 | 46.8152 | 46.8152 | 965.107 | 236.4862 | 191.2326 | 191.2326 | 191.2326 | 45.2536 | 236.4862 | 3099.5158 | 3099.5158 | 341.0936 | 341.0936 | 1509.9254 | 1509.9254 | 680.0035 | 680.0035 | 568.4933 | 568.4933 | 146820239.012 | 1327521437.0941 | 196370726.1461 | 81287597.7478 | 1752 | 45.8468 | 946603.5153 | 55889.5812 | 70.2653 | 288.4303 | 198 | 1824 | 2767.1539 | 456 | 114 | 0.20374
3191 | 257.5271 | 752.4 | 600 | 2400 | 7 | 96.04% | 100 | 186.1094 | 185.0804 | 185.0804 | 1 | 186.1094 | 100 | 263.1365 | 249.9267 | 249.9267 | 249.9267 | 13.2098 | 263.1365 | 118.7245 | 107.0542 | 107.0542 | 107.0542 | 11.6703 | 118.7245 | 1115.2776 | 1001.1373 | 1001.1373 | 1047.7534 | 67.5242 | 1001.1373 | 46.6161 | 46.6161 | 1115.2776 | 241.5802 | 195.2086 | 195.2086 | 195.2086 | 46.3716 | 241.5802 | 3184.485 | 3184.485 | 426.3262 | 426.3262 | 1509.7813 | 1509.7813 | 679.9385 | 679.9385 | 568.439 | 568.439 | 163151389.7059 | 1327530761.5784 | 191968653.1619 | 69349195.5538 | 1752 | 47.2497 | 804776.1203 | 47515.7757 | 59.7376 | 360.5379 | 198 | 1824 | 2767.1539 | 456 | 114 | 0.19923
3192 | 309.0325 | 752.4 | 600 | 2400 | 7 | 96.64% | 100 | 190.4871 | 189.2686 | 189.2686 | 1 | 190.4871 | 100 | 292.09 | 277.4254 | 277.4254 | 277.4254 | 14.6645 | 292.09 | 118.7134 | 107.0433 | 107.0433 | 107.0433 | 11.6701 | 118.7134 | 1297.5439 | 1174.4539 | 1174.4539 | 1220.6806 | 76.8633 | 1174.4539 | 46.2268 | 46.2268 | 1297.5439 | 244.1966 | 197.2242 | 197.2242 | 197.2242 | 46.9724 | 244.1966 | 3269.4551 | 3269.4551 | 511.5453 | 511.5453 | 1509.645 | 1509.645 | 679.8772 | 679.8772 | 568.3877 | 568.3877 | 176081876.5019 | 1327557046.5485 | 189578006.7545 | 58783070.195 | 1752 | 48.6056 | 677786.6 | 40018.0314 | 50.3113 | 432.6455 | 198 | 1824 | 2767.1539 | 456 | 114 | 0.19679
3193 | 360.5379 | 752.4 | 600 | 2400 | 7 | 97.19% | 100 | 194.9456 | 193.3681 | 193.3681 | 1 | 194.9456 | 100 | 320.7626 | 304.6572 | 304.6572 | 304.6572 | 16.1054 | 320.7626 | 118.7049 | 107.0347 | 107.0347 | 107.0347 | 11.6702 | 118.7049 | 1523.9996 | 1388.7795 | 1388.7795 | 1435.5621 | 88.4375 | 1388.7795 | 46.7826 | 46.7826 | 1523.9996 | 245.5722 | 198.2512 | 198.2512 | 198.2512 | 47.321 | 245.5722 | 3354.4259 | 3354.4259 | 596.7518 | 596.7518 | 1509.5159 | 1509.5159 | 679.819 | 679.819 | 568.3391 | 568.3391 | 186844711.4215 | 1327553180.6027 | 188391159.5595 | 49210948.4163 | 1752 | 49.9089 | 573529.527 | 33862.4615 | 42.5724 | 504.753 | 198 | 1824 | 2767.1539 | 456 | 114 | 0.19559
3194 | 412.0433 | 752.4 | 600 | 2400 | 7 | 97.58% | 100 | 199.4577 | 197.9291 | 197.9291 | 1 | 199.4577 | 100 | 349.9346 | 332.3631 | 332.3631 | 332.3631 | 17.5714 | 349.9346 | 118.6939 | 107.0239 | 107.0239 | 107.0239 | 11.67 | 118.6939 | 1760.6405 | 1613.6136 | 1613.6136 | 1660.0654 | 100.5751 | 1613.6136 | 46.4518 | 46.4518 | 1760.6405 | 247.2835 | 199.5568 | 199.5568 | 199.5568 | 47.7267 | 247.2835 | 3439.3974 | 3439.3974 | 681.9468 | 681.9468 | 1509.3936 | 1509.3936 | 679.7639 | 679.7639 | 568.293 | 568.293 | 195418223.8969 | 1327572542.4923 | 186598046.6804 | 42411186.9303 | 1752 | 51.1957 | 488077.3614 | 28817.1752 | 36.2294 | 576.8606 | 198 | 1824 | 2767.1539 | 456 | 114 | 0.19375
3195 | 463.5487 | 752.4 | 600 | 2400 | 7 | 97.87% | 100 | 203.806 | 202.4649 | 202.4649 | 1 | 203.806 | 100 | 379.6227 | 360.5592 | 360.5592 | 360.5592 | 19.0636 | 379.6227 | 118.6861 | 107.0161 | 107.0161 | 107.0161 | 11.67 | 118.6861 | 2004.589 | 1845.2362 | 1845.2362 | 1891.5195 | 113.0696 | 1845.2362 | 46.2833 | 46.2833 | 2004.589 | 246.8467 | 198.7179 | 198.7179 | 198.7179 | 48.1289 | 246.8467 | 3524.3695 | 3524.3695 | 767.1312 | 767.1312 | 1509.2774 | 1509.2774 | 679.7116 | 679.7116 | 568.2493 | 568.2493 | 202375074.5533 | 1327570002.7843 | 184782872.3973 | 37272050.2652 | 1752 | 52.4419 | 431700.272 | 25488.5462 | 32.0446 | 648.9682 | 198 | 1824 | 2767.1539 | 456 | 114 | 0.19188
3196 | 515.0541 | 752.4 | 600 | 2400 | 6 | 98.17% | 100 | 202.2861 | 200.7375 | 200.7375 | 1 | 202.2861 | 100 | 409.0347 | 388.4944 | 388.4944 | 388.4944 | 20.5403 | 409.0347 | 118.6867 | 107.0168 | 107.0168 | 107.0168 | 11.6699 | 118.6867 | 1967.1477 | 1809.6199 | 1809.6199 | 1856.0122 | 111.1355 | 1809.6199 | 46.3923 | 46.3923 | 1967.1477 | 248.397 | 199.9084 | 199.9084 | 199.9084 | 48.4887 | 248.397 | 3512.5414 | 3512.5414 | 852.3769 | 852.3769 | 1509.2932 | 1509.2932 | 582.6161 | 582.6161 | 568.2552 | 568.2552 | 208607096.268 | 1327572542.4923 | 183709709.276 | 32110651.9636 | 1752 | 53.6251 | 369260.6386 | 21801.9711 | 27.4098 | 721.0758 | 198 | 1824 | 2767.1539 | 456 | 114 | 0.19078
3197 | 566.5595 | 752.4 | 600 | 2400 | 6 | 98.4% | 100 | 206.9109 | 205.4228 | 205.4228 | 1 | 206.9109 | 100 | 438.7142 | 416.6819 | 416.6819 | 416.6819 | 22.0323 | 438.7142 | 118.6786 | 107.0087 | 107.0087 | 107.0087 | 11.6699 | 118.6786 | 2252.8182 | 2080.8236 | 2080.8236 | 2127.0778 | 125.7403 | 2080.8236 | 46.2542 | 46.2542 | 2252.8182 | 249.2607 | 200.5461 | 200.5461 | 200.5461 | 48.7146 | 249.2607 | 3597.5141 | 3597.5141 | 937.5455 | 937.5455 | 1509.182 | 1509.182 | 582.5732 | 582.5732 | 568.2134 | 568.2134 | 213731790.1304 | 1327576533.7661 | 182710682.7618 | 27980993.3418 | 1752 | 54.7656 | 321339.8669 | 18972.6219 | 23.8527 | 793.1834 | 198 | 1824 | 2767.1539 | 456 | 114 | 0.18975
3198 | 618.065 | 752.4 | 600 | 2400 | 6 | 98.6% | 100 | 211.5658 | 210.0324 | 210.0324 | 1 | 211.5658 | 100 | 468.3198 | 444.7991 | 444.7991 | 444.7991 | 23.5207 | 468.3198 | 118.6712 | 107.0013 | 107.0013 | 107.0013 | 11.6699 | 118.6712 | 2555.5392 | 2368.4312 | 2368.4312 | 2414.2918 | 141.2474 | 2368.4312 | 45.8606 | 45.8606 | 2555.5392 | 250.4465 | 201.4504 | 201.4504 | 201.4504 | 48.9961 | 250.4465 | 3682.4872 | 3682.4872 | 1022.7052 | 1022.7052 | 1509.0762 | 1509.0762 | 582.5323 | 582.5323 | 568.1735 | 568.1735 | 218303776.6007 | 1327563749.7376 | 181590271.3587 | 24542202.3031 | 1752 | 55.8599 | 278614.3349 | 16450.0113 | 20.6812 | 865.2909 | 198 | 1824 | 2767.1539 | 456 | 114 | 0.1886
3199 | 669.5704 | 752.4 | 600 | 2400 | 5 | 98.78% | 100 | 210.1144 | 208.5499 | 208.5499 | 1 | 210.1144 | 100 | 497.7543 | 472.7556 | 472.7556 | 472.7556 | 24.9987 | 497.7543 | 118.673 | 107.003 | 107.003 | 107.003 | 11.67 | 118.673 | 2420.7461 | 2240.8003 | 2240.8003 | 2286.461 | 134.2851 | 2240.8003 | 45.6606 | 45.6606 | 2420.7461 | 251.7517 | 202.4636 | 202.4636 | 202.4636 | 49.2881 | 251.7517 | 3670.659 | 3670.659 | 1107.9412 | 1107.9412 | 1509.0906 | 1509.0906 | 485.4482 | 485.4482 | 568.179 | 568.179 | 222474492.4659 | 1327562363.617 | 180639249.1991 | 21323894.7181 | 1752 | 56.9074 | 241899.4701 | 14282.2838 | 17.9559 | 937.3985 | 198 | 1824 | 2767.1539 | 456 | 114 | 0.18763
3200 | 721.0758 | 752.4 | 600 | 2400 | 5 | 98.93% | 100 | 214.8176 | 213.1617 | 213.1617 | 1 | 214.8176 | 100 | 527.0196 | 500.5494 | 500.5494 | 500.5494 | 26.4702 | 527.0196 | 118.6652 | 106.9953 | 106.9953 | 106.9953 | 11.67 | 118.6652 | 2729.628 | 2533.7885 | 2533.7885 | 2579.487 | 150.141 | 2533.7885 | 45.6985 | 45.6985 | 2729.628 | 253.1573 | 203.5592 | 203.5592 | 203.5592 | 49.5981 | 253.1573 | 3755.6326 | 3755.6326 | 1193.0872 | 1193.0872 | 1508.9891 | 1508.9891 | 485.4156 | 485.4156 | 568.1407 | 568.1407 | 226159637.7881 | 1327578303.4639 | 179469169.8668 | 18792829.2495 | 1751.9999 | 57.9143 | 213255.9807 | 12591.1084 | 15.8297 | 1009.5061 | 198 | 1824 | 2767.1539 | 456 | 114 | 0.18642
3201 | 772.5812 | 752.4 | 600 | 2400 | 5 | 99.06% | 100 | 219.5272 | 217.883 | 217.883 | 1 | 219.5272 | 100 | 556.2641 | 528.3233 | 528.3233 | 528.3233 | 27.9408 | 556.2641 | 118.6582 | 106.9883 | 106.9883 | 106.9883 | 11.6699 | 118.6582 | 3104.3791 | 2889.0945 | 2889.0945 | 2935.0004 | 169.3787 | 2889.0945 | 45.9059 | 45.9059 | 3104.3791 | 254.2401 | 204.3939 | 204.3939 | 204.3939 | 49.8461 | 254.2401 | 3840.6067 | 3840.6067 | 1278.2257 | 1278.2257 | 1508.8923 | 1508.8923 | 485.3844 | 485.3844 | 568.1043 | 568.1043 | 229434525.9794 | 1327572053.3418 | 178502188.7699 | 16491231.909 | 1752 | 58.8771 | 187888.1262 | 11093.3337 | 13.9467 | 1081.6137 | 198 | 1824 | 2767.1539 | 456 | 114 | 0.18543
3202 | 824.0866 | 752.4 | 600 | 2400 | 5 | 99.14% | 100 | 224.2485 | 223.0564 | 223.0564 | 1 | 224.2485 | 100 | 585.7458 | 556.3224 | 556.3224 | 556.3224 | 29.4233 | 585.7458 | 118.6512 | 106.9813 | 106.9813 | 106.9813 | 11.6699 | 118.6512 | 3457.409 | 3224.7302 | 3224.7302 | 3269.8987 | 187.5103 | 3224.7302 | 45.1685 | 45.1685 | 3457.409 | 255.6342 | 205.478 | 205.478 | 205.478 | 50.1562 | 255.6342 | 3925.5812 | 3925.5812 | 1363.3572 | 1363.3572 | 1508.7999 | 1508.7999 | 485.3547 | 485.3547 | 568.0695 | 568.0695 | 232235036.8169 | 1327578303.4639 | 177158794.4337 | 15027865.2855 | 1752 | 59.8065 | 167358.1122 | 9881.1959 | 12.4228 | 1153.7213 | 198 | 1824 | 2767.1539 | 456 | 114 | 0.18405
3203 | 875.592 | 752.4 | 600 | 2400 | 5 | 99.24% | 100 | 228.9876 | 227.3104 | 227.3104 | 1 | 228.9876 | 100 | 615.426 | 584.51 | 584.51 | 584.51 | 30.9159 | 615.426 | 118.6447 | 106.9748 | 106.9748 | 106.9748 | 11.6699 | 118.6447 | 3832.2269 | 3580.2402 | 3580.2402 | 3625.4413 | 206.7856 | 3580.2402 | 45.2011 | 45.2011 | 3832.2269 | 256.9159 | 206.4725 | 206.4725 | 206.4725 | 50.4434 | 256.9159 | 4010.5562 | 4010.5562 | 1448.4822 | 1448.4822 | 1508.7115 | 1508.7115 | 485.3263 | 485.3263 | 568.0362 | 568.0362 | 234767696.674 | 1327578303.4639 | 176359914.0861 | 13294085.7761 | 1752 | 60.6917 | 150670.0009 | 8895.8926 | 11.1841 | 1225.8288 | 198 | 1824 | 2767.1539 | 456 | 114 | 0.18323
3204 | 927.0974 | 752.4 | 600 | 2400 | 4 | 99.35% | 100 | 227.5962 | 225.8011 | 225.8011 | 1 | 227.5962 | 100 | 644.8578 | 612.4636 | 612.4636 | 612.4636 | 32.3942 | 644.8578 | 118.6457 | 106.9758 | 106.9758 | 106.9758 | 11.6699 | 118.6457 | 3470.6892 | 3236.7807 | 3236.7807 | 3282.5544 | 188.1348 | 3236.7807 | 45.7737 | 45.7737 | 3470.6892 | 257.9345 | 207.26 | 207.26 | 207.26 | 50.6745 | 257.9345 | 3998.7278 | 3998.7278 | 1533.6993 | 1533.6993 | 1508.7236 | 1508.7236 | 388.2641 | 388.2641 | 568.0408 | 568.0408 | 237272027.1755 | 1327578303.4639 | 175691298.6732 | 11458370.8599 | 1752 | 61.5374 | 130267.9024 | 7691.3073 | 9.6696 | 1297.9364 | 198 | 1824 | 2767.1539 | 456 | 114 | 0.18254
3205 | 978.6028 | 752.4 | 600 | 2400 | 4 | 99.4% | 100 | 232.3425 | 231.0889 | 231.0889 | 1 | 232.3425 | 100 | 674.1945 | 640.3248 | 640.3248 | 640.3248 | 33.8697 | 674.1945 | 118.6396 | 106.9697 | 106.9697 | 106.9697 | 11.6699 | 118.6396 | 3894.5973 | 3639.0366 | 3639.0366 | 3684.6822 | 209.9151 | 3639.0366 | 45.6457 | 45.6457 | 3894.5973 | 259.0494 | 208.1259 | 208.1259 | 208.1259 | 50.9235 | 259.0494 | 4083.703 | 4083.703 | 1618.8135 | 1618.8135 | 1508.6385 | 1508.6385 | 388.2422 | 388.2422 | 568.0087 | 568.0087 | 239413530.6916 | 1327578303.4639 | 174548406.7266 | 10459759.1179 | 1752 | 62.3557 | 117134.6071 | 6915.8883 | 8.6948 | 1370.044 | 198 | 1824 | 2767.1539 | 456 | 114 | 0.18137
3206 | 1030.1083 | 752.4 | 600 | 2400 | 4 | 99.49% | 100 | 237.0885 | 235.3504 | 235.3504 | 1 | 237.0885 | 100 | 703.5788 | 668.2311 | 668.2311 | 668.2311 | 35.3477 | 703.5788 | 118.6337 | 106.9639 | 106.9639 | 106.9639 | 11.6699 | 118.6337 | 4420.3344 | 4138.4006 | 4138.4006 | 4183.3982 | 236.9362 | 4138.4006 | 44.9976 | 44.9976 | 4420.3344 | 259.9404 | 208.8138 | 208.8138 | 208.8138 | 51.1266 | 259.9404 | 4168.6787 | 4168.6787 | 1703.9223 | 1703.9223 | 1508.5571 | 1508.5571 | 388.2213 | 388.2213 | 567.9781 | 567.9781 | 241411499.4732 | 1327578303.4639 | 174017176.1841 | 8993020.8788 | 1752 | 63.1349 | 98659.8121 | 5825.0952 | 7.3234 | 1442.1516 | 198 | 1824 | 2767.1539 | 456 | 114 | 0.18082
3207 | 20.6022 | 801.8 | 600 | 2400 | 7 | 92.5% | 100 | 172.4498 | 172.2999 | 172.2999 | 1 | 172.4498 | 100 | 184.8413 | 175.5652 | 175.5652 | 175.5652 | 9.2761 | 184.8413 | 125.0442 | 112.7567 | 112.7567 | 112.7567 | 12.2876 | 125.0442 | 634.3966 | 542.5557 | 542.5557 | 591.0572 | 43.3394 | 542.5557 | 48.5015 | 48.5015 | 634.3966 | 182.2146 | 147.6497 | 147.6497 | 147.6497 | 34.5649 | 182.2146 | 2892.4132 | 2892.4132 | 34.1181 | 34.1181 | 1609.4766 | 1609.4766 | 680.1787 | 680.1787 | 568.6398 | 568.6398 | 18868013.1946 | 1343626571.4775 | 258152456.9475 | 131352976.2898 | 1752 | 43.7853 | 1592108.4681 | 94001.6322 | 118.1804 | 28.843 | 211 | 1824 | 2767.1539 | 456 | 114 | 0.26715
3208 | 51.5054 | 801.8 | 600 | 2400 | 7 | 93.17% | 100 | 174.8159 | 174.6001 | 174.6001 | 1 | 174.8159 | 100 | 191.4333 | 181.8257 | 181.8257 | 181.8257 | 9.6076 | 191.4333 | 125.0356 | 112.7482 | 112.7482 | 112.7482 | 12.2875 | 125.0356 | 687.85 | 594.0908 | 594.0908 | 641.9181 | 45.932 | 594.0908 | 47.8273 | 47.8273 | 687.85 | 192.6244 | 156.0145 | 156.0145 | 156.0145 | 36.6099 | 192.6244 | 2943.3932 | 2943.3932 | 85.2897 | 85.2897 | 1609.3688 | 1609.3688 | 680.1331 | 680.1331 | 568.6017 | 568.6017 | 45490568.1883 | 1343646883.175 | 243137108.8693 | 119725439.7674 | 1752 | 44.5876 | 1427987.1033 | 84311.5411 | 105.9979 | 72.1076 | 211 | 1824 | 2767.1539 | 456 | 114 | 0.25176
3209 | 154.5162 | 801.8 | 600 | 2400 | 7 | 95.06% | 100 | 183.0828 | 182.3749 | 182.3749 | 1 | 183.0828 | 100 | 219.8034 | 208.7698 | 208.7698 | 208.7698 | 11.0336 | 219.8034 | 125.0105 | 112.7233 | 112.7233 | 112.7233 | 12.2873 | 125.0105 | 914.9383 | 810.5887 | 810.5887 | 857.5949 | 57.3434 | 810.5887 | 47.0062 | 47.0062 | 914.9383 | 227.9304 | 184.344 | 184.344 | 184.344 | 43.5864 | 227.9304 | 3113.3294 | 3113.3294 | 255.8161 | 255.8161 | 1609.0364 | 1609.0364 | 679.9927 | 679.9927 | 568.4842 | 568.4842 | 118233339.8587 | 1343660533.6824 | 203590457.9252 | 86515668.5337 | 1752 | 47.2833 | 1009802.0721 | 59620.9649 | 74.9565 | 216.3227 | 211 | 1824 | 2767.1539 | 456 | 114 | 0.21122
3210 | 206.0217 | 801.8 | 600 | 2400 | 7 | 95.81% | 100 | 187.3255 | 186.4941 | 186.4941 | 1 | 187.3255 | 100 | 242.1075 | 229.9532 | 229.9532 | 229.9532 | 12.1543 | 242.1075 | 125.0014 | 112.7139 | 112.7139 | 112.7139 | 12.2874 | 125.0014 | 1063.314 | 952.0872 | 952.0872 | 998.4474 | 64.8666 | 952.0872 | 46.3601 | 46.3601 | 1063.314 | 240.3001 | 194.2093 | 194.2093 | 194.2093 | 46.0908 | 240.3001 | 3198.2988 | 3198.2988 | 341.0559 | 341.0559 | 1608.8841 | 1608.8841 | 679.9283 | 679.9283 | 568.4304 | 568.4304 | 142373682.8275 | 1343653751.3696 | 192588358.3393 | 73384207.4636 | 1752 | 48.5975 | 847254.4403 | 50023.7904 | 62.8907 | 288.4303 | 211 | 1824 | 2767.1539 | 456 | 114 | 0.19993
3211 | 257.5271 | 801.8 | 600 | 2400 | 7 | 96.45% | 100 | 191.6648 | 190.7088 | 190.7088 | 1 | 191.6648 | 100 | 271.6217 | 257.9846 | 257.9846 | 257.9846 | 13.6371 | 271.6217 | 124.9884 | 112.7012 | 112.7012 | 112.7012 | 12.2871 | 124.9884 | 1239.5288 | 1119.5664 | 1119.5664 | 1165.6712 | 73.8576 | 1119.5664 | 46.1048 | 46.1048 | 1239.5288 | 245.5959 | 198.3559 | 198.3559 | 198.3559 | 47.24 | 245.5959 | 3283.269 | 3283.269 | 426.2817 | 426.2817 | 1608.7402 | 1608.7402 | 679.8675 | 679.8675 | 568.3796 | 568.3796 | 157995027.3111 | 1343661734.6845 | 188184495.8232 | 62158742.1812 | 1752 | 49.8745 | 713689.4723 | 42137.817 | 52.9764 | 360.5379 | 211 | 1824 | 2767.1539 | 456 | 114 | 0.19542
3212 | 309.0325 | 801.8 | 600 | 2400 | 7 | 96.99% | 100 | 195.8866 | 194.625 | 194.625 | 1 | 195.8866 | 100 | 301.6078 | 286.464 | 286.464 | 286.464 | 15.1438 | 301.6078 | 124.9783 | 112.6913 | 112.6913 | 112.6913 | 12.2871 | 124.9783 | 1438.5683 | 1308.145 | 1308.145 | 1354.5028 | 84.0655 | 1308.145 | 46.3577 | 46.3577 | 1438.5683 | 247.3222 | 199.2357 | 199.2357 | 199.2357 | 48.0865 | 247.3222 | 3368.2399 | 3368.2399 | 511.4947 | 511.4947 | 1608.6039 | 1608.6039 | 679.8099 | 679.8099 | 568.3314 | 568.3314 | 170525210.4668 | 1343675612.173 | 185074632.8382 | 52724544.522 | 1752 | 51.1214 | 610739.3484 | 36059.4123 | 45.3345 | 432.6455 | 211 | 1824 | 2767.1539 | 456 | 114 | 0.19224
3213 | 360.5379 | 801.8 | 600 | 2400 | 7 | 97.46% | 100 | 200.3763 | 199.0566 | 199.0566 | 1 | 200.3763 | 100 | 331.3469 | 314.7086 | 314.7086 | 314.7086 | 16.6383 | 331.3469 | 124.9694 | 112.6823 | 112.6823 | 112.6823 | 12.2871 | 124.9694 | 1690.6257 | 1546.708 | 1546.708 | 1593.6434 | 96.9824 | 1546.708 | 46.9354 | 46.9354 | 1690.6257 | 249.5042 | 200.9047 | 200.9047 | 200.9047 | 48.5995 | 249.5042 | 3453.2115 | 3453.2115 | 596.6959 | 596.6959 | 1608.4746 | 1608.4746 | 679.7553 | 679.7553 | 568.2858 | 568.2858 | 180737048.8535 | 1343690412.5634 | 183051649.534 | 44520889.0491 | 1752 | 52.3269 | 518711.0189 | 30625.8546 | 38.5033 | 504.753 | 211 | 1824 | 2767.1539 | 456 | 114 | 0.19017
3214 | 412.0433 | 801.8 | 600 | 2400 | 7 | 97.81% | 100 | 204.9054 | 203.593 | 203.593 | 1 | 204.9054 | 100 | 361.8746 | 343.7021 | 343.7021 | 343.7021 | 18.1725 | 361.8746 | 124.9586 | 112.6717 | 112.6717 | 112.6717 | 12.2869 | 124.9586 | 1949.5244 | 1793.1571 | 1793.1571 | 1839.2462 | 110.2783 | 1793.1571 | 46.0891 | 46.0891 | 1949.5244 | 251.7681 | 202.6496 | 202.6496 | 202.6496 | 49.1185 | 251.7681 | 3538.1837 | 3538.1837 | 681.8861 | 681.8861 | 1608.3519 | 1608.3519 | 679.7034 | 679.7034 | 568.2424 | 568.2424 | 188886927.848 | 1343699268.5671 | 181014116.3923 | 38399687.1925 | 1752 | 53.5018 | 440713.3342 | 26020.6975 | 32.7136 | 576.8606 | 211 | 1824 | 2767.1539 | 456 | 114 | 0.18808
3215 | 463.5487 | 801.8 | 600 | 2400 | 6 | 98.11% | 100 | 203.3729 | 202.036 | 202.036 | 1 | 203.3729 | 100 | 392.6891 | 372.9694 | 372.9694 | 372.9694 | 19.7198 | 392.6891 | 124.9603 | 112.6734 | 112.6734 | 112.6734 | 12.2869 | 124.9603 | 1922.4643 | 1767.2449 | 1767.2449 | 1813.6366 | 108.8277 | 1767.2449 | 46.3917 | 46.3917 | 1922.4643 | 253.7302 | 204.1597 | 204.1597 | 204.1597 | 49.5706 | 253.7302 | 3526.3556 | 3526.3556 | 767.1298 | 767.1298 | 1608.3686 | 1608.3686 | 582.6089 | 582.6089 | 568.2483 | 568.2483 | 195693313.3197 | 1343694286.5343 | 179494022.0949 | 33118378.0512 | 1752 | 54.6334 | 380970.783 | 22493.3641 | 28.279 | 648.9682 | 211 | 1824 | 2767.1539 | 456 | 114 | 0.18652
3216 | 515.0541 | 801.8 | 600 | 2400 | 6 | 98.37% | 100 | 207.9799 | 206.724 | 206.724 | 1 | 207.9799 | 100 | 423.1476 | 401.8968 | 401.8968 | 401.8968 | 21.2508 | 423.1476 | 124.9506 | 112.6638 | 112.6638 | 112.6638 | 12.2868 | 124.9506 | 2227.8931 | 2057.2177 | 2057.2177 | 2103.3982 | 124.4948 | 2057.2177 | 46.1805 | 46.1805 | 2227.8931 | 255.0297 | 205.1441 | 205.1441 | 205.1441 | 49.8857 | 255.0297 | 3611.3283 | 3611.3283 | 852.3042 | 852.3042 | 1608.251 | 1608.251 | 582.5664 | 582.5664 | 568.2068 | 568.2068 | 201540850.1207 | 1343709094.7879 | 178225953.4034 | 28524101.688 | 1752 | 55.7196 | 329332.1838 | 19444.5061 | 24.446 | 721.0758 | 211 | 1824 | 2767.1539 | 456 | 114 | 0.18522
3217 | 566.5595 | 801.8 | 600 | 2400 | 5 | 98.59% | 100 | 206.4995 | 205.1539 | 205.1539 | 1 | 206.4995 | 100 | 453.9001 | 431.1051 | 431.1051 | 431.1051 | 22.795 | 453.9001 | 124.9517 | 112.6649 | 112.6649 | 112.6649 | 12.2868 | 124.9517 | 2122.8465 | 1957.6093 | 1957.6093 | 2003.7868 | 119.0597 | 1957.6093 | 46.1774 | 46.1774 | 2122.8465 | 256.7304 | 206.4555 | 206.4555 | 206.4555 | 50.2749 | 256.7304 | 3599.5002 | 3599.5002 | 937.5439 | 937.5439 | 1608.2671 | 1608.2671 | 485.4768 | 485.4768 | 568.2124 | 568.2124 | 206601231.2721 | 1343709094.7879 | 177053122.2226 | 24636551.7174 | 1752 | 56.7642 | 280542.8666 | 16563.8761 | 20.8244 | 793.1834 | 211 | 1824 | 2767.1539 | 456 | 114 | 0.18401
3218 | 618.065 | 801.8 | 600 | 2400 | 5 | 98.76% | 100 | 211.1668 | 209.9856 | 209.9856 | 1 | 211.1668 | 100 | 484.616 | 460.2768 | 460.2768 | 460.2768 | 24.3391 | 484.616 | 124.9439 | 112.6571 | 112.6571 | 112.6571 | 12.2868 | 124.9439 | 2415.756 | 2235.9585 | 2235.9585 | 2281.679 | 134.077 | 2235.9585 | 45.7205 | 45.7205 | 2415.756 | 258.2098 | 207.5957 | 207.5957 | 207.5957 | 50.6141 | 258.2098 | 3684.4734 | 3684.4734 | 1022.7035 | 1022.7035 | 1608.1544 | 1608.1544 | 485.4428 | 485.4428 | 568.1726 | 568.1726 | 210947511.5365 | 1343709094.7879 | 175641889.5977 | 21701504.078 | 1752 | 57.7714 | 245549.0706 | 14497.7644 | 18.2268 | 865.2909 | 211 | 1824 | 2767.1539 | 456 | 114 | 0.18256
3219 | 669.5704 | 801.8 | 600 | 2400 | 5 | 98.9% | 100 | 215.8655 | 214.6485 | 214.6485 | 1 | 215.8655 | 100 | 515.1286 | 489.2553 | 489.2553 | 489.2553 | 25.8732 | 515.1286 | 124.9363 | 112.6495 | 112.6495 | 112.6495 | 12.2868 | 124.9363 | 2718.6147 | 2523.3213 | 2523.3213 | 2569.0282 | 149.5865 | 2523.3213 | 45.707 | 45.707 | 2718.6147 | 260.0383 | 209.0213 | 209.0213 | 209.0213 | 51.0171 | 260.0383 | 3769.4471 | 3769.4471 | 1107.8549 | 1107.8549 | 1608.0471 | 1608.0471 | 485.4104 | 485.4104 | 568.1347 | 568.1347 | 214908814.5098 | 1343709094.7879 | 174186526.853 | 19195563.8493 | 1752 | 58.7388 | 218385.2152 | 12893.9498 | 16.2105 | 937.3985 | 211 | 1824 | 2767.1539 | 456 | 114 | 0.18107
3220 | 721.0758 | 801.8 | 600 | 2400 | 5 | 99.04% | 100 | 220.5848 | 218.9718 | 218.9718 | 1 | 220.5848 | 100 | 545.4553 | 518.0572 | 518.0572 | 518.0572 | 27.3981 | 545.4553 | 124.9292 | 112.6424 | 112.6424 | 112.6424 | 12.2868 | 124.9292 | 3046.7011 | 2834.4216 | 2834.4216 | 2880.2745 | 166.4266 | 2834.4216 | 45.8529 | 45.8529 | 3046.7011 | 261.9599 | 210.5323 | 210.5323 | 210.5323 | 51.4276 | 261.9599 | 3854.4212 | 3854.4212 | 1192.9985 | 1192.9985 | 1607.9447 | 1607.9447 | 485.3795 | 485.3795 | 568.0985 | 568.0985 | 218501871.4143 | 1343709094.7879 | 172958058.7289 | 16830975.0688 | 1752 | 59.6652 | 192703.1165 | 11377.6215 | 14.3041 | 1009.5061 | 211 | 1824 | 2767.1539 | 456 | 114 | 0.17981
3221 | 772.5812 | 801.8 | 600 | 2400 | 5 | 99.14% | 100 | 225.3027 | 223.9112 | 223.9112 | 1 | 225.3027 | 100 | 575.7915 | 546.868 | 546.868 | 546.868 | 28.9236 | 575.7915 | 124.9223 | 112.6355 | 112.6355 | 112.6355 | 12.2868 | 124.9223 | 3440.7442 | 3208.4278 | 3208.4278 | 3254.0791 | 186.6651 | 3208.4278 | 45.6513 | 45.6513 | 3440.7442 | 263.4905 | 211.7246 | 211.7246 | 211.7246 | 51.7658 | 263.4905 | 3939.3958 | 3939.3958 | 1278.135 | 1278.135 | 1607.8469 | 1607.8469 | 485.35 | 485.35 | 568.064 | 568.064 | 221591768.7853 | 1343709094.7879 | 171702175.6865 | 14996960.7404 | 1752 | 60.5552 | 169966.5454 | 10035.2036 | 12.6164 | 1081.6137 | 211 | 1824 | 2767.1539 | 456 | 114 | 0.17852
3222 | 824.0866 | 801.8 | 600 | 2400 | 5 | 99.25% | 100 | 230.0254 | 228.3803 | 228.3803 | 1 | 230.0254 | 100 | 606.4243 | 575.9603 | 575.9603 | 575.9603 | 30.464 | 606.4243 | 124.9156 | 112.6289 | 112.6289 | 112.6289 | 12.2868 | 124.9156 | 3900.6738 | 3645.057 | 3645.057 | 3690.3788 | 210.295 | 3645.057 | 45.3218 | 45.3218 | 3900.6738 | 264.6598 | 212.6242 | 212.6242 | 212.6242 | 52.0356 | 264.6598 | 4024.3708 | 4024.3708 | 1363.2647 | 1363.2647 | 1607.7534 | 1607.7534 | 485.3218 | 485.3218 | 568.031 | 568.031 | 224314569.4607 | 1343709094.7879 | 170898519.5326 | 13077816.2188 | 1752 | 61.4062 | 147119.3681 | 8686.2554 | 10.9205 | 1153.7213 | 211 | 1824 | 2767.1539 | 456 | 114 | 0.17769
3223 | 875.592 | 801.8 | 600 | 2400 | 4 | 99.35% | 100 | 228.6266 | 227.3493 | 227.3493 | 1 | 228.6266 | 100 | 637.0787 | 605.075 | 605.075 | 605.075 | 32.0037 | 637.0787 | 124.9169 | 112.6301 | 112.6301 | 112.6301 | 12.2868 | 124.9169 | 3566.5788 | 3328.0961 | 3328.0961 | 3373.5328 | 193.046 | 3328.0961 | 45.4367 | 45.4367 | 3566.5788 | 265.7269 | 213.4482 | 213.4482 | 213.4482 | 52.2787 | 265.7269 | 4012.5424 | 4012.5424 | 1448.4803 | 1448.4803 | 1607.7662 | 1607.7662 | 388.2605 | 388.2605 | 568.0355 | 568.0355 | 226818094.724 | 1343709094.7879 | 170039154.6599 | 11433655.8282 | 1752 | 62.2231 | 129202.6705 | 7628.4136 | 9.5906 | 1225.8288 | 211 | 1824 | 2767.1539 | 456 | 114 | 0.17681
3224 | 927.0974 | 801.8 | 600 | 2400 | 4 | 99.43% | 100 | 233.3766 | 231.6581 | 231.6581 | 1 | 233.3766 | 100 | 667.5393 | 634.0036 | 634.0036 | 634.0036 | 33.5357 | 667.5393 | 124.9107 | 112.6239 | 112.6239 | 112.6239 | 12.2868 | 124.9107 | 4007.3899 | 3746.2665 | 3746.2665 | 3791.7073 | 215.6826 | 3746.2665 | 45.4407 | 45.4407 | 4007.3899 | 267.1272 | 214.5455 | 214.5455 | 214.5455 | 52.5818 | 267.1272 | 4097.5177 | 4097.5177 | 1533.5991 | 1533.5991 | 1607.6762 | 1607.6762 | 388.2388 | 388.2388 | 568.0037 | 568.0037 | 229147828.8794 | 1343709094.7879 | 169196693.0463 | 9946383.2864 | 1752 | 63.0089 | 111020.5449 | 6554.9004 | 8.2409 | 1297.9364 | 211 | 1824 | 2767.1539 | 456 | 114 | 0.17594
3225 | 978.6028 | 801.8 | 600 | 2400 | 4 | 99.49% | 100 | 238.1291 | 236.9621 | 236.9621 | 1 | 238.1291 | 100 | 697.9882 | 662.921 | 662.921 | 662.921 | 35.0671 | 697.9882 | 124.9043 | 112.6175 | 112.6175 | 112.6175 | 12.2868 | 124.9043 | 4542.3917 | 4254.1165 | 4254.1165 | 4299.2072 | 243.1846 | 4254.1165 | 45.0906 | 45.0906 | 4542.3917 | 268.3606 | 215.5128 | 215.5128 | 215.5128 | 52.8478 | 268.3606 | 4182.4934 | 4182.4934 | 1618.7123 | 1618.7123 | 1607.59 | 1607.59 | 388.2179 | 388.2179 | 567.9732 | 567.9732 | 231224585.9628 | 1343709094.7879 | 168078821.2707 | 8987497.9785 | 1752 | 63.7668 | 100697.5126 | 5945.4056 | 7.4747 | 1370.044 | 211 | 1824 | 2767.1539 | 456 | 114 | 0.1748
3226 | 1030.1083 | 801.8 | 600 | 2400 | 4 | 99.54% | 100 | 242.8905 | 241.7415 | 241.7415 | 1 | 242.8905 | 100 | 728.4938 | 691.8923 | 691.8923 | 691.8923 | 36.6015 | 728.4938 | 124.8985 | 112.6117 | 112.6117 | 112.6117 | 12.2868 | 124.8985 | 5049.0904 | 4735.1152 | 4735.1152 | 4779.89 | 269.2004 | 4735.1152 | 44.7748 | 44.7748 | 5049.0904 | 269.7821 | 216.6262 | 216.6262 | 216.6262 | 53.1559 | 269.7821 | 4267.4695 | 4267.4695 | 1703.8201 | 1703.8201 | 1607.5074 | 1607.5074 | 388.198 | 388.198 | 567.944 | 567.944 | 233129496.3741 | 1343710239.4752 | 167080606.4972 | 8079657.6535 | 1752 | 64.4943 | 89585.907 | 5289.3516 | 6.6499 | 1442.1516 | 211 | 1824 | 2767.1539 | 456 | 114 | 0.17377
3227 | 20.6022 | 851.2 | 600 | 2400 | 7 | 93.18% | 100 | 177.8391 | 177.6918 | 177.6918 | 1 | 177.8391 | 100 | 190.2048 | 180.6584 | 180.6584 | 180.6584 | 9.5465 | 190.2048 | 131.3352 | 118.4279 | 118.4279 | 118.4279 | 12.9072 | 131.3352 | 690.872 | 596.3396 | 596.3396 | 644.6696 | 46.2024 | 596.3396 | 48.3299 | 48.3299 | 690.872 | 183.1212 | 148.3042 | 148.3042 | 148.3042 | 34.8169 | 183.1212 | 2991.1936 | 2991.1936 | 34.1138 | 34.1138 | 1708.4207 | 1708.4207 | 680.0919 | 680.0919 | 568.5672 | 568.5672 | 18331390.7517 | 1357927511.2749 | 256234622.8764 | 119506475.097 | 1752 | 46.6498 | 1443151.2309 | 85206.865 | 107.1235 | 28.843 | 224 | 1824 | 2767.1539 | 456 | 114 | 0.26526
3228 | 51.5054 | 851.2 | 600 | 2400 | 7 | 93.78% | 100 | 180.2556 | 180.0345 | 180.0345 | 1 | 180.2556 | 100 | 196.8156 | 186.9367 | 186.9367 | 186.9367 | 9.8788 | 196.8156 | 131.3297 | 118.4223 | 118.4223 | 118.4223 | 12.9074 | 131.3297 | 748.9899 | 652.1887 | 652.1887 | 699.9401 | 49.0497 | 652.1887 | 47.7514 | 47.7514 | 748.9899 | 193.9836 | 157.0231 | 157.0231 | 157.0231 | 36.9605 | 193.9836 | 3042.1743 | 3042.1743 | 85.2792 | 85.2792 | 1708.314 | 1708.314 | 680.0495 | 680.0495 | 568.5317 | 568.5317 | 44256428.5968 | 1357903215.4685 | 240807859.8892 | 109032496.0455 | 1752 | 47.4024 | 1299109.6223 | 76702.3274 | 96.4314 | 72.1076 | 224 | 1824 | 2767.1539 | 456 | 114 | 0.24945
3229 | 154.5162 | 851.2 | 600 | 2400 | 7 | 95.54% | 100 | 188.6025 | 187.936 | 187.936 | 1 | 188.6025 | 100 | 225.6844 | 214.3545 | 214.3545 | 214.3545 | 11.33 | 225.6844 | 131.3062 | 118.3989 | 118.3989 | 118.3989 | 12.9074 | 131.3062 | 1006.5852 | 897.8378 | 897.8378 | 944.5431 | 62.042 | 897.8378 | 46.7053 | 46.7053 | 1006.5852 | 230.404 | 186.2455 | 186.2455 | 186.2455 | 44.1585 | 230.404 | 3212.1126 | 3212.1126 | 255.7881 | 255.7881 | 1707.9843 | 1707.9843 | 679.9182 | 679.9182 | 568.422 | 568.422 | 115080911.7444 | 1357912678.4047 | 200796062.6142 | 78210347.2366 | 1752 | 49.8866 | 911087.1648 | 53792.6167 | 67.629 | 216.3227 | 224 | 1824 | 2767.1539 | 456 | 114 | 0.20842
3230 | 206.0217 | 851.2 | 600 | 2400 | 7 | 96.22% | 100 | 192.9189 | 191.8963 | 191.8963 | 1 | 192.9189 | 100 | 249.0789 | 236.5734 | 236.5734 | 236.5734 | 12.5055 | 249.0789 | 131.296 | 118.3886 | 118.3886 | 118.3886 | 12.9074 | 131.296 | 1165.1395 | 1048.6276 | 1048.6276 | 1095.0291 | 70.1104 | 1048.6276 | 46.4015 | 46.4015 | 1165.1395 | 244.041 | 197.1205 | 197.1205 | 197.1205 | 46.9204 | 244.041 | 3297.0829 | 3297.0829 | 341.0206 | 341.0206 | 1707.8328 | 1707.8328 | 679.8579 | 679.8579 | 568.3716 | 568.3716 | 138348155.9891 | 1357924701.4024 | 189453384.2441 | 66273825.5937 | 1752.0001 | 51.098 | 765991.899 | 45225.8689 | 56.8587 | 288.4303 | 224 | 1824 | 2767.1539 | 456 | 114 | 0.19679
3231 | 257.5271 | 851.2 | 600 | 2400 | 7 | 96.8% | 100 | 197.0753 | 195.9178 | 195.9178 | 1 | 197.0753 | 100 | 279.6643 | 265.6222 | 265.6222 | 265.6222 | 14.0422 | 279.6643 | 131.2816 | 118.3746 | 118.3746 | 118.3746 | 12.9069 | 131.2816 | 1359.5112 | 1233.2113 | 1233.2113 | 1279.4715 | 80.0397 | 1233.2113 | 46.2601 | 46.2601 | 1359.5112 | 248.0668 | 199.83 | 199.83 | 199.83 | 48.2369 | 248.0668 | 3382.0539 | 3382.0539 | 426.2399 | 426.2399 | 1707.6894 | 1707.6894 | 679.8008 | 679.8008 | 568.3238 | 568.3238 | 153478499.2703 | 1357957040.4309 | 184444046.5798 | 56120413.719 | 1752 | 52.2728 | 646770.4562 | 38186.7692 | 48.009 | 360.5379 | 224 | 1824 | 2767.1539 | 456 | 114 | 0.19166
3232 | 309.0325 | 851.2 | 600 | 2400 | 7 | 97.32% | 100 | 201.523 | 200.1262 | 200.1262 | 1 | 201.523 | 100 | 310.6651 | 295.0651 | 295.0651 | 295.0651 | 15.5999 | 310.6651 | 131.2727 | 118.3657 | 118.3657 | 118.3657 | 12.907 | 131.2727 | 1604.6649 | 1465.5697 | 1465.5697 | 1512.072 | 92.5929 | 1465.5697 | 46.5023 | 46.5023 | 1604.6649 | 251.4918 | 202.4859 | 202.4859 | 202.4859 | 49.0058 | 251.4918 | 3467.0256 | 3467.0256 | 511.4471 | 511.4471 | 1707.5533 | 1707.5533 | 679.7466 | 679.7466 | 568.2786 | 568.2786 | 165524344.8653 | 1357941557.5675 | 181634438.9555 | 46899658.6116 | 1752 | 53.4069 | 545788.5395 | 32224.5718 | 40.5133 | 432.6455 | 224 | 1824 | 2767.1539 | 456 | 114 | 0.18879
3233 | 360.5379 | 851.2 | 600 | 2400 | 6 | 97.72% | 100 | 199.8811 | 198.9887 | 198.9887 | 1 | 199.8811 | 100 | 341.7785 | 324.6164 | 324.6164 | 324.6164 | 17.1621 | 341.7785 | 131.2722 | 118.3654 | 118.3654 | 118.3654 | 12.9068 | 131.2722 | 1630.1689 | 1490.0978 | 1490.0978 | 1536.3238 | 93.8452 | 1490.0978 | 46.2259 | 46.2259 | 1630.1689 | 254.1416 | 204.5299 | 204.5299 | 204.5299 | 49.6117 | 254.1416 | 3455.1976 | 3455.1976 | 596.6948 | 596.6948 | 1707.5718 | 1707.5718 | 582.6463 | 582.6463 | 568.2847 | 568.2847 | 175186271.2059 | 1357956311.1204 | 178981321.4405 | 39876096.2332 | 1752 | 54.5175 | 455764.4269 | 26909.3475 | 33.8309 | 504.753 | 224 | 1824 | 2767.1539 | 456 | 114 | 0.18606
3234 | 412.0433 | 851.2 | 600 | 2400 | 6 | 98.03% | 100 | 204.4793 | 203.1601 | 203.1601 | 1 | 204.4793 | 100 | 373.2504 | 354.5066 | 354.5066 | 354.5066 | 18.7438 | 373.2504 | 131.2634 | 118.3566 | 118.3566 | 118.3566 | 12.9068 | 131.2634 | 1853.4588 | 1701.7096 | 1701.7096 | 1748.1596 | 105.2992 | 1701.7096 | 46.45 | 46.45 | 1853.4588 | 257.9025 | 207.4751 | 207.4751 | 207.4751 | 50.4274 | 257.9025 | 3540.1698 | 3540.1698 | 681.8849 | 681.8849 | 1707.4417 | 1707.4417 | 582.6019 | 582.6019 | 568.2414 | 568.2414 | 183189399.296 | 1357972919.2061 | 176408805.5761 | 34428875.9218 | 1752 | 55.5997 | 397024.8343 | 23441.2311 | 29.4707 | 576.8606 | 224 | 1824 | 2767.1539 | 456 | 114 | 0.18342
3235 | 463.5487 | 851.2 | 600 | 2400 | 6 | 98.32% | 100 | 209.0876 | 207.3177 | 207.3177 | 1 | 209.0876 | 100 | 404.9781 | 384.6396 | 384.6396 | 384.6396 | 20.3385 | 404.9781 | 131.2532 | 118.3465 | 118.3465 | 118.3465 | 12.9067 | 131.2532 | 2127.0766 | 1961.3597 | 1961.3597 | 2007.7207 | 119.3559 | 1961.3597 | 46.3611 | 46.3611 | 2127.0766 | 260.3401 | 209.3635 | 209.3635 | 209.3635 | 50.9766 | 260.3401 | 3625.1426 | 3625.1426 | 767.0649 | 767.0649 | 1707.3179 | 1707.3179 | 582.5596 | 582.5596 | 568.2002 | 568.2002 | 189780761.5058 | 1357989109.542 | 174791708.2583 | 29438420.694 | 1752 | 56.6354 | 334567.5723 | 19753.6151 | 24.8346 | 648.9682 | 224 | 1824 | 2767.1539 | 456 | 114 | 0.18176
3236 | 515.0541 | 851.2 | 600 | 2400 | 5 | 98.54% | 100 | 207.5712 | 206.4731 | 206.4731 | 1 | 207.5712 | 100 | 436.6173 | 414.6901 | 414.6901 | 414.6901 | 21.9273 | 436.6173 | 131.2551 | 118.3483 | 118.3483 | 118.3483 | 12.9068 | 131.2551 | 2061.1565 | 1899.5406 | 1899.5406 | 1945.2938 | 115.8626 | 1899.5406 | 45.7533 | 45.7533 | 2061.1565 | 262.0853 | 210.7048 | 210.7048 | 210.7048 | 51.3805 | 262.0853 | 3613.3145 | 3613.3145 | 852.3027 | 852.3027 | 1707.3348 | 1707.3348 | 485.4712 | 485.4712 | 568.2058 | 568.2058 | 195306378.0722 | 1357974647.5993 | 173069990.579 | 25648983.7495 | 1752 | 57.6386 | 291619.8631 | 17217.8866 | 21.6466 | 721.0758 | 224 | 1824 | 2767.1539 | 456 | 114 | 0.17999
3237 | 566.5595 | 851.2 | 600 | 2400 | 5 | 98.75% | 100 | 212.2332 | 210.887 | 210.887 | 1 | 212.2332 | 100 | 468.4372 | 444.9103 | 444.9103 | 444.9103 | 23.5268 | 468.4372 | 131.2449 | 118.3384 | 118.3384 | 118.3384 | 12.9066 | 131.2449 | 2375.5511 | 2197.8429 | 2197.8429 | 2243.5388 | 132.0124 | 2197.8429 | 45.6959 | 45.6959 | 2375.5511 | 263.7332 | 211.9816 | 211.9816 | 211.9816 | 51.7516 | 263.7332 | 3698.2878 | 3698.2878 | 937.4679 | 937.4679 | 1707.2161 | 1707.2161 | 485.4374 | 485.4374 | 568.1663 | 568.1663 | 200123574.4895 | 1357986983.2416 | 171934534.7266 | 21954907.5423 | 1752 | 58.5985 | 248475.5925 | 14670.5528 | 18.4441 | 793.1834 | 224 | 1824 | 2767.1539 | 456 | 114 | 0.17883
3238 | 618.065 | 851.2 | 600 | 2400 | 5 | 98.9% | 100 | 216.9252 | 215.4611 | 215.4611 | 1 | 216.9252 | 100 | 500.1793 | 475.0567 | 475.0567 | 475.0567 | 25.1226 | 500.1793 | 131.2368 | 118.3302 | 118.3302 | 118.3302 | 12.9065 | 131.2368 | 2684.4575 | 2491.0187 | 2491.0187 | 2536.6051 | 147.8524 | 2491.0187 | 45.5864 | 45.5864 | 2684.4575 | 265.8852 | 213.6631 | 213.6631 | 213.6631 | 52.2221 | 265.8852 | 3783.2615 | 3783.2615 | 1022.6245 | 1022.6245 | 1707.103 | 1707.103 | 485.4053 | 485.4053 | 568.1287 | 568.1287 | 204428332.6848 | 1358000566.7041 | 170298014.8911 | 19273085.7199 | 1752 | 59.5273 | 218049.6887 | 12874.1396 | 16.1856 | 865.2909 | 224 | 1824 | 2767.1539 | 456 | 114 | 0.17715
3239 | 669.5704 | 851.2 | 600 | 2400 | 5 | 99.04% | 100 | 221.6344 | 219.9153 | 219.9153 | 1 | 221.6344 | 100 | 531.7122 | 505.0042 | 505.0042 | 505.0042 | 26.708 | 531.7122 | 131.2292 | 118.3226 | 118.3226 | 118.3226 | 12.9065 | 131.2292 | 3034.4753 | 2822.9035 | 2822.9035 | 2868.6601 | 165.8153 | 2822.9035 | 45.7566 | 45.7566 | 3034.4753 | 267.9335 | 215.2662 | 215.2662 | 215.2662 | 52.6673 | 267.9335 | 3868.2358 | 3868.2358 | 1107.7732 | 1107.7732 | 1706.9952 | 1706.9952 | 485.3746 | 485.3746 | 568.0928 | 568.0928 | 208205530.2725 | 1358000566.7041 | 168951033.0281 | 16842869.9953 | 1752 | 60.4178 | 192382.446 | 11358.6884 | 14.2803 | 937.3985 | 224 | 1824 | 2767.1539 | 456 | 114 | 0.17576
3240 | 721.0758 | 851.2 | 600 | 2400 | 5 | 99.16% | 100 | 226.3493 | 224.4735 | 224.4735 | 1 | 226.3493 | 100 | 563.027 | 534.7443 | 534.7443 | 534.7443 | 28.2826 | 563.027 | 131.2222 | 118.3156 | 118.3156 | 118.3156 | 12.9065 | 131.2222 | 3456.3908 | 3223.0769 | 3223.0769 | 3268.8994 | 187.4914 | 3223.0769 | 45.8225 | 45.8225 | 3456.3908 | 269.7269 | 216.6668 | 216.6668 | 216.6668 | 53.0601 | 269.7269 | 3953.2104 | 3953.2104 | 1192.9145 | 1192.9145 | 1706.8921 | 1706.8921 | 485.3453 | 485.3453 | 568.0585 | 568.0585 | 211710042.8098 | 1358000566.7041 | 167631103.725 | 14658286.7611 | 1752 | 61.2723 | 165492.8769 | 9771.0683 | 12.2843 | 1009.5061 | 224 | 1824 | 2767.1539 | 456 | 114 | 0.17441
3241 | 772.5812 | 851.2 | 600 | 2400 | 5 | 99.25% | 100 | 231.0749 | 229.6791 | 229.6791 | 1 | 231.0749 | 100 | 594.4311 | 564.5693 | 564.5693 | 564.5693 | 29.8618 | 594.4311 | 131.2152 | 118.3087 | 118.3087 | 118.3087 | 12.9065 | 131.2152 | 3906.0097 | 3649.6648 | 3649.6648 | 3695.437 | 210.5727 | 3649.6648 | 45.7722 | 45.7722 | 3906.0097 | 271.5273 | 218.0699 | 218.0699 | 218.0699 | 53.4573 | 271.5273 | 4038.1855 | 4038.1855 | 1278.0489 | 1278.0489 | 1706.7936 | 1706.7936 | 485.3173 | 485.3173 | 568.0257 | 568.0257 | 214616920.072 | 1358000566.7041 | 166196274.1619 | 13186239.062 | 1752 | 62.0977 | 151185.5359 | 8926.331 | 11.2223 | 1081.6137 | 224 | 1824 | 2767.1539 | 456 | 114 | 0.17293
3242 | 824.0866 | 851.2 | 600 | 2400 | 4 | 99.35% | 100 | 229.6756 | 228.1458 | 228.1458 | 1 | 229.6756 | 100 | 625.9882 | 594.5414 | 594.5414 | 594.5414 | 31.4469 | 625.9882 | 131.2161 | 118.3096 | 118.3096 | 118.3096 | 12.9065 | 131.2161 | 3561.1093 | 3322.5558 | 3322.5558 | 3368.3061 | 192.8032 | 3322.5558 | 45.7503 | 45.7503 | 3561.1093 | 273.071 | 219.2743 | 219.2743 | 219.2743 | 53.7967 | 273.071 | 4026.357 | 4026.357 | 1363.2629 | 1363.2629 | 1706.807 | 1706.807 | 388.2569 | 388.2569 | 568.0302 | 568.0302 | 217336900.4445 | 1358000566.7041 | 165340239.2777 | 11322293.5737 | 1752 | 62.884 | 127159.8056 | 7507.7983 | 9.4389 | 1153.7213 | 224 | 1824 | 2767.1539 | 456 | 114 | 0.17205
3243 | 875.592 | 851.2 | 600 | 2400 | 4 | 99.42% | 100 | 234.3978 | 233.1768 | 233.1768 | 1 | 234.3978 | 100 | 657.6167 | 624.5793 | 624.5793 | 624.5793 | 33.0375 | 657.6167 | 131.2097 | 118.3031 | 118.3031 | 118.3031 | 12.9065 | 131.2097 | 4003.0209 | 3742.2616 | 3742.2616 | 3787.5388 | 215.4821 | 3742.2616 | 45.2772 | 45.2772 | 4003.0209 | 274.4415 | 220.2963 | 220.2963 | 220.2963 | 54.1452 | 274.4415 | 4111.3324 | 4111.3324 | 1448.3863 | 1448.3863 | 1706.7122 | 1706.7122 | 388.2353 | 388.2353 | 567.9986 | 567.9986 | 219688129.298 | 1358000566.7041 | 164110621.0145 | 10200682.9833 | 1752 | 63.6455 | 114373.7737 | 6752.8825 | 8.4898 | 1225.8288 | 224 | 1824 | 2767.1539 | 456 | 114 | 0.17079
3244 | 927.0974 | 851.2 | 600 | 2400 | 4 | 99.5% | 100 | 239.146 | 237.5606 | 237.5606 | 1 | 239.146 | 100 | 689.1852 | 654.56 | 654.56 | 654.56 | 34.6252 | 689.1852 | 131.2033 | 118.2968 | 118.2968 | 118.2968 | 12.9065 | 131.2033 | 4574.1473 | 4284.438 | 4284.438 | 4329.3392 | 244.8081 | 4284.438 | 44.9013 | 44.9013 | 4574.1473 | 275.7443 | 221.3147 | 221.3147 | 221.3147 | 54.4295 | 275.7443 | 4196.3082 | 4196.3082 | 1533.5039 | 1533.5039 | 1706.6213 | 1706.6213 | 388.2146 | 388.2146 | 567.9684 | 567.9684 | 221928059.9467 | 1358000566.7041 | 163315850.3415 | 8755523.0077 | 1752 | 64.3737 | 96516.8724 | 5698.5713 | 7.1643 | 1297.9364 | 224 | 1824 | 2767.1539 | 456 | 114 | 0.16997
3245 | 978.6028 | 851.2 | 600 | 2400 | 4 | 99.55% | 100 | 243.9077 | 242.6056 | 242.6056 | 1 | 243.9077 | 100 | 720.7228 | 684.5114 | 684.5114 | 684.5114 | 36.2114 | 720.7228 | 131.1972 | 118.2907 | 118.2907 | 118.2907 | 12.9065 | 131.1972 | 5127.5314 | 4809.6086 | 4809.6086 | 4854.3454 | 273.186 | 4809.6086 | 44.7369 | 44.7369 | 5127.5314 | 277.3312 | 222.563 | 222.563 | 222.563 | 54.7682 | 277.3312 | 4281.2843 | 4281.2843 | 1618.6159 | 1618.6159 | 1706.5342 | 1706.5342 | 388.1948 | 388.1948 | 567.9394 | 567.9394 | 223925483.3466 | 1358000566.7041 | 162172382.5742 | 7901567.3751 | 1752 | 65.0773 | 86596.0643 | 5112.8246 | 6.4279 | 1370.044 | 224 | 1824 | 2767.1539 | 456 | 114 | 0.1688
3246 | 1030.1083 | 851.2 | 600 | 2400 | 4 | 99.58% | 100 | 248.6729 | 247.8537 | 247.8537 | 1 | 248.6729 | 100 | 752.3215 | 714.5207 | 714.5207 | 714.5207 | 37.8008 | 752.3215 | 131.1914 | 118.2849 | 118.2849 | 118.2849 | 12.9065 | 131.1914 | 5633.6719 | 5290.691 | 5290.691 | 5334.4989 | 299.173 | 5290.691 | 43.8079 | 43.8079 | 5633.6719 | 279.0479 | 223.9105 | 223.9105 | 223.9105 | 55.1374 | 279.0479 | 4366.2607 | 4366.2607 | 1703.7227 | 1703.7227 | 1706.4506 | 1706.4506 | 388.1758 | 388.1758 | 567.9116 | 567.9116 | 225703388.3728 | 1358000566.7041 | 160953324.5422 | 7342720.3809 | 1752 | 65.7571 | 78809.9165 | 4653.1131 | 5.85 | 1442.1516 | 224 | 1824 | 2767.1539 | 456 | 114 | 0.16755
3247 | 20.6022 | 900.6 | 600 | 2400 | 7 | 93.81% | 100 | 183.2651 | 183.0826 | 183.0826 | 1 | 183.2651 | 100 | 195.3475 | 185.5418 | 185.5418 | 185.5418 | 9.8057 | 195.3475 | 137.6371 | 124.1091 | 124.1091 | 124.1091 | 13.528 | 137.6371 | 753.5877 | 656.0082 | 656.0082 | 704.2021 | 49.3856 | 656.0082 | 48.1939 | 48.1939 | 753.5877 | 183.7361 | 148.7172 | 148.7172 | 148.7172 | 35.0189 | 183.7361 | 3089.9753 | 3089.9753 | 34.1097 | 34.1097 | 1807.355 | 1807.355 | 680.011 | 680.011 | 568.4996 | 568.4996 | 17850608.8285 | 1370808009.903 | 254820588.4299 | 108520792.8386 | 1752 | 49.253 | 1306719.7345 | 77151.6454 | 96.9963 | 28.843 | 237 | 1824 | 2767.1539 | 456 | 114 | 0.2639
3248 | 51.5054 | 900.6 | 600 | 2400 | 7 | 94.37% | 100 | 185.7227 | 185.4629 | 185.4629 | 1 | 185.7227 | 100 | 201.4274 | 191.316 | 191.316 | 191.316 | 10.1114 | 201.4274 | 137.6294 | 124.1014 | 124.1014 | 124.1014 | 13.528 | 137.6294 | 819.8633 | 719.5633 | 719.5633 | 767.1722 | 52.6911 | 719.5633 | 47.6089 | 47.6089 | 819.8633 | 194.9051 | 157.6936 | 157.6936 | 157.6936 | 37.2115 | 194.9051 | 3140.9567 | 3140.9567 | 85.2694 | 85.2694 | 1807.2496 | 1807.2496 | 679.9713 | 679.9713 | 568.4664 | 568.4664 | 43248827.8044 | 1370802106.8354 | 239240274.7474 | 98708871.0297 | 1752.0001 | 49.9554 | 1173830.0069 | 69305.5397 | 87.1321 | 72.1076 | 237 | 1824 | 2767.1539 | 456 | 114 | 0.24793
3249 | 154.5162 | 900.6 | 600 | 2400 | 7 | 95.92% | 100 | 194.1923 | 193.6016 | 193.6016 | 1 | 194.1923 | 100 | 231.7115 | 220.0778 | 220.0778 | 220.0778 | 11.6337 | 231.7115 | 137.6087 | 124.0806 | 124.0806 | 124.0806 | 13.5281 | 137.6087 | 1098.1338 | 984.865 | 984.865 | 1031.3951 | 66.7387 | 984.865 | 46.5301 | 46.5301 | 1098.1338 | 233.3065 | 188.5059 | 188.5059 | 188.5059 | 44.8005 | 233.3065 | 3310.8968 | 3310.8968 | 255.7618 | 255.7618 | 1806.9229 | 1806.9229 | 679.8484 | 679.8484 | 568.3636 | 568.3636 | 112055271.0468 | 1370786965.6586 | 197701971.42 | 71455791.8746 | 1752 | 52.2701 | 829512.6003 | 48976.2726 | 61.5738 | 216.3227 | 237 | 1824 | 2767.1539 | 456 | 114 | 0.20532
3250 | 206.0217 | 900.6 | 600 | 2400 | 7 | 96.57% | 100 | 198.3117 | 197.4896 | 197.4896 | 1 | 198.3117 | 100 | 255.8678 | 243.0203 | 243.0203 | 243.0203 | 12.8475 | 255.8678 | 137.598 | 124.0699 | 124.0699 | 124.0699 | 13.5281 | 137.598 | 1284.8448 | 1162.064 | 1162.064 | 1208.5759 | 76.2689 | 1162.064 | 46.5119 | 46.5119 | 1284.8448 | 244.8645 | 197.2921 | 197.2921 | 197.2921 | 47.5723 | 244.8645 | 3395.8679 | 3395.8679 | 340.9874 | 340.9874 | 1806.7724 | 1806.7724 | 679.7918 | 679.7918 | 568.3163 | 568.3163 | 134604939.7293 | 1370787397.9402 | 186455040.405 | 60152621.9255 | 1752 | 53.3813 | 698872.1433 | 41262.9689 | 51.8765 | 288.4303 | 237 | 1824 | 2767.1539 | 456 | 114 | 0.19379
3251 | 257.5271 | 900.6 | 600 | 2400 | 7 | 97.1% | 100 | 202.7414 | 201.7005 | 201.7005 | 1 | 202.7414 | 100 | 287.4259 | 272.9927 | 272.9927 | 272.9927 | 14.4332 | 287.4259 | 137.5887 | 124.0605 | 124.0605 | 124.0605 | 13.5281 | 137.5887 | 1499.4037 | 1365.4832 | 1365.4832 | 1412.1693 | 87.2344 | 1365.4832 | 46.6861 | 46.6861 | 1499.4037 | 251.8675 | 202.8038 | 202.8038 | 202.8038 | 49.0638 | 251.8675 | 3480.8397 | 3480.8397 | 426.2006 | 426.2006 | 1806.6297 | 1806.6297 | 679.7381 | 679.7381 | 568.2714 | 568.2714 | 149318506.5723 | 1370793512.5235 | 181027344.5587 | 50860636.3455 | 1752 | 54.4646 | 594088.6122 | 35076.3157 | 44.0985 | 360.5379 | 237 | 1824 | 2767.1539 | 456 | 114 | 0.18823
3252 | 309.0325 | 900.6 | 600 | 2400 | 6 | 97.57% | 100 | 201.0832 | 200.0938 | 200.0938 | 1 | 201.0832 | 100 | 319.489 | 303.4459 | 303.4459 | 303.4459 | 16.0431 | 319.489 | 137.5894 | 124.0613 | 124.0613 | 124.0613 | 13.5281 | 137.5894 | 1525.8974 | 1390.4888 | 1390.4888 | 1437.3535 | 88.5439 | 1390.4888 | 46.8647 | 46.8647 | 1525.8974 | 256.1661 | 206.1647 | 206.1647 | 206.1647 | 50.0014 | 256.1661 | 3469.0117 | 3469.0117 | 511.4462 | 511.4462 | 1806.6491 | 1806.6491 | 582.6389 | 582.6389 | 568.2775 | 568.2775 | 160906540.0882 | 1370792869.189 | 177680269.4215 | 42620330.4541 | 1752 | 55.5098 | 498130.2249 | 29410.7186 | 36.9756 | 432.6455 | 237 | 1824 | 2767.1539 | 456 | 114 | 0.1848
3253 | 360.5379 | 900.6 | 600 | 2400 | 6 | 97.93% | 100 | 205.6147 | 204.3014 | 204.3014 | 1 | 205.6147 | 100 | 351.9001 | 334.2282 | 334.2282 | 334.2282 | 17.6718 | 351.9001 | 137.5809 | 124.0527 | 124.0527 | 124.0527 | 13.5282 | 137.5809 | 1767.0437 | 1619.9382 | 1619.9382 | 1666.1499 | 100.8937 | 1619.9382 | 46.2117 | 46.2117 | 1767.0437 | 260.2545 | 209.3619 | 209.3619 | 209.3619 | 50.8926 | 260.2545 | 3553.9841 | 3553.9841 | 596.6421 | 596.6421 | 1806.5125 | 1806.5125 | 582.5949 | 582.5949 | 568.2346 | 568.2346 | 170165941.7212 | 1370781509.2979 | 174860437.7658 | 36192111.2151 | 1752 | 56.5305 | 412949.8895 | 24381.4818 | 30.6528 | 504.753 | 237 | 1824 | 2767.1539 | 456 | 114 | 0.1819
3254 | 412.0433 | 900.6 | 600 | 2400 | 5 | 98.23% | 100 | 204.0585 | 203.046 | 203.046 | 1 | 204.0585 | 100 | 384.2237 | 364.9288 | 364.9288 | 364.9288 | 19.2949 | 384.2237 | 137.5808 | 124.0528 | 124.0528 | 124.0528 | 13.528 | 137.5808 | 1723.5642 | 1578.9929 | 1578.9929 | 1624.9735 | 98.5907 | 1578.9929 | 45.9806 | 45.9806 | 1723.5642 | 263.431 | 211.8398 | 211.8398 | 211.8398 | 51.5912 | 263.431 | 3542.156 | 3542.156 | 681.8837 | 681.8837 | 1806.5311 | 1806.5311 | 485.5007 | 485.5007 | 568.2404 | 568.2404 | 177910017.1742 | 1370806943.3279 | 172305332.4561 | 30977707.0418 | 1752 | 57.5225 | 354369.2652 | 20922.7512 | 26.3044 | 576.8606 | 237 | 1824 | 2767.1539 | 456 | 114 | 0.17928
3255 | 463.5487 | 900.6 | 600 | 2400 | 5 | 98.49% | 100 | 208.682 | 207.3023 | 207.3023 | 1 | 208.682 | 100 | 416.9979 | 396.0557 | 396.0557 | 396.0557 | 20.9422 | 416.9979 | 137.5702 | 124.0424 | 124.0424 | 124.0424 | 13.5279 | 137.5702 | 1983.0546 | 1825.3939 | 1825.3939 | 1871.1874 | 111.8673 | 1825.3939 | 45.7934 | 45.7934 | 1983.0546 | 266.2646 | 214.0492 | 214.0492 | 214.0492 | 52.2154 | 266.2646 | 3627.1288 | 3627.1288 | 767.0636 | 767.0636 | 1806.4003 | 1806.4003 | 485.4656 | 485.4656 | 568.1993 | 568.1993 | 184204314.8225 | 1370852774.6053 | 170525385.0066 | 26417525.5656 | 1752 | 58.4772 | 298773.3112 | 17640.2422 | 22.1776 | 648.9682 | 237 | 1824 | 2767.1539 | 456 | 114 | 0.17745
3256 | 515.0541 | 900.6 | 600 | 2400 | 5 | 98.68% | 100 | 213.3315 | 212.3256 | 212.3256 | 1 | 213.3315 | 100 | 449.822 | 427.2298 | 427.2298 | 427.2298 | 22.5921 | 449.822 | 137.5592 | 124.0316 | 124.0316 | 124.0316 | 13.5276 | 137.5592 | 2283.7025 | 2110.8977 | 2110.8977 | 2156.4159 | 127.2866 | 2110.8977 | 45.5183 | 45.5183 | 2283.7025 | 268.6468 | 215.9067 | 215.9067 | 215.9067 | 52.7402 | 268.6468 | 3712.1021 | 3712.1021 | 852.2342 | 852.2342 | 1806.2758 | 1806.2758 | 485.4321 | 485.4321 | 568.1601 | 568.1601 | 189568186.1386 | 1370850279.8446 | 168415127.5568 | 23166406.46 | 1752 | 59.405 | 264379.517 | 15609.5559 | 19.6246 | 721.0758 | 237 | 1824 | 2767.1539 | 456 | 114 | 0.17528
3257 | 566.5595 | 900.6 | 600 | 2400 | 5 | 98.86% | 100 | 218.014 | 216.8069 | 216.8069 | 1 | 218.014 | 100 | 482.6925 | 458.448 | 458.448 | 458.448 | 24.2446 | 482.6925 | 137.5501 | 124.0225 | 124.0225 | 124.0225 | 13.5275 | 137.5501 | 2617.2473 | 2426.942 | 2426.942 | 2472.8453 | 144.402 | 2426.942 | 45.9033 | 45.9033 | 2617.2473 | 270.8666 | 217.6368 | 217.6368 | 217.6368 | 53.2298 | 270.8666 | 3797.076 | 3797.076 | 937.396 | 937.396 | 1806.1571 | 1806.1571 | 485.4002 | 485.4002 | 568.1228 | 568.1228 | 194182880.9616 | 1370851656.4846 | 166972312.7362 | 19993149.8176 | 1752 | 60.2928 | 228163.7117 | 13471.294 | 16.9363 | 793.1834 | 237 | 1824 | 2767.1539 | 456 | 114 | 0.1738
3258 | 618.065 | 900.6 | 600 | 2400 | 5 | 99% | 100 | 222.7182 | 221.4311 | 221.4311 | 1 | 222.7182 | 100 | 515.4175 | 489.5277 | 489.5277 | 489.5277 | 25.8898 | 515.4175 | 137.5426 | 124.015 | 124.015 | 124.015 | 13.5276 | 137.5426 | 2955.557 | 2747.8822 | 2747.8822 | 2793.8144 | 161.7426 | 2747.8822 | 45.9322 | 45.9322 | 2955.557 | 273.3939 | 219.6213 | 219.6213 | 219.6213 | 53.7726 | 273.3939 | 3882.0503 | 3882.0503 | 1022.5496 | 1022.5496 | 1806.0438 | 1806.0438 | 485.3698 | 485.3698 | 568.0871 | 568.0871 | 198331507.2501 | 1370852774.6053 | 165220786.6153 | 17594931.5293 | 1752 | 61.1505 | 200129.8486 | 11816.1123 | 14.8554 | 865.2909 | 237 | 1824 | 2767.1539 | 456 | 114 | 0.172
3259 | 669.5704 | 900.6 | 600 | 2400 | 5 | 99.13% | 100 | 227.4103 | 225.7411 | 225.7411 | 1 | 227.4103 | 100 | 547.9346 | 520.4099 | 520.4099 | 520.4099 | 27.5247 | 547.9346 | 137.535 | 124.0075 | 124.0075 | 124.0075 | 13.5276 | 137.535 | 3335.3929 | 3108.2735 | 3108.2735 | 3154.1388 | 181.2541 | 3108.2735 | 45.8653 | 45.8653 | 3335.3929 | 275.5498 | 221.2609 | 221.2609 | 221.2609 | 54.2889 | 275.5498 | 3967.025 | 3967.025 | 1107.6957 | 1107.6957 | 1805.9355 | 1805.9355 | 485.3407 | 485.3407 | 568.0531 | 568.0531 | 202026643.4894 | 1370851455.5747 | 163793051.768 | 15328849.1678 | 1752 | 61.9737 | 174195.3868 | 10284.8839 | 12.9303 | 937.3985 | 237 | 1824 | 2767.1539 | 456 | 114 | 0.17054
3260 | 721.0758 | 900.6 | 600 | 2400 | 5 | 99.25% | 100 | 232.1284 | 230.2315 | 230.2315 | 1 | 232.1284 | 100 | 580.1492 | 551.0047 | 551.0047 | 551.0047 | 29.1446 | 580.1492 | 137.5279 | 124.0003 | 124.0003 | 124.0003 | 13.5276 | 137.5279 | 3826.9609 | 3574.5228 | 3574.5228 | 3620.4154 | 206.5455 | 3574.5228 | 45.8926 | 45.8926 | 3826.9609 | 277.4937 | 222.78 | 222.78 | 222.78 | 54.7136 | 277.4937 | 4052.0002 | 4052.0002 | 1192.8347 | 1192.8347 | 1805.8321 | 1805.8321 | 485.3129 | 485.3129 | 568.0205 | 568.0205 | 205406115.9611 | 1370855768.3364 | 162524234.6008 | 13213881.1016 | 1752 | 62.7639 | 150402.6996 | 8880.1106 | 11.1642 | 1009.5061 | 237 | 1824 | 2767.1539 | 456 | 114 | 0.16923
3261 | 772.5812 | 900.6 | 600 | 2400 | 5 | 99.35% | 100 | 236.855 | 234.6472 | 234.6472 | 1 | 236.855 | 100 | 612.5231 | 581.7506 | 581.7506 | 581.7506 | 30.7725 | 612.5231 | 137.5206 | 123.9931 | 123.9931 | 123.9931 | 13.5275 | 137.5206 | 4390.1985 | 4108.9117 | 4108.9117 | 4154.7685 | 235.43 | 4108.9117 | 45.8568 | 45.8568 | 4390.1985 | 279.2553 | 224.1529 | 224.1529 | 224.1529 | 55.1024 | 279.2553 | 4136.9757 | 4136.9757 | 1277.9671 | 1277.9671 | 1805.733 | 1805.733 | 485.2862 | 485.2862 | 567.9894 | 567.9894 | 208306419.4999 | 1370855768.3364 | 161472378.8424 | 11365433.3213 | 1752 | 63.5227 | 126872.0588 | 7490.8091 | 9.4176 | 1081.6137 | 237 | 1824 | 2767.1539 | 456 | 114 | 0.16815
3262 | 824.0866 | 900.6 | 600 | 2400 | 4 | 99.4% | 100 | 235.4573 | 234.5708 | 234.5708 | 1 | 235.4573 | 100 | 645.0979 | 612.6891 | 612.6891 | 612.6891 | 32.4088 | 645.0979 | 137.5215 | 123.994 | 123.994 | 123.994 | 13.5275 | 137.5215 | 3978.456 | 3719.6641 | 3719.6641 | 3764.245 | 214.211 | 3719.6641 | 44.5808 | 44.5808 | 3978.456 | 281.1788 | 225.6634 | 225.6634 | 225.6634 | 55.5154 | 281.1788 | 4125.1472 | 4125.1472 | 1363.1751 | 1363.1751 | 1805.7465 | 1805.7465 | 388.2319 | 388.2319 | 567.9936 | 567.9936 | 210830421.9529 | 1370855768.3364 | 159886910.989 | 10426898.7216 | 1752 | 64.2609 | 114554.0717 | 6763.5277 | 8.5032 | 1153.7213 | 237 | 1824 | 2767.1539 | 456 | 114 | 0.16652
3263 | 875.592 | 900.6 | 600 | 2400 | 4 | 99.49% | 100 | 240.2041 | 238.6824 | 238.6824 | 1 | 240.2041 | 100 | 677.7641 | 643.7125 | 643.7125 | 643.7125 | 34.0516 | 677.7641 | 137.5149 | 123.9874 | 123.9874 | 123.9874 | 13.5275 | 137.5149 | 4514.1151 | 4228.4982 | 4228.4982 | 4272.4109 | 241.7041 | 4228.4982 | 43.9127 | 43.9127 | 4514.1151 | 282.8307 | 226.9566 | 226.9566 | 226.9566 | 55.8741 | 282.8307 | 4210.123 | 4210.123 | 1448.297 | 1448.297 | 1805.651 | 1805.651 | 388.2114 | 388.2114 | 567.9636 | 567.9636 | 213135287.1805 | 1370855768.3364 | 159102702.1162 | 8906242.3669 | 1752 | 64.963 | 95466.8783 | 5636.5773 | 7.0864 | 1225.8288 | 237 | 1824 | 2767.1539 | 456 | 114 | 0.16572
3264 | 927.0974 | 900.6 | 600 | 2400 | 4 | 99.54% | 100 | 244.9633 | 243.8204 | 243.8204 | 1 | 244.9633 | 100 | 710.4169 | 674.723 | 674.723 | 674.723 | 35.6939 | 710.4169 | 137.5086 | 123.9811 | 123.9811 | 123.9811 | 13.5275 | 137.5086 | 5097.3314 | 4782.4372 | 4782.4372 | 4825.7451 | 271.5863 | 4782.4372 | 43.3079 | 43.3079 | 5097.3314 | 284.5386 | 228.3049 | 228.3049 | 228.3049 | 56.2337 | 284.5386 | 4295.0991 | 4295.0991 | 1533.4132 | 1533.4132 | 1805.5595 | 1805.5595 | 388.1917 | 388.1917 | 567.9348 | 567.9348 | 215255157.7769 | 1370855768.3364 | 157879966.8151 | 8009107.0716 | 1752 | 65.6448 | 86152.8201 | 5086.6545 | 6.395 | 1297.9364 | 237 | 1824 | 2767.1539 | 456 | 114 | 0.16446
3265 | 978.6028 | 900.6 | 600 | 2400 | 4 | 99.57% | 100 | 249.7367 | 249.0858 | 249.0858 | 1 | 249.7367 | 100 | 743.0266 | 705.6926 | 705.6926 | 705.6926 | 37.334 | 743.0266 | 137.5026 | 123.9751 | 123.9751 | 123.9751 | 13.5275 | 137.5026 | 5581.9059 | 5241.9451 | 5241.9451 | 5285.4489 | 296.4571 | 5241.9451 | 43.5037 | 43.5037 | 5581.9059 | 286.5956 | 229.9279 | 229.9279 | 229.9279 | 56.6677 | 286.5956 | 4380.0756 | 4380.0756 | 1618.524 | 1618.524 | 1805.4716 | 1805.4716 | 388.1728 | 388.1728 | 567.9072 | 567.9072 | 217163671.4042 | 1370855768.3364 | 156512126.9797 | 7468433.2796 | 1752 | 66.3029 | 80447.2315 | 4749.7838 | 5.9715 | 1370.044 | 237 | 1824 | 2767.1539 | 456 | 114 | 0.16306
3266 | 1030.1083 | 900.6 | 600 | 2400 | 4 | 99.6% | 100 | 254.5133 | 253.8661 | 253.8661 | 1 | 254.5133 | 100 | 775.6595 | 736.6841 | 736.6841 | 736.6841 | 38.9754 | 775.6595 | 137.4968 | 123.9693 | 123.9693 | 123.9693 | 13.5275 | 137.4968 | 6005.0243 | 5643.2761 | 5643.2761 | 5686.7663 | 318.258 | 5643.2761 | 43.4901 | 43.4901 | 6005.0243 | 288.6987 | 231.582 | 231.582 | 231.582 | 57.1167 | 288.6987 | 4465.0524 | 4465.0524 | 1703.6299 | 1703.6299 | 1805.3872 | 1805.3872 | 388.1546 | 388.1546 | 567.8806 | 567.8806 | 218905507.0657 | 1370855768.3364 | 155302310.0486 | 6936414.5492 | 1752 | 66.9364 | 74937.9662 | 4424.5045 | 5.5626 | 1442.1516 | 237 | 1824 | 2767.1539 | 456 | 114 | 0.16181
3267 | 20.6022 | 950 | 600 | 2400 | 7 | 94.31% | 100 | 188.7923 | 188.5564 | 188.5564 | 1 | 188.7923 | 100 | 200.0027 | 189.9623 | 189.9623 | 189.9623 | 10.0404 | 200.0027 | 143.9344 | 129.786 | 129.786 | 129.786 | 14.1484 | 143.9344 | 813.2393 | 712.7249 | 712.7249 | 760.7895 | 52.4499 | 712.7249 | 48.0646 | 48.0646 | 813.2393 | 185.3663 | 149.9734 | 149.9734 | 149.9734 | 35.3929 | 185.3663 | 3188.7582 | 3188.7582 | 34.1059 | 34.1059 | 1906.2806 | 1906.2806 | 679.9354 | 679.9354 | 568.4363 | 568.4363 | 17432872.1347 | 1382590626.4386 | 252247290.79 | 99729210.6367 | 1752 | 51.6573 | 1196792.1769 | 70661.2774 | 88.8365 | 28.843 | 250 | 1824 | 2767.1539 | 456 | 114 | 0.26134
3268 | 51.5054 | 950 | 600 | 2400 | 7 | 94.82% | 100 | 191.295 | 190.9524 | 190.9524 | 1 | 191.295 | 100 | 206.1812 | 195.8301 | 195.8301 | 195.8301 | 10.3511 | 206.1812 | 143.9269 | 129.7786 | 129.7786 | 129.7786 | 14.1483 | 143.9269 | 884.6395 | 780.9814 | 780.9814 | 828.6318 | 56.0077 | 780.9814 | 47.6504 | 47.6504 | 884.6395 | 197.023 | 159.3423 | 159.3423 | 159.3423 | 37.6806 | 197.023 | 3239.7402 | 3239.7402 | 85.2602 | 85.2602 | 1906.1765 | 1906.1765 | 679.8982 | 679.8982 | 568.4053 | 568.4053 | 42241493.0101 | 1382601947.1572 | 236425546.0653 | 90731013.7674 | 1752 | 52.3082 | 1077416.5476 | 63613.0742 | 79.9754 | 72.1076 | 250 | 1824 | 2767.1539 | 456 | 114 | 0.24512
3269 | 154.5162 | 950 | 600 | 2400 | 7 | 96.26% | 100 | 199.8309 | 199.2318 | 199.2318 | 1 | 199.8309 | 100 | 237.9585 | 226.0101 | 226.0101 | 226.0101 | 11.9484 | 237.9585 | 143.9032 | 129.7551 | 129.7551 | 129.7551 | 14.1482 | 143.9032 | 1192.3794 | 1074.0768 | 1074.0768 | 1120.7856 | 71.5938 | 1074.0768 | 46.7088 | 46.7088 | 1192.3794 | 236.2818 | 190.8193 | 190.8193 | 190.8193 | 45.4624 | 236.2818 | 3409.682 | 3409.682 | 255.7372 | 255.7372 | 1905.8531 | 1905.8531 | 679.7829 | 679.7829 | 568.3089 | 568.3089 | 109130121.0341 | 1382599435.3591 | 194766629.6014 | 65503821.1845 | 1752 | 54.4502 | 764382.2551 | 45130.8319 | 56.7392 | 216.3227 | 250 | 1824 | 2767.1539 | 456 | 114 | 0.20239
3270 | 206.0217 | 950 | 600 | 2400 | 7 | 96.87% | 100 | 203.9857 | 203.1147 | 203.1147 | 1 | 203.9857 | 100 | 262.8735 | 249.6731 | 249.6731 | 249.6731 | 13.2004 | 262.8735 | 143.8934 | 129.7452 | 129.7452 | 129.7452 | 14.1482 | 143.8934 | 1403.4417 | 1274.1821 | 1274.1821 | 1321.0794 | 82.3624 | 1274.1821 | 46.8972 | 46.8972 | 1403.4417 | 248.2399 | 199.9303 | 199.9303 | 199.9303 | 48.3095 | 248.2399 | 3494.6539 | 3494.6539 | 340.9562 | 340.9562 | 1905.7037 | 1905.7037 | 679.7296 | 679.7296 | 568.2643 | 568.2643 | 131022726.0409 | 1382605808.9057 | 183581496.4117 | 54790017.0167 | 1752 | 55.4708 | 640550.5337 | 37819.5311 | 47.5473 | 288.4303 | 250 | 1824 | 2767.1539 | 456 | 114 | 0.19091
3271 | 257.5271 | 950 | 600 | 2400 | 6 | 97.39% | 100 | 202.2737 | 201.3301 | 201.3301 | 1 | 202.2737 | 100 | 295.1718 | 280.3497 | 280.3497 | 280.3497 | 14.8222 | 295.1718 | 143.8935 | 129.7454 | 129.7454 | 129.7454 | 14.1481 | 143.8935 | 1429.8628 | 1299.5798 | 1299.5798 | 1346.2048 | 83.658 | 1299.5798 | 46.625 | 46.625 | 1429.8628 | 255.3376 | 205.5154 | 205.5154 | 205.5154 | 49.8222 | 255.3376 | 3482.8259 | 3482.8259 | 426.1998 | 426.1998 | 1905.7241 | 1905.7241 | 582.6316 | 582.6316 | 568.2704 | 568.2704 | 145358838.6781 | 1382613707.4879 | 178330063.4944 | 45697438.7147 | 1752 | 56.4617 | 530728.3435 | 31335.3842 | 39.3954 | 360.5379 | 250 | 1824 | 2767.1539 | 456 | 114 | 0.18553
3272 | 309.0325 | 950 | 600 | 2400 | 6 | 97.79% | 100 | 206.7959 | 205.6193 | 205.6193 | 1 | 206.7959 | 100 | 328.3476 | 311.8583 | 311.8583 | 311.8583 | 16.4893 | 328.3476 | 143.8831 | 129.7351 | 129.7351 | 129.7351 | 14.148 | 143.8831 | 1666.2333 | 1523.7378 | 1523.7378 | 1570.4673 | 95.766 | 1523.7378 | 46.7295 | 46.7295 | 1666.2333 | 261.1337 | 210.0799 | 210.0799 | 210.0799 | 51.0538 | 261.1337 | 3567.7983 | 3567.7983 | 511.4014 | 511.4014 | 1905.5812 | 1905.5812 | 582.5879 | 582.5879 | 568.2278 | 568.2278 | 156537115.6906 | 1382629059.4793 | 174166594.5908 | 38667278.6144 | 1752 | 57.4347 | 447965.0161 | 26448.8529 | 33.2519 | 432.6455 | 250 | 1824 | 2767.1539 | 456 | 114 | 0.18126
3273 | 360.5379 | 950 | 600 | 2400 | 5 | 98.11% | 100 | 205.2088 | 204.3117 | 204.3117 | 1 | 205.2088 | 100 | 361.9093 | 343.7348 | 343.7348 | 343.7348 | 18.1745 | 361.9093 | 143.8843 | 129.7363 | 129.7363 | 129.7363 | 14.148 | 143.8843 | 1620.9943 | 1481.8499 | 1481.8499 | 1527.6278 | 93.3666 | 1481.8499 | 45.7779 | 45.7779 | 1620.9943 | 265.6703 | 213.6427 | 213.6427 | 213.6427 | 52.0276 | 265.6703 | 3555.9702 | 3555.9702 | 596.6411 | 596.6411 | 1905.6006 | 1905.6006 | 485.4949 | 485.4949 | 568.2336 | 568.2336 | 165444662.7222 | 1382632660.9991 | 170747852.4669 | 33174872.1869 | 1752 | 58.3811 | 377934.1727 | 22314.0758 | 28.0536 | 504.753 | 250 | 1824 | 2767.1539 | 456 | 114 | 0.17775
3274 | 412.0433 | 950 | 600 | 2400 | 5 | 98.41% | 100 | 209.8264 | 208.323 | 208.323 | 1 | 209.8264 | 100 | 395.2316 | 375.3824 | 375.3824 | 375.3824 | 19.8493 | 395.2316 | 143.8745 | 129.7266 | 129.7266 | 129.7266 | 14.148 | 143.8745 | 1871.2436 | 1718.8785 | 1718.8785 | 1765.0702 | 106.1733 | 1718.8785 | 46.1918 | 46.1918 | 1871.2436 | 269.7353 | 216.8334 | 216.8334 | 216.8334 | 52.9018 | 269.7353 | 3640.9431 | 3640.9431 | 681.8265 | 681.8265 | 1905.4638 | 1905.4638 | 485.46 | 485.46 | 568.1928 | 568.1928 | 172972550.7071 | 1382635365.5822 | 168469868.9273 | 27922263.1585 | 1752 | 59.2907 | 318749.5676 | 18819.6849 | 23.6604 | 576.8606 | 250 | 1824 | 2767.1539 | 456 | 114 | 0.17541
3275 | 463.5487 | 950 | 600 | 2400 | 5 | 98.63% | 100 | 214.4438 | 213.2911 | 213.2911 | 1 | 214.4438 | 100 | 428.9431 | 407.3994 | 407.3994 | 407.3994 | 21.5437 | 428.9431 | 143.867 | 129.7189 | 129.7189 | 129.7189 | 14.1481 | 143.867 | 2189.6522 | 2021.3644 | 2021.3644 | 2067.1786 | 122.4737 | 2021.3644 | 45.8141 | 45.8141 | 2189.6522 | 272.2479 | 218.7816 | 218.7816 | 218.7816 | 53.4663 | 272.2479 | 3725.9165 | 3725.9165 | 767.0024 | 767.0024 | 1905.3334 | 1905.3334 | 485.4268 | 485.4268 | 568.1539 | 568.1539 | 179057669.2399 | 1382621002.4787 | 166251218.3652 | 24070167.5609 | 1752.0001 | 60.1762 | 272841.3194 | 16109.1596 | 20.2527 | 648.9682 | 250 | 1824 | 2767.1539 | 456 | 114 | 0.17313
3276 | 515.0541 | 950 | 600 | 2400 | 5 | 98.8% | 100 | 219.0984 | 217.8161 | 217.8161 | 1 | 219.0984 | 100 | 462.9854 | 439.7305 | 439.7305 | 439.7305 | 23.2549 | 462.9854 | 143.8588 | 129.7107 | 129.7107 | 129.7107 | 14.1481 | 143.8588 | 2479.7602 | 2296.7158 | 2296.7158 | 2342.4332 | 137.327 | 2296.7158 | 45.7174 | 45.7174 | 2479.7602 | 275.2887 | 221.1189 | 221.1189 | 221.1189 | 54.1698 | 275.2887 | 3810.8905 | 3810.8905 | 852.1693 | 852.1693 | 1905.2092 | 1905.2092 | 485.3952 | 485.3952 | 568.1168 | 568.1168 | 184207857.2397 | 1382621002.4787 | 164100131.3225 | 21071057.3342 | 1752 | 61.0326 | 240778.9653 | 14216.1267 | 17.8727 | 721.0758 | 250 | 1824 | 2767.1539 | 456 | 114 | 0.17092
3277 | 566.5595 | 950 | 600 | 2400 | 5 | 98.94% | 100 | 223.7916 | 222.7165 | 222.7165 | 1 | 223.7916 | 100 | 496.7918 | 471.8373 | 471.8373 | 471.8373 | 24.9545 | 496.7918 | 143.8505 | 129.7024 | 129.7024 | 129.7024 | 14.1481 | 143.8505 | 2829.6111 | 2628.2469 | 2628.2469 | 2674.3724 | 155.2387 | 2628.2469 | 46.1256 | 46.1256 | 2829.6111 | 278.0008 | 223.242 | 223.242 | 223.242 | 54.7588 | 278.0008 | 3895.8648 | 3895.8648 | 937.3279 | 937.3279 | 1905.0906 | 1905.0906 | 485.3649 | 485.3649 | 568.0815 | 568.0815 | 188652893.8541 | 1382621002.4787 | 162171055.6245 | 18555096.4177 | 1752 | 61.8581 | 213895.0321 | 12628.8394 | 15.8772 | 793.1834 | 250 | 1824 | 2767.1539 | 456 | 114 | 0.16894
3278 | 618.065 | 950 | 600 | 2400 | 5 | 99.1% | 100 | 228.488 | 226.8557 | 226.8557 | 1 | 228.488 | 100 | 530.543 | 503.8916 | 503.8916 | 503.8916 | 26.6513 | 530.543 | 143.8418 | 129.6938 | 129.6938 | 129.6938 | 14.148 | 143.8418 | 3250.8214 | 3028.4065 | 3028.4065 | 3073.9528 | 176.8686 | 3028.4065 | 45.5463 | 45.5463 | 3250.8214 | 280.2792 | 225.0282 | 225.0282 | 225.0282 | 55.251 | 280.2792 | 3980.8396 | 3980.8396 | 1022.4787 | 1022.4787 | 1904.9772 | 1904.9772 | 485.3361 | 485.3361 | 568.0477 | 568.0477 | 192641519.3178 | 1382640156.9627 | 160952020.6288 | 15766351.4657 | 1752 | 62.646 | 175014.1818 | 10333.2273 | 12.9911 | 865.2909 | 250 | 1824 | 2767.1539 | 456 | 114 | 0.16769
3279 | 669.5704 | 950 | 600 | 2400 | 5 | 99.22% | 100 | 233.2007 | 231.4951 | 231.4951 | 1 | 233.2007 | 100 | 563.9963 | 535.6629 | 535.6629 | 535.6629 | 28.3334 | 563.9963 | 143.8328 | 129.6849 | 129.6849 | 129.6849 | 14.1478 | 143.8328 | 3721.6124 | 3475.5314 | 3475.5314 | 3520.531 | 201.0815 | 3475.5314 | 44.9995 | 44.9995 | 3721.6124 | 282.6554 | 226.8939 | 226.8939 | 226.8939 | 55.7615 | 282.6554 | 4065.8148 | 4065.8148 | 1107.6222 | 1107.6222 | 1904.8688 | 1904.8688 | 485.3084 | 485.3084 | 568.0154 | 568.0154 | 196271625.0405 | 1382648614.5115 | 159386376.6818 | 13693336.0797 | 1752 | 63.4099 | 152844.0636 | 9024.2542 | 11.3454 | 937.3985 | 250 | 1824 | 2767.1539 | 456 | 114 | 0.16608
3280 | 721.0758 | 950 | 600 | 2400 | 5 | 99.32% | 100 | 237.9302 | 236.1469 | 236.1469 | 1 | 237.9302 | 100 | 597.1058 | 567.1076 | 567.1076 | 567.1076 | 29.9982 | 597.1058 | 143.8255 | 129.6776 | 129.6776 | 129.6776 | 14.1478 | 143.8255 | 4242.7362 | 3969.7863 | 3969.7863 | 4014.8501 | 227.8862 | 3969.7863 | 45.0638 | 45.0638 | 4242.7362 | 285.1301 | 228.837 | 228.837 | 228.837 | 56.2931 | 285.1301 | 4150.7904 | 4150.7904 | 1192.7589 | 1192.7589 | 1904.7651 | 1904.7651 | 485.282 | 485.282 | 567.9844 | 567.9844 | 199564086.0588 | 1382648614.5115 | 157836379.8961 | 11950919.5336 | 1752 | 64.1448 | 132822.7066 | 7842.1486 | 9.8593 | 1009.5061 | 250 | 1824 | 2767.1539 | 456 | 114 | 0.16449
3281 | 772.5812 | 950 | 600 | 2400 | 4 | 99.4% | 100 | 236.526 | 235.3915 | 235.3915 | 1 | 236.526 | 100 | 630.5251 | 598.8481 | 598.8481 | 598.8481 | 31.677 | 630.5251 | 143.8261 | 129.6784 | 129.6784 | 129.6784 | 14.1478 | 143.8261 | 3905.8089 | 3651.2213 | 3651.2213 | 3695.3862 | 210.4227 | 3651.2213 | 44.1649 | 44.1649 | 3905.8089 | 287.1671 | 230.4347 | 230.4347 | 230.4347 | 56.7325 | 287.1671 | 4138.9619 | 4138.9619 | 1277.9655 | 1277.9655 | 1904.7792 | 1904.7792 | 388.2285 | 388.2285 | 567.9887 | 567.9887 | 202308760.2165 | 1382653240.1268 | 156532488.2489 | 10505511.4079 | 1752 | 64.8527 | 113419.5001 | 6696.5401 | 8.419 | 1081.6137 | 250 | 1824 | 2767.1539 | 456 | 114 | 0.16315
3282 | 824.0866 | 950 | 600 | 2400 | 4 | 99.48% | 100 | 241.2697 | 239.9023 | 239.9023 | 1 | 241.2697 | 100 | 664.1263 | 630.7595 | 630.7595 | 630.7595 | 33.3667 | 664.1263 | 143.8191 | 129.6714 | 129.6714 | 129.6714 | 14.1478 | 143.8191 | 4432.0302 | 4151.3045 | 4151.3045 | 4194.6303 | 237.4 | 4151.3045 | 43.3257 | 43.3257 | 4432.0302 | 289.1807 | 232.0142 | 232.0142 | 232.0142 | 57.1665 | 289.1807 | 4223.9378 | 4223.9378 | 1363.0916 | 1363.0916 | 1904.6792 | 1904.6792 | 388.2081 | 388.2081 | 567.9588 | 567.9588 | 204810074.6106 | 1382653240.1268 | 155398954.1434 | 9137731.1192 | 1752 | 65.5343 | 97819.1988 | 5775.4635 | 7.261 | 1153.7213 | 250 | 1824 | 2767.1539 | 456 | 114 | 0.16198
3283 | 875.592 | 950 | 600 | 2400 | 4 | 99.52% | 100 | 246.0307 | 245.2215 | 245.2215 | 1 | 246.0307 | 100 | 697.9073 | 662.8417 | 662.8417 | 662.8417 | 35.0656 | 697.9073 | 143.8126 | 129.6648 | 129.6648 | 129.6648 | 14.1478 | 143.8126 | 4935.7619 | 4629.3654 | 4629.3654 | 4672.5288 | 263.2331 | 4629.3654 | 43.1634 | 43.1634 | 4935.7619 | 291.3054 | 233.6864 | 233.6864 | 233.6864 | 57.619 | 291.3054 | 4308.914 | 4308.914 | 1448.2119 | 1448.2119 | 1904.5833 | 1904.5833 | 388.1886 | 388.1886 | 567.9302 | 567.9302 | 206943498.9324 | 1382653240.1268 | 153995655.7391 | 8407605.2017 | 1752 | 66.1952 | 90165.6794 | 5323.5827 | 6.6929 | 1225.8288 | 250 | 1824 | 2767.1539 | 456 | 114 | 0.16054
3284 | 927.0974 | 950 | 600 | 2400 | 4 | 99.57% | 100 | 250.8041 | 249.8756 | 249.8756 | 1 | 250.8041 | 100 | 731.5415 | 694.7843 | 694.7843 | 694.7843 | 36.7572 | 731.5415 | 143.8063 | 129.6586 | 129.6586 | 129.6586 | 14.1478 | 143.8063 | 5435.1639 | 5102.7494 | 5102.7494 | 5146.2635 | 288.9004 | 5102.7494 | 43.5142 | 43.5142 | 5435.1639 | 293.5597 | 235.4691 | 235.4691 | 235.4691 | 58.0906 | 293.5597 | 4393.8905 | 4393.8905 | 1533.3267 | 1533.3267 | 1904.4912 | 1904.4912 | 388.1698 | 388.1698 | 567.9028 | 567.9028 | 209043424.8725 | 1382653240.1268 | 152724912.0985 | 7578422.9022 | 1752 | 66.8308 | 82780.398 | 4887.5392 | 6.1447 | 1297.9364 | 250 | 1824 | 2767.1539 | 456 | 114 | 0.15924
3285 | 978.6028 | 950 | 600 | 2400 | 4 | 99.6% | 100 | 255.5808 | 254.9064 | 254.9064 | 1 | 255.5808 | 100 | 765.0328 | 726.5911 | 726.5911 | 726.5911 | 38.4417 | 765.0328 | 143.8003 | 129.6525 | 129.6525 | 129.6525 | 14.1478 | 143.8003 | 5907.54 | 5550.3505 | 5550.3505 | 5594.3344 | 313.2056 | 5550.3505 | 43.984 | 43.984 | 5907.54 | 295.8795 | 237.2983 | 237.2983 | 237.2983 | 58.5812 | 295.8795 | 4478.8673 | 4478.8673 | 1618.4364 | 1618.4364 | 1904.4028 | 1904.4028 | 388.1518 | 388.1518 | 567.8764 | 567.8764 | 210923797.2808 | 1382653240.1268 | 151378279.3968 | 7044683.1956 | 1752 | 67.445 | 76598.4656 | 4522.5441 | 5.6858 | 1370.044 | 250 | 1824 | 2767.1539 | 456 | 114 | 0.15785
3286 | 1030.1083 | 950 | 600 | 2400 | 4 | 99.65% | 100 | 260.3494 | 259.0252 | 259.0252 | 1 | 260.3494 | 100 | 798.5144 | 758.3886 | 758.3886 | 758.3886 | 40.1258 | 798.5144 | 143.7945 | 129.6468 | 129.6468 | 129.6468 | 14.1478 | 143.7945 | 6551.4423 | 6161.8473 | 6161.8473 | 6205.1245 | 346.3178 | 6161.8473 | 43.2772 | 43.2772 | 6551.4423 | 297.753 | 238.7685 | 238.7685 | 238.7685 | 58.9845 | 297.753 | 4563.8444 | 4563.8444 | 1703.5411 | 1703.5411 | 1904.3177 | 1904.3177 | 388.1344 | 388.1344 | 567.851 | 567.851 | 212647929.8607 | 1382653240.1268 | 150537000.4794 | 6161829.5331 | 1752 | 68.0335 | 65540.0246 | 3869.6291 | 4.865 | 1442.1516 | 250 | 1824 | 2767.1539 | 456 | 114 | 0.15699
3287 | 20.6022 | 1003.2 | 600 | 2400 | 7 | 94.76% | 100 | 194.7963 | 194.6566 | 194.6566 | 1 | 194.7963 | 100 | 204.8499 | 194.565 | 194.565 | 194.565 | 10.2849 | 204.8499 | 150.705 | 135.8896 | 135.8896 | 135.8896 | 14.8154 | 150.705 | 880.5399 | 776.5027 | 776.5027 | 824.6401 | 55.8998 | 776.5027 | 48.1374 | 48.1374 | 880.5399 | 187.2615 | 151.4376 | 151.4376 | 151.4376 | 35.8239 | 187.2615 | 3295.141 | 3295.141 | 34.1021 | 34.1021 | 2012.8069 | 2012.8069 | 679.8593 | 679.8593 | 568.3727 | 568.3727 | 17018152.1371 | 1394272429.1676 | 248932821.2555 | 91776597.4398 | 1752 | 54.0282 | 1103580.9902 | 65157.8812 | 81.9176 | 28.843 | 264 | 1824 | 2767.1539 | 456 | 114 | 0.25803
3288 | 51.5054 | 1003.2 | 600 | 2400 | 7 | 95.24% | 100 | 197.3053 | 197.0407 | 197.0407 | 1 | 197.3053 | 100 | 211.8692 | 201.2314 | 201.2314 | 201.2314 | 10.6378 | 211.8692 | 150.698 | 135.8826 | 135.8826 | 135.8826 | 14.8154 | 150.698 | 957.7534 | 850.6327 | 850.6327 | 898.0109 | 59.7425 | 850.6327 | 47.3782 | 47.3782 | 957.7534 | 199.1987 | 161.0226 | 161.0226 | 161.0226 | 38.176 | 199.1987 | 3346.1236 | 3346.1236 | 85.251 | 85.251 | 2012.7043 | 2012.7043 | 679.8246 | 679.8246 | 568.3437 | 568.3437 | 41076756.5402 | 1394296311.0072 | 233148194.8402 | 83478737.6124 | 1752 | 54.6268 | 988459.0578 | 58360.8257 | 73.3722 | 72.1076 | 264 | 1824 | 2767.1539 | 456 | 114 | 0.24185
3289 | 154.5162 | 1003.2 | 600 | 2400 | 6 | 96.6% | 100 | 199.7958 | 199.2749 | 199.2749 | 1 | 199.7958 | 100 | 244.5572 | 232.2774 | 232.2774 | 232.2774 | 12.2798 | 244.5572 | 150.6882 | 135.8728 | 135.8728 | 135.8728 | 14.8154 | 150.6882 | 1127.0156 | 1011.9237 | 1011.9237 | 1058.7764 | 68.2392 | 1011.9237 | 46.8526 | 46.8526 | 1127.0156 | 239.3005 | 193.1823 | 193.1823 | 193.1823 | 46.1182 | 239.3005 | 3419.267 | 3419.267 | 255.7349 | 255.7349 | 2012.5626 | 2012.5626 | 582.6658 | 582.6658 | 568.3037 | 568.3037 | 106152877.1352 | 1394298278.346 | 191992389.452 | 59556456.0975 | 1752 | 56.5904 | 698021.0001 | 41212.7155 | 51.8133 | 216.3227 | 264 | 1824 | 2767.1539 | 456 | 114 | 0.19962
3290 | 206.0217 | 1003.2 | 600 | 2400 | 6 | 97.16% | 100 | 203.9791 | 203.1446 | 203.1446 | 1 | 203.9791 | 100 | 270.3414 | 256.7659 | 256.7659 | 256.7659 | 13.5755 | 270.3414 | 150.6758 | 135.8606 | 135.8606 | 135.8606 | 14.8152 | 150.6758 | 1325.0446 | 1199.7666 | 1199.7666 | 1246.6765 | 78.3682 | 1199.7666 | 46.9099 | 46.9099 | 1325.0446 | 252.0648 | 202.9291 | 202.9291 | 202.9291 | 49.1358 | 252.0648 | 3504.239 | 3504.239 | 340.9533 | 340.9533 | 2012.4059 | 2012.4059 | 582.6204 | 582.6204 | 568.2594 | 568.2594 | 127431450.3452 | 1394306943.2722 | 180558717.6501 | 49702888.7325 | 1752 | 57.5302 | 576300.0586 | 34026.0398 | 42.7781 | 288.4303 | 264 | 1824 | 2767.1539 | 456 | 114 | 0.18789
3291 | 257.5271 | 1003.2 | 600 | 2400 | 5 | 97.61% | 100 | 202.3192 | 201.4622 | 201.4622 | 1 | 202.3192 | 100 | 303.5773 | 288.3329 | 288.3329 | 288.3329 | 15.2444 | 303.5773 | 150.6777 | 135.8624 | 135.8624 | 135.8624 | 14.8152 | 150.6777 | 1299.9605 | 1176.0982 | 1176.0982 | 1222.9483 | 77.0122 | 1176.0982 | 46.85 | 46.85 | 1299.9605 | 260.717 | 209.7628 | 209.7628 | 209.7628 | 50.9541 | 260.717 | 3492.4109 | 3492.4109 | 426.1961 | 426.1961 | 2012.4272 | 2012.4272 | 485.5221 | 485.5221 | 568.2655 | 568.2655 | 141354874.3434 | 1394296026.2682 | 174439349.6891 | 41909749.6993 | 1752 | 58.4484 | 490532.4473 | 28962.1289 | 36.4117 | 360.5379 | 264 | 1824 | 2767.1539 | 456 | 114 | 0.18162
3292 | 309.0325 | 1003.2 | 600 | 2400 | 5 | 97.99% | 100 | 206.8247 | 205.8797 | 205.8797 | 1 | 206.8247 | 100 | 337.9067 | 320.9373 | 320.9373 | 320.9373 | 16.9694 | 337.9067 | 150.6671 | 135.8519 | 135.8519 | 135.8519 | 14.8152 | 150.6671 | 1532.3659 | 1397.3245 | 1397.3245 | 1443.5107 | 88.8551 | 1397.3245 | 46.1862 | 46.1862 | 1532.3659 | 266.2547 | 214.1164 | 214.1164 | 214.1164 | 52.1383 | 266.2547 | 3577.3834 | 3577.3834 | 511.3972 | 511.3972 | 2012.2772 | 2012.2772 | 485.4859 | 485.4859 | 568.2231 | 568.2231 | 152107807.3661 | 1394294607.3714 | 170460548.3386 | 35137036.9239 | 1752 | 59.3354 | 403277.3533 | 23810.3937 | 29.9348 | 432.6455 | 264 | 1824 | 2767.1539 | 456 | 114 | 0.17753
3293 | 360.5379 | 1003.2 | 600 | 2400 | 5 | 98.26% | 100 | 211.4188 | 210.5359 | 210.5359 | 1 | 211.4188 | 100 | 372.6588 | 353.9429 | 353.9429 | 353.9429 | 18.7159 | 372.6588 | 150.6569 | 135.8417 | 135.8417 | 135.8417 | 14.8151 | 150.6569 | 1764.0397 | 1617.1941 | 1617.1941 | 1663.3203 | 100.7194 | 1617.1941 | 46.1262 | 46.1262 | 1764.0397 | 271.6705 | 218.3796 | 218.3796 | 218.3796 | 53.2909 | 271.6705 | 3662.3565 | 3662.3565 | 596.5877 | 596.5877 | 2012.1344 | 2012.1344 | 485.4515 | 485.4515 | 568.1828 | 568.1828 | 160649325.0645 | 1394309779.3177 | 166620143.9019 | 30420751.7159 | 1752 | 60.2114 | 349247.7869 | 20620.3677 | 25.9243 | 504.753 | 264 | 1824 | 2767.1539 | 456 | 114 | 0.17359
3294 | 412.0433 | 1003.2 | 600 | 2400 | 5 | 98.54% | 100 | 216.0173 | 214.7915 | 214.7915 | 1 | 216.0173 | 100 | 406.9402 | 386.5013 | 386.5013 | 386.5013 | 20.439 | 406.9402 | 150.6481 | 135.8329 | 135.8329 | 135.8329 | 14.8152 | 150.6481 | 2060.6944 | 1898.2994 | 1898.2994 | 1944.7835 | 115.9108 | 1898.2994 | 46.4841 | 46.4841 | 2060.6944 | 275.5045 | 221.3415 | 221.3415 | 221.3415 | 54.1631 | 275.5045 | 3747.33 | 3747.33 | 681.7685 | 681.7685 | 2011.9984 | 2011.9984 | 485.4187 | 485.4187 | 568.1444 | 568.1444 | 167985394.6935 | 1394309779.3177 | 164138891.8046 | 25565934.1842 | 1752 | 61.0467 | 293801.4224 | 17346.6908 | 21.8085 | 576.8606 | 264 | 1824 | 2767.1539 | 456 | 114 | 0.17104
3295 | 463.5487 | 1003.2 | 600 | 2400 | 5 | 98.74% | 100 | 220.6517 | 219.4643 | 219.4643 | 1 | 220.6517 | 100 | 441.9236 | 419.7262 | 419.7262 | 419.7262 | 22.1974 | 441.9236 | 150.639 | 135.8239 | 135.8239 | 135.8239 | 14.8151 | 150.639 | 2378.4439 | 2200.8224 | 2200.8224 | 2246.2752 | 132.1686 | 2200.8224 | 45.4529 | 45.4529 | 2378.4439 | 278.9736 | 224.0572 | 224.0572 | 224.0572 | 54.9164 | 278.9736 | 3832.3041 | 3832.3041 | 766.9401 | 766.9401 | 2011.8688 | 2011.8688 | 485.3874 | 485.3874 | 568.1078 | 568.1078 | 173752751.1043 | 1394309779.3177 | 161853387.7646 | 22084081.8133 | 1752 | 61.8614 | 249166.4865 | 14711.3447 | 18.4953 | 648.9682 | 264 | 1824 | 2767.1539 | 456 | 114 | 0.16869
3296 | 515.0541 | 1003.2 | 600 | 2400 | 5 | 98.93% | 100 | 225.327 | 223.7115 | 223.7115 | 1 | 225.327 | 100 | 476.8536 | 452.9003 | 452.9003 | 452.9003 | 23.9533 | 476.8536 | 150.6307 | 135.8155 | 135.8155 | 135.8155 | 14.8151 | 150.6307 | 2748.7514 | 2552.0822 | 2552.0822 | 2597.6116 | 151.1398 | 2552.0822 | 45.5294 | 45.5294 | 2748.7514 | 281.9827 | 226.4145 | 226.4145 | 226.4145 | 55.5682 | 281.9827 | 3917.2786 | 3917.2786 | 852.1032 | 852.1032 | 2011.745 | 2011.745 | 485.3575 | 485.3575 | 568.0728 | 568.0728 | 178874093.9993 | 1394309779.3177 | 160088398.4625 | 18727728.2206 | 1752 | 62.6445 | 212832.0842 | 12566.0806 | 15.7983 | 721.0758 | 264 | 1824 | 2767.1539 | 456 | 114 | 0.16688
3297 | 566.5595 | 1003.2 | 600 | 2400 | 5 | 99.06% | 100 | 230.0247 | 228.7694 | 228.7694 | 1 | 230.0247 | 100 | 511.6997 | 485.9946 | 485.9946 | 485.9946 | 25.7051 | 511.6997 | 150.6226 | 135.8075 | 135.8075 | 135.8075 | 14.8151 | 150.6226 | 3152.4062 | 2934.9606 | 2934.9606 | 2980.5851 | 171.8211 | 2934.9606 | 45.6245 | 45.6245 | 3152.4062 | 284.947 | 228.7409 | 228.7409 | 228.7409 | 56.206 | 284.947 | 4002.2535 | 4002.2535 | 937.2584 | 937.2584 | 2011.6266 | 2011.6266 | 485.329 | 485.329 | 568.0394 | 568.0394 | 183166138.1302 | 1394309779.3177 | 158017011.6834 | 16507070.8687 | 1752 | 63.4062 | 184054.2424 | 10866.9727 | 13.6621 | 793.1834 | 264 | 1824 | 2767.1539 | 456 | 114 | 0.16475
3298 | 618.065 | 1003.2 | 600 | 2400 | 5 | 99.19% | 100 | 234.7337 | 232.8803 | 232.8803 | 1 | 234.7337 | 100 | 546.5071 | 519.0519 | 519.0519 | 519.0519 | 27.4551 | 546.5071 | 150.6148 | 135.7997 | 135.7997 | 135.7997 | 14.8151 | 150.6148 | 3573.1229 | 3334.868 | 3334.868 | 3379.7141 | 193.4088 | 3334.868 | 44.8461 | 44.8461 | 3573.1229 | 287.9451 | 231.0969 | 231.0969 | 231.0969 | 56.8483 | 287.9451 | 4087.2288 | 4087.2288 | 1022.4062 | 1022.4062 | 2011.5134 | 2011.5134 | 485.3017 | 485.3017 | 568.0074 | 568.0074 | 187003362.5622 | 1394320125.7709 | 156474254.41 | 14202257.2569 | 1752 | 64.136 | 155983.1009 | 9209.5899 | 11.5784 | 865.2909 | 264 | 1824 | 2767.1539 | 456 | 114 | 0.16316
3299 | 669.5704 | 1003.2 | 600 | 2400 | 5 | 99.28% | 100 | 239.4517 | 238.2496 | 238.2496 | 1 | 239.4517 | 100 | 581.019 | 551.8286 | 551.8286 | 551.8286 | 29.1904 | 581.019 | 150.6066 | 135.7916 | 135.7916 | 135.7916 | 14.815 | 150.6066 | 4121.9621 | 3856.0076 | 3856.0076 | 3900.3683 | 221.5938 | 3856.0076 | 44.3607 | 44.3607 | 4121.9621 | 290.4122 | 233.0345 | 233.0345 | 233.0345 | 57.3777 | 290.4122 | 4172.2044 | 4172.2044 | 1107.547 | 1107.547 | 2011.405 | 2011.405 | 485.2755 | 485.2755 | 567.9768 | 567.9768 | 190481736.6471 | 1394320125.7709 | 154621076.5267 | 12577061.0552 | 1752 | 64.8449 | 139293.7665 | 8224.2144 | 10.3396 | 937.3985 | 264 | 1824 | 2767.1539 | 456 | 114 | 0.16126
3300 | 721.0758 | 1003.2 | 600 | 2400 | 4 | 99.38% | 100 | 238.05 | 236.8319 | 236.8319 | 1 | 238.05 | 100 | 615.1823 | 584.2758 | 584.2758 | 584.2758 | 30.9066 | 615.1823 | 150.6075 | 135.7925 | 135.7925 | 135.7925 | 14.815 | 150.6075 | 3785.7251 | 3537.6414 | 3537.6414 | 3581.5097 | 204.2154 | 3537.6414 | 43.8684 | 43.8684 | 3785.7251 | 293.1202 | 235.1683 | 235.1683 | 235.1683 | 57.9519 | 293.1202 | 4160.3759 | 4160.3759 | 1192.7518 | 1192.7518 | 2011.4198 | 2011.4198 | 388.2233 | 388.2233 | 567.981 | 567.981 | 193643793.4143 | 1394320125.7709 | 153234431.6678 | 10801649.147 | 1752 | 65.523 | 117442.6746 | 6934.0772 | 8.7176 | 1009.5061 | 264 | 1824 | 2767.1539 | 456 | 114 | 0.15984
3301 | 772.5812 | 1003.2 | 600 | 2400 | 4 | 99.46% | 100 | 242.7951 | 241.503 | 241.503 | 1 | 242.7951 | 100 | 649.8223 | 617.1739 | 617.1739 | 617.1739 | 32.6485 | 649.8223 | 150.6005 | 135.7854 | 135.7854 | 135.7854 | 14.815 | 150.6005 | 4295.2101 | 4021.2003 | 4021.2003 | 4064.8813 | 230.3288 | 4021.2003 | 43.6809 | 43.6809 | 4295.2101 | 295.5131 | 237.048 | 237.048 | 237.048 | 58.4651 | 295.5131 | 4245.3518 | 4245.3518 | 1277.8819 | 1277.8819 | 2011.3153 | 2011.3153 | 388.2031 | 388.2031 | 567.9515 | 567.9515 | 196265605.5243 | 1394320125.7709 | 151941015.0385 | 9473253.6664 | 1752 | 66.1793 | 101666.3205 | 6002.6061 | 7.5466 | 1081.6137 | 264 | 1824 | 2767.1539 | 456 | 114 | 0.15851
3302 | 824.0866 | 1003.2 | 600 | 2400 | 4 | 99.51% | 100 | 247.5493 | 246.6649 | 246.6649 | 1 | 247.5493 | 100 | 684.5521 | 650.1571 | 650.1571 | 650.1571 | 34.395 | 684.5521 | 150.5937 | 135.7787 | 135.7787 | 135.7787 | 14.815 | 150.5937 | 4804.3423 | 4504.6328 | 4504.6328 | 4547.8995 | 256.4428 | 4504.6328 | 43.2667 | 43.2667 | 4804.3423 | 297.9412 | 238.9558 | 238.9558 | 238.9558 | 58.9854 | 297.9412 | 4330.3281 | 4330.3281 | 1363.0061 | 1363.0061 | 2011.2151 | 2011.2151 | 388.1838 | 388.1838 | 567.9232 | 567.9232 | 198680762.4201 | 1394320125.7709 | 150388849.598 | 8610262.211 | 1752 | 66.8152 | 92696.4826 | 5473.0069 | 6.8808 | 1153.7213 | 264 | 1824 | 2767.1539 | 456 | 114 | 0.15691
3303 | 875.592 | 1003.2 | 600 | 2400 | 4 | 99.54% | 100 | 252.3208 | 251.7262 | 251.7262 | 1 | 252.3208 | 100 | 719.322 | 683.1784 | 683.1784 | 683.1784 | 36.1436 | 719.322 | 150.5872 | 135.7722 | 135.7722 | 135.7722 | 14.815 | 150.5872 | 5235.5769 | 4913.6076 | 4913.6076 | 4956.9606 | 278.6163 | 4913.6076 | 43.353 | 43.353 | 5235.5769 | 300.6293 | 241.0793 | 241.0793 | 241.0793 | 59.5501 | 300.6293 | 4415.3047 | 4415.3047 | 1448.1247 | 1448.1247 | 2011.1188 | 2011.1188 | 388.1652 | 388.1652 | 567.896 | 567.896 | 200793563.7739 | 1394320125.7709 | 148890761.6579 | 7995548.7973 | 1752 | 67.4296 | 87036.6062 | 5138.8352 | 6.4606 | 1225.8288 | 264 | 1824 | 2767.1539 | 456 | 114 | 0.15538
3304 | 927.0974 | 1003.2 | 600 | 2400 | 4 | 99.59% | 100 | 257.0998 | 256.2514 | 256.2514 | 1 | 257.0998 | 100 | 753.8942 | 716.0118 | 716.0118 | 716.0118 | 37.8824 | 753.8942 | 150.581 | 135.7659 | 135.7659 | 135.7659 | 14.815 | 150.581 | 5725.0064 | 5377.0802 | 5377.0802 | 5421.1719 | 303.8346 | 5377.0802 | 44.0916 | 44.0916 | 5725.0064 | 303.1791 | 243.0986 | 243.0986 | 243.0986 | 60.0805 | 303.1791 | 4500.2816 | 4500.2816 | 1533.238 | 1533.238 | 2011.0264 | 2011.0264 | 388.1473 | 388.1473 | 567.8699 | 567.8699 | 202837392.8534 | 1394320125.7709 | 147625094.4121 | 7217386.9636 | 1752 | 68.0206 | 80271.7263 | 4739.4216 | 5.9585 | 1297.9364 | 264 | 1824 | 2767.1539 | 456 | 114 | 0.15408
3305 | 978.6028 | 1003.2 | 600 | 2400 | 4 | 99.64% | 100 | 261.8683 | 260.8199 | 260.8199 | 1 | 261.8683 | 100 | 788.3641 | 748.7479 | 748.7479 | 748.7479 | 39.6162 | 788.3641 | 150.575 | 135.7599 | 135.7599 | 135.7599 | 14.815 | 150.575 | 6435.8059 | 6051.7793 | 6051.7793 | 6095.4038 | 340.402 | 6051.7793 | 43.6245 | 43.6245 | 6435.8059 | 305.1811 | 244.677 | 244.677 | 244.677 | 60.5041 | 305.1811 | 4585.2587 | 4585.2587 | 1618.3463 | 1618.3463 | 2010.9375 | 2010.9375 | 388.1302 | 388.1302 | 567.8448 | 567.8448 | 204661779.4415 | 1394320125.7709 | 146663030.5449 | 6355064.2427 | 1752 | 68.5889 | 67157.5194 | 3965.1296 | 4.985 | 1370.044 | 264 | 1824 | 2767.1539 | 456 | 114 | 0.15309
3306 | 1030.1083 | 1003.2 | 600 | 2400 | 4 | 99.66% | 100 | 266.6439 | 265.8865 | 265.8865 | 1 | 266.6439 | 100 | 822.9129 | 781.5589 | 781.5589 | 781.5589 | 41.354 | 822.9129 | 150.5692 | 135.7541 | 135.7541 | 135.7541 | 14.815 | 150.5692 | 7051.2474 | 6636.0517 | 6636.0517 | 6679.2 | 372.0475 | 6636.0517 | 43.1483 | 43.1483 | 7051.2474 | 307.3533 | 246.3887 | 246.3887 | 246.3887 | 60.9646 | 307.3533 | 4670.2362 | 4670.2362 | 1703.45 | 1703.45 | 2010.8519 | 2010.8519 | 388.1137 | 388.1137 | 567.8206 | 567.8206 | 206328144.66 | 1394320125.7709 | 145482275.1375 | 5869454.4316 | 1752 | 69.1404 | 63580.1886 | 3753.916 | 4.7195 | 1442.1516 | 264 | 1824 | 2767.1539 | 456 | 114 | 0.15188
3307 | 206.0217 | 22.8 | 800 | 3200 | 7 | 26.27% | 100 | 140.5755 | 141.7836 | 141.7836 | 1 | 140.5755 | 100 | 197.6031 | 187.7102 | 187.7102 | 187.7102 | 9.8929 | 197.6031 | 56.8588 | 51.2842 | 51.2842 | 51.2842 | 5.5746 | 56.8588 | 108.8309 | 55.0107 | 55.0107 | 94.2936 | 14.5373 | 55.0107 | 39.2828 | 39.2828 | 108.8309 | 342.3328 | 280.2786 | 280.2786 | 280.2786 | 62.0542 | 342.3328 | 1829.7831 | 1829.7831 | 342.0411 | 342.0411 | 45.8824 | 45.8824 | 681.8925 | 681.8925 | 759.967 | 759.967 | 177527508.0276 | 84216790.7488 | 198501685.5838 | 1291754015.6399 | 1752 | 1.6222e-18 | 12665635.3541 | 747807.3388 | 940.1557 | 288.4303 | 6 | 2432 | 3689.5386 | 608 | 152 | 0.15316
3308 | 257.5271 | 22.8 | 800 | 3200 | 7 | 31.62% | 100 | 142.7971 | 143.937 | 143.937 | 1 | 142.7971 | 100 | 198.7754 | 188.8209 | 188.8209 | 188.8209 | 9.9545 | 198.7754 | 56.843 | 51.2684 | 51.2684 | 51.2684 | 5.5746 | 56.843 | 113.1927 | 59.0964 | 59.0964 | 98.431 | 14.7617 | 59.0964 | 39.3347 | 39.3347 | 113.1927 | 272.6112 | 223.1903 | 223.1903 | 223.1903 | 49.4209 | 272.6112 | 1914.7038 | 1914.7038 | 427.4198 | 427.4198 | 45.8683 | 45.8683 | 681.6827 | 681.6827 | 759.733 | 759.733 | 220579267.1162 | 84216790.7488 | 249229376.4957 | 1197974565.6393 | 1752 | 0 | 11772360.3151 | 695066.3897 | 873.8489 | 360.5379 | 6 | 2432 | 3689.5386 | 608 | 152 | 0.19229
3309 | 309.0325 | 22.8 | 800 | 3200 | 7 | 36.98% | 100 | 145.1258 | 146.1737 | 146.1737 | 1 | 145.1258 | 100 | 199.5671 | 189.5703 | 189.5703 | 189.5703 | 9.9968 | 199.5671 | 56.8287 | 51.2541 | 51.2541 | 51.2541 | 5.5746 | 56.8287 | 118.3875 | 63.8449 | 63.8449 | 103.3645 | 15.0229 | 63.8449 | 39.5196 | 39.5196 | 118.3875 | 226.6017 | 185.549 | 185.549 | 185.549 | 41.0526 | 226.6017 | 1999.6306 | 1999.6306 | 512.7609 | 512.7609 | 45.8555 | 45.8555 | 681.4928 | 681.4928 | 759.5214 | 759.5214 | 263609444.6424 | 84216790.7488 | 300015364.6862 | 1104158399.9227 | 1752 | 0 | 10886118.6505 | 642740.7067 | 808.0642 | 432.6455 | 6 | 2432 | 3689.5386 | 608 | 152 | 0.23147
3310 | 360.5379 | 22.8 | 800 | 3200 | 7 | 42.34% | 100 | 147.6561 | 148.5958 | 148.5958 | 1 | 147.6561 | 100 | 200.1259 | 190.0987 | 190.0987 | 190.0987 | 10.0272 | 200.1259 | 56.8157 | 51.2411 | 51.2411 | 51.2411 | 5.5746 | 56.8157 | 124.3873 | 69.4332 | 69.4332 | 109.0562 | 15.3311 | 69.4332 | 39.623 | 39.623 | 124.3873 | 195.2784 | 160.1776 | 160.1776 | 160.1776 | 35.1008 | 195.2784 | 2084.5626 | 2084.5626 | 598.0695 | 598.0695 | 45.8439 | 45.8439 | 681.3201 | 681.3201 | 759.329 | 759.329 | 306732143.6678 | 84216790.7488 | 350854044.93 | 1010197020.6535 | 1752 | 0 | 9977241.9954 | 589078.6034 | 740.5993 | 504.753 | 6 | 2432 | 3689.5386 | 608 | 152 | 0.27068
3311 | 412.0433 | 22.8 | 800 | 3200 | 7 | 47.67% | 100 | 149.8518 | 150.6079 | 150.6079 | 1 | 149.8518 | 100 | 200.4999 | 190.4517 | 190.4517 | 190.4517 | 10.0482 | 200.4999 | 56.8039 | 51.2293 | 51.2293 | 51.2293 | 5.5746 | 56.8039 | 131.4807 | 76.1041 | 76.1041 | 115.7809 | 15.6998 | 76.1041 | 39.6768 | 39.6768 | 131.4807 | 170.5557 | 139.8993 | 139.8993 | 139.8993 | 30.6564 | 170.5557 | 2169.4991 | 2169.4991 | 683.3499 | 683.3499 | 45.8333 | 45.8333 | 681.1625 | 681.1625 | 759.1534 | 759.1534 | 349215293.3379 | 84216790.7488 | 401723375.0641 | 916844540.8491 | 1752 | 3.0823e-17 | 9083540.1787 | 536312.4563 | 674.2608 | 576.8606 | 6 | 2432 | 3689.5386 | 608 | 152 | 0.31031
3312 | 463.5487 | 22.8 | 800 | 3200 | 7 | 52.33% | 100 | 152.2236 | 152.7183 | 152.7183 | 1 | 152.2236 | 100 | 203.1101 | 192.929 | 192.929 | 192.929 | 10.181 | 203.1101 | 56.793 | 51.2184 | 51.2184 | 51.2184 | 5.5746 | 56.793 | 139.2851 | 83.4768 | 83.4768 | 123.1844 | 16.1007 | 83.4768 | 39.7077 | 39.7077 | 139.2851 | 152.3683 | 124.9679 | 124.9679 | 124.9679 | 27.4003 | 152.3683 | 2254.4396 | 2254.4396 | 768.6056 | 768.6056 | 45.8236 | 45.8236 | 681.0181 | 681.0181 | 758.9923 | 758.9923 | 386050470.7186 | 84216790.7488 | 446565094.606 | 835167643.9266 | 1752 | 0.69759 | 8252113.7325 | 487223.186 | 612.545 | 648.9682 | 6 | 2432 | 3689.5386 | 608 | 152 | 0.34506
3313 | 515.0541 | 22.8 | 800 | 3200 | 6 | 56.43% | 100 | 148.8196 | 149.3187 | 149.3187 | 1 | 148.8196 | 100 | 207.7722 | 197.3577 | 197.3577 | 197.3577 | 10.4144 | 207.7722 | 56.7944 | 51.2198 | 51.2198 | 51.2198 | 5.5746 | 56.7944 | 133.6344 | 78.1259 | 78.1259 | 117.8208 | 15.8136 | 78.1259 | 39.6949 | 39.6949 | 133.6344 | 139.7018 | 114.6075 | 114.6075 | 114.6075 | 25.0943 | 139.7018 | 2242.6157 | 2242.6157 | 854.0305 | 854.0305 | 45.8249 | 45.8249 | 583.7464 | 583.7464 | 759.0139 | 759.0139 | 418137788.6723 | 84216790.7488 | 486250237.6157 | 763395182.9632 | 1752 | 1.981 | 7554254.387 | 446020.0149 | 560.7437 | 721.0758 | 6 | 2432 | 3689.5386 | 608 | 152 | 0.37563
3314 | 566.5595 | 22.8 | 800 | 3200 | 6 | 59.88% | 100 | 151.819 | 152.1645 | 152.1645 | 1 | 151.819 | 100 | 213.9454 | 203.2195 | 203.2195 | 203.2195 | 10.7259 | 213.9454 | 56.7843 | 51.2097 | 51.2097 | 51.2097 | 5.5746 | 56.7843 | 140.7435 | 84.848 | 84.848 | 124.5658 | 16.1777 | 84.848 | 39.7179 | 39.7179 | 140.7435 | 130.1849 | 106.8029 | 106.8029 | 106.8029 | 23.382 | 130.1849 | 2327.5592 | 2327.5592 | 939.2481 | 939.2481 | 45.8158 | 45.8158 | 583.6311 | 583.6311 | 758.8641 | 758.8641 | 444948450.4079 | 84216790.7488 | 520014838.4164 | 702819925.6022 | 1752 | 3.864 | 6958858.0712 | 410866.4895 | 516.5481 | 793.1834 | 6 | 2432 | 3689.5386 | 608 | 152 | 0.40156
3315 | 618.065 | 22.8 | 800 | 3200 | 6 | 62.96% | 100 | 155.029 | 155.28 | 155.28 | 1 | 155.029 | 100 | 221.1523 | 210.0632 | 210.0632 | 210.0632 | 11.0891 | 221.1523 | 56.775 | 51.2004 | 51.2004 | 51.2004 | 5.5746 | 56.775 | 147.9389 | 91.6195 | 91.6195 | 131.3927 | 16.5462 | 91.6195 | 39.7732 | 39.7732 | 147.9389 | 122.8466 | 100.7509 | 100.7509 | 100.7509 | 22.0957 | 122.8466 | 2412.5058 | 2412.5058 | 1024.4477 | 1024.4477 | 45.8075 | 45.8075 | 583.5248 | 583.5248 | 758.7259 | 758.7259 | 468975500.0935 | 84216790.7488 | 549814806.4316 | 648992902.7261 | 1752 | 6.0487 | 6426080.6278 | 379410.1219 | 477.0006 | 865.2909 | 6 | 2432 | 3689.5386 | 608 | 152 | 0.42446
3316 | 669.5704 | 22.8 | 800 | 3200 | 6 | 65.63% | 100 | 158.3789 | 158.5457 | 158.5457 | 1 | 158.3789 | 100 | 228.7991 | 217.3247 | 217.3247 | 217.3247 | 11.4744 | 228.7991 | 56.7664 | 51.1918 | 51.1918 | 51.1918 | 5.5746 | 56.7664 | 155.433 | 98.7181 | 98.7181 | 138.5006 | 16.9324 | 98.7181 | 39.7825 | 39.7825 | 155.433 | 116.8771 | 95.8271 | 95.8271 | 95.8271 | 21.0501 | 116.8771 | 2497.4552 | 2497.4552 | 1109.6311 | 1109.6311 | 45.7998 | 45.7998 | 583.4264 | 583.4264 | 758.5979 | 758.5979 | 490033384.5328 | 84216790.7488 | 575503762.3814 | 602246084.1302 | 1752 | 8.4881 | 5960697.0927 | 351932.8408 | 442.4557 | 937.3985 | 6 | 2432 | 3689.5386 | 608 | 152 | 0.4444
3317 | 721.0758 | 22.8 | 800 | 3200 | 6 | 68.06% | 100 | 161.8676 | 161.9692 | 161.9692 | 1 | 161.8676 | 100 | 236.7864 | 224.9097 | 224.9097 | 224.9097 | 11.8767 | 236.7864 | 56.7584 | 51.1838 | 51.1838 | 51.1838 | 5.5746 | 56.7584 | 163.1433 | 106.0596 | 106.0596 | 145.8118 | 17.3315 | 106.0596 | 39.7522 | 39.7522 | 163.1433 | 112.0269 | 91.8243 | 91.8243 | 91.8243 | 20.2026 | 112.0269 | 2582.4071 | 2582.4071 | 1194.8003 | 1194.8003 | 45.7926 | 45.7926 | 583.3351 | 583.3351 | 758.4791 | 758.4791 | 509382447.4584 | 84216790.7488 | 598831243.8124 | 559569517.9804 | 1752 | 10.9954 | 5546709.7457 | 327490.1052 | 411.7259 | 1009.5061 | 6 | 2432 | 3689.5386 | 608 | 152 | 0.46253
3318 | 772.5812 | 22.8 | 800 | 3200 | 6 | 70.37% | 100 | 165.495 | 165.5191 | 165.5191 | 1 | 165.495 | 100 | 244.8222 | 232.5407 | 232.5407 | 232.5407 | 12.2815 | 244.8222 | 56.7509 | 51.1763 | 51.1763 | 51.1763 | 5.5746 | 56.7509 | 171.5851 | 113.948 | 113.948 | 153.8225 | 17.7626 | 113.948 | 39.8746 | 39.8746 | 171.5851 | 107.8431 | 88.3709 | 88.3709 | 88.3709 | 19.4722 | 107.8431 | 2667.3611 | 2667.3611 | 1279.9566 | 1279.9566 | 45.7859 | 45.7859 | 583.25 | 583.25 | 758.3686 | 758.3686 | 527552263.1909 | 84216790.7488 | 621146184.9173 | 519084761.143 | 1752 | 13.4923 | 5163902.8786 | 304888.3346 | 383.3106 | 1081.6137 | 6 | 2432 | 3689.5386 | 608 | 152 | 0.47958
3319 | 824.0866 | 22.8 | 800 | 3200 | 6 | 72.37% | 100 | 169.2216 | 169.1987 | 169.1987 | 1 | 169.2216 | 100 | 253.0226 | 240.3282 | 240.3282 | 240.3282 | 12.6945 | 253.0226 | 56.7439 | 51.1693 | 51.1693 | 51.1693 | 5.5746 | 56.7439 | 180.3791 | 122.2043 | 122.2043 | 162.1675 | 18.2115 | 122.2043 | 39.9632 | 39.9632 | 180.3791 | 104.3311 | 85.4732 | 85.4732 | 85.4732 | 18.8579 | 104.3311 | 2752.3172 | 2752.3172 | 1365.1013 | 1365.1013 | 45.7797 | 45.7797 | 583.1707 | 583.1707 | 758.2655 | 758.2655 | 543724544.6887 | 84216790.7488 | 640042080.4286 | 484016584.1339 | 1752 | 16.0769 | 4817715.7251 | 284448.6735 | 357.6135 | 1153.7213 | 6 | 2432 | 3689.5386 | 608 | 152 | 0.49425
3320 | 875.592 | 22.8 | 800 | 3200 | 6 | 74.37% | 100 | 172.9807 | 172.8727 | 172.8727 | 1 | 172.9807 | 100 | 261.1504 | 248.0465 | 248.0465 | 248.0465 | 13.1038 | 261.1504 | 56.7374 | 51.1628 | 51.1628 | 51.1628 | 5.5746 | 56.7374 | 189.7207 | 131.0958 | 131.0958 | 171.0235 | 18.6972 | 131.0958 | 39.9277 | 39.9277 | 189.7207 | 101.2593 | 82.9372 | 82.9372 | 82.9372 | 18.322 | 101.2593 | 2837.2751 | 2837.2751 | 1450.2357 | 1450.2357 | 45.7739 | 45.7739 | 583.0965 | 583.0965 | 758.169 | 758.169 | 559699986.7372 | 84216790.7488 | 659015199.007 | 449068023.507 | 1752 | 18.5366 | 4457501.3402 | 263180.8134 | 330.8752 | 1225.8288 | 6 | 2432 | 3689.5386 | 608 | 152 | 0.50852
3321 | 927.0974 | 22.8 | 800 | 3200 | 6 | 76.24% | 100 | 176.8047 | 176.6265 | 176.6265 | 1 | 176.8047 | 100 | 269.1476 | 255.641 | 255.641 | 255.641 | 13.5066 | 269.1476 | 56.7313 | 51.1567 | 51.1567 | 51.1567 | 5.5746 | 56.7313 | 199.9634 | 140.8091 | 140.8091 | 180.7345 | 19.2289 | 140.8091 | 39.9255 | 39.9255 | 199.9634 | 98.528 | 80.6827 | 80.6827 | 80.6827 | 17.8453 | 98.528 | 2922.2346 | 2922.2346 | 1535.3606 | 1535.3606 | 45.7684 | 45.7684 | 583.027 | 583.027 | 758.0786 | 758.0786 | 575081437.7432 | 84216790.7488 | 676393737.5919 | 416308033.9161 | 1752 | 20.9248 | 4128983.3497 | 243784.3791 | 306.4897 | 1297.9364 | 6 | 2432 | 3689.5386 | 608 | 152 | 0.52196
3322 | 978.6028 | 22.8 | 800 | 3200 | 6 | 77.91% | 100 | 180.6668 | 180.3766 | 180.3766 | 1 | 180.6668 | 100 | 277.1192 | 263.211 | 263.211 | 263.211 | 13.9082 | 277.1192 | 56.7256 | 51.151 | 51.151 | 51.151 | 5.5746 | 56.7256 | 210.9801 | 151.3495 | 151.3495 | 191.1766 | 19.8035 | 151.3495 | 39.8271 | 39.8271 | 210.9801 | 96.1041 | 78.6825 | 78.6825 | 78.6825 | 17.4216 | 96.1041 | 3007.1956 | 3007.1956 | 1620.4769 | 1620.4769 | 45.7633 | 45.7633 | 582.9617 | 582.9617 | 757.9937 | 757.9937 | 588362191.9757 | 84216790.7488 | 692400377.9857 | 387020639.2898 | 1752 | 23.297 | 3828071.7678 | 226017.8887 | 284.1534 | 1370.044 | 6 | 2432 | 3689.5386 | 608 | 152 | 0.53435
3323 | 1030.1083 | 22.8 | 800 | 3200 | 6 | 79.35% | 100 | 184.6515 | 184.3249 | 184.3249 | 1 | 184.6515 | 100 | 285.6333 | 271.2964 | 271.2964 | 271.2964 | 14.3369 | 285.6333 | 56.7202 | 51.1456 | 51.1456 | 51.1456 | 5.5746 | 56.7202 | 222.4208 | 162.1769 | 162.1769 | 202.0313 | 20.3895 | 162.1769 | 39.8544 | 39.8544 | 222.4208 | 93.9686 | 76.9177 | 76.9177 | 76.9177 | 17.0509 | 93.9686 | 3092.158 | 3092.158 | 1705.5854 | 1705.5854 | 45.7585 | 45.7585 | 582.9003 | 582.9003 | 757.9138 | 757.9138 | 599895075.7071 | 84216790.7488 | 706178429.7148 | 361709703.8293 | 1752 | 25.6582 | 3600058.7082 | 212555.4895 | 267.2283 | 1442.1516 | 6 | 2432 | 3689.5386 | 608 | 152 | 0.54513
3324 | 154.5162 | 53.2 | 800 | 3200 | 7 | 27.55% | 100 | 138.761 | 139.9285 | 139.9285 | 1 | 138.761 | 100 | 186.7889 | 177.4382 | 177.4382 | 177.4382 | 9.3507 | 186.7889 | 56.8636 | 51.289 | 51.289 | 51.289 | 5.5746 | 56.8636 | 110.1788 | 56.1279 | 56.1279 | 95.5479 | 14.6309 | 56.1279 | 39.42 | 39.42 | 110.1788 | 466.4478 | 381.89 | 381.89 | 381.89 | 84.5578 | 466.4478 | 1805.6184 | 1805.6184 | 256.5549 | 256.5549 | 107.069 | 107.069 | 681.9564 | 681.9564 | 760.0381 | 760.0381 | 140654477.1482 | 196505845.0805 | 145459337.7219 | 1269380340.0495 | 1752 | 3.2445e-18 | 12487709.6054 | 737302.206 | 926.9484 | 216.3227 | 14 | 2432 | 3689.5386 | 608 | 152 | 0.11232
3325 | 206.0217 | 53.2 | 800 | 3200 | 7 | 32.83% | 100 | 141.0002 | 142.1348 | 142.1348 | 1 | 141.0002 | 100 | 190.339 | 180.8077 | 180.8077 | 180.8077 | 9.5313 | 190.339 | 56.8473 | 51.2727 | 51.2727 | 51.2727 | 5.5746 | 56.8473 | 114.6455 | 60.325 | 60.325 | 99.7953 | 14.8502 | 60.325 | 39.4703 | 39.4703 | 114.6455 | 348.8436 | 285.5988 | 285.5988 | 285.5988 | 63.2448 | 348.8436 | 1890.5372 | 1890.5372 | 341.9647 | 341.9647 | 107.0351 | 107.0351 | 681.7402 | 681.7402 | 759.7972 | 759.7972 | 184079202.1868 | 196505845.0805 | 194643982.6411 | 1176770970.0916 | 1752 | 2.8389e-18 | 11591515.7221 | 684388.9219 | 860.425 | 288.4303 | 14 | 2432 | 3689.5386 | 608 | 152 | 0.15026
3326 | 257.5271 | 53.2 | 800 | 3200 | 7 | 38.15% | 100 | 143.2464 | 144.3069 | 144.3069 | 1 | 143.2464 | 100 | 192.6392 | 182.9901 | 182.9901 | 182.9901 | 9.6491 | 192.6392 | 56.8326 | 51.258 | 51.258 | 51.258 | 5.5746 | 56.8326 | 119.9076 | 65.2367 | 65.2367 | 104.7946 | 15.1131 | 65.2367 | 39.5578 | 39.5578 | 119.9076 | 277.8201 | 227.4477 | 227.4477 | 227.4477 | 50.3724 | 277.8201 | 1975.4624 | 1975.4624 | 427.3335 | 427.3335 | 107.0044 | 107.0044 | 681.5449 | 681.5449 | 759.5796 | 759.5796 | 227361306.3594 | 196505845.0805 | 244475782.809 | 1083657065.7511 | 1752 | 3.2445e-18 | 10695941.9176 | 631512.2485 | 793.9476 | 360.5379 | 14 | 2432 | 3689.5386 | 608 | 152 | 0.18869
3327 | 309.0325 | 53.2 | 800 | 3200 | 6 | 43.48% | 100 | 139.3764 | 140.4458 | 140.4458 | 1 | 139.3764 | 100 | 194.3114 | 184.5789 | 184.5789 | 184.5789 | 9.7325 | 194.3114 | 56.8346 | 51.26 | 51.26 | 51.26 | 5.5746 | 56.8346 | 115.453 | 60.915 | 60.915 | 100.5737 | 14.8793 | 60.915 | 39.6586 | 39.6586 | 115.453 | 230.7147 | 188.9191 | 188.9191 | 188.9191 | 41.7957 | 230.7147 | 1963.6406 | 1963.6406 | 512.8198 | 512.8198 | 107.0085 | 107.0085 | 584.2037 | 584.2037 | 759.6086 | 759.6086 | 270551645.9477 | 196505845.0805 | 294729449.8167 | 990213059.1552 | 1752 | 3.2445e-18 | 9804037.3632 | 578852.2159 | 727.7425 | 432.6455 | 14 | 2432 | 3689.5386 | 608 | 152 | 0.22745
3328 | 360.5379 | 53.2 | 800 | 3200 | 6 | 48.81% | 100 | 141.9164 | 142.8658 | 142.8658 | 1 | 141.9164 | 100 | 195.5304 | 185.7344 | 185.7344 | 185.7344 | 9.796 | 195.5304 | 56.8211 | 51.2465 | 51.2465 | 51.2465 | 5.5746 | 56.8211 | 121.8937 | 66.8919 | 66.8919 | 106.6867 | 15.207 | 66.8919 | 39.7947 | 39.7947 | 121.8937 | 198.4985 | 162.8214 | 162.8214 | 162.8214 | 35.6771 | 198.4985 | 2048.5704 | 2048.5704 | 598.132 | 598.132 | 106.9803 | 106.9803 | 584.0497 | 584.0497 | 759.4084 | 759.4084 | 313522285.6257 | 196505845.0805 | 345195088.3321 | 896776780.9618 | 1752 | 6.489e-18 | 8897726.9265 | 525341.6278 | 660.4681 | 504.753 | 14 | 2432 | 3689.5386 | 608 | 152 | 0.26655
3329 | 412.0433 | 53.2 | 800 | 3200 | 7 | 53.83% | 100 | 150.273 | 150.8069 | 150.8069 | 1 | 150.273 | 100 | 197.3473 | 187.4557 | 187.4557 | 187.4557 | 9.8916 | 197.3473 | 56.796 | 51.2214 | 51.2214 | 51.2214 | 5.5746 | 56.796 | 142.3283 | 86.285 | 86.285 | 126.067 | 16.2613 | 86.285 | 39.782 | 39.782 | 142.3283 | 173.3727 | 142.2052 | 142.2052 | 142.2052 | 31.1674 | 173.3727 | 2230.2676 | 2230.2676 | 683.245 | 683.245 | 106.928 | 106.928 | 681.0579 | 681.0579 | 759.0368 | 759.0368 | 353843452.5578 | 196505845.0805 | 392793285.4556 | 808857417.3127 | 1752 | 0.27881 | 8017549.0622 | 473373.9651 | 595.1335 | 576.8606 | 14 | 2432 | 3689.5386 | 608 | 152 | 0.30404
3330 | 463.5487 | 53.2 | 800 | 3200 | 7 | 58.18% | 100 | 152.8084 | 153.1292 | 153.1292 | 1 | 152.8084 | 100 | 201.6603 | 191.5506 | 191.5506 | 191.5506 | 10.1097 | 201.6603 | 56.7857 | 51.2112 | 51.2112 | 51.2112 | 5.5746 | 56.7857 | 151.5194 | 94.9972 | 94.9972 | 134.7857 | 16.7336 | 94.9972 | 39.7885 | 39.7885 | 151.5194 | 156.0962 | 128.0032 | 128.0032 | 128.0032 | 28.093 | 156.0962 | 2315.2106 | 2315.2106 | 768.497 | 768.497 | 106.9066 | 106.9066 | 680.9219 | 680.9219 | 758.8851 | 758.8851 | 387816794.4906 | 196505845.0805 | 434926223.4609 | 732751160.97 | 1752 | 1.3166 | 7273081.4594 | 429418.9386 | 539.8725 | 648.9682 | 14 | 2432 | 3689.5386 | 608 | 152 | 0.33631
3331 | 515.0541 | 53.2 | 800 | 3200 | 6 | 61.84% | 100 | 149.6109 | 149.9347 | 149.9347 | 1 | 149.6109 | 100 | 207.872 | 197.4511 | 197.4511 | 197.4511 | 10.4208 | 207.872 | 56.7871 | 51.2125 | 51.2125 | 51.2125 | 5.5746 | 56.7871 | 145.5092 | 89.2257 | 89.2257 | 129.089 | 16.4202 | 89.2257 | 39.8633 | 39.8633 | 145.5092 | 143.8429 | 117.9785 | 117.9785 | 117.9785 | 25.8645 | 143.8429 | 2303.3865 | 2303.3865 | 853.9085 | 853.9085 | 106.9095 | 106.9095 | 583.663 | 583.663 | 758.9055 | 758.9055 | 416464911.3709 | 196505845.0805 | 470497762.5157 | 668531481.0329 | 1752 | 3.0036 | 6643010.6857 | 392218.1559 | 493.1031 | 721.0758 | 14 | 2432 | 3689.5386 | 608 | 152 | 0.36376
3332 | 566.5595 | 53.2 | 800 | 3200 | 6 | 65% | 100 | 152.7856 | 153.0059 | 153.0059 | 1 | 152.7856 | 100 | 215.4527 | 204.6499 | 204.6499 | 204.6499 | 10.8028 | 215.4527 | 56.7776 | 51.203 | 51.203 | 51.203 | 5.5746 | 56.7776 | 153.7065 | 97.0198 | 97.0198 | 136.8641 | 16.8425 | 97.0198 | 39.8443 | 39.8443 | 153.7065 | 134.8726 | 110.6188 | 110.6188 | 110.6188 | 24.2538 | 134.8726 | 2388.3322 | 2388.3322 | 939.1243 | 939.1243 | 106.8895 | 106.8895 | 583.5542 | 583.5542 | 758.7641 | 758.7641 | 441367112.8375 | 196505845.0805 | 500860234.3917 | 613266807.6903 | 1752 | 5.1607 | 6076279.2545 | 358757.0692 | 451.0353 | 793.1834 | 14 | 2432 | 3689.5386 | 608 | 152 | 0.38688
3333 | 618.065 | 53.2 | 800 | 3200 | 6 | 67.7% | 100 | 156.0861 | 156.2108 | 156.2108 | 1 | 156.0861 | 100 | 223.6098 | 212.3961 | 212.3961 | 212.3961 | 11.2136 | 223.6098 | 56.7688 | 51.1942 | 51.1942 | 51.1942 | 5.5746 | 56.7688 | 162.2923 | 105.1946 | 105.1946 | 145.0072 | 17.2851 | 105.1946 | 39.8126 | 39.8126 | 162.2923 | 127.5818 | 104.6062 | 104.6062 | 104.6062 | 22.9756 | 127.5818 | 2473.2808 | 2473.2808 | 1024.3227 | 1024.3227 | 106.8711 | 106.8711 | 583.4537 | 583.4537 | 758.6333 | 758.6333 | 462696655.2761 | 196505845.0805 | 526934830.7463 | 565862668.8971 | 1752 | 7.589 | 5616962.7422 | 331637.9986 | 416.9407 | 865.2909 | 14 | 2432 | 3689.5386 | 608 | 152 | 0.40732
3334 | 669.5704 | 53.2 | 800 | 3200 | 6 | 70.25% | 100 | 159.5846 | 159.6179 | 159.6179 | 1 | 159.5846 | 100 | 232.0385 | 220.4004 | 220.4004 | 220.4004 | 11.6381 | 232.0385 | 56.7606 | 51.186 | 51.186 | 51.186 | 5.5746 | 56.7606 | 171.3735 | 113.7253 | 113.7253 | 153.6233 | 17.7503 | 113.7253 | 39.898 | 39.898 | 171.3735 | 121.762 | 99.8031 | 99.8031 | 99.8031 | 21.9588 | 121.762 | 2558.232 | 2558.232 | 1109.5055 | 1109.5055 | 106.854 | 106.854 | 583.3604 | 583.3604 | 758.512 | 758.512 | 482767917.4752 | 196505845.0805 | 551500906.9207 | 521225330.5236 | 1752 | 10.0893 | 5184252.9308 | 306089.847 | 384.8212 | 937.3985 | 14 | 2432 | 3689.5386 | 608 | 152 | 0.42573
3335 | 721.0758 | 53.2 | 800 | 3200 | 6 | 72.48% | 100 | 163.1857 | 163.1536 | 163.1536 | 1 | 163.1857 | 100 | 240.6394 | 228.5682 | 228.5682 | 228.5682 | 12.0712 | 240.6394 | 56.753 | 51.1784 | 51.1784 | 51.1784 | 5.5746 | 56.753 | 181.06 | 122.8494 | 122.8494 | 162.8138 | 18.2461 | 122.8494 | 39.9645 | 39.9645 | 181.06 | 116.8509 | 95.7499 | 95.7499 | 95.7499 | 21.101 | 116.8509 | 2643.1855 | 2643.1855 | 1194.6745 | 1194.6745 | 106.8381 | 106.8381 | 583.2736 | 583.2736 | 758.3993 | 758.3993 | 500668493.8248 | 196505845.0805 | 572728905.6232 | 482096763.18 | 1752 | 12.6695 | 4800003.9992 | 283402.9337 | 356.2988 | 1009.5061 | 14 | 2432 | 3689.5386 | 608 | 152 | 0.44247
3336 | 772.5812 | 53.2 | 800 | 3200 | 6 | 74.58% | 100 | 166.8772 | 166.764 | 166.764 | 1 | 166.8772 | 100 | 249.309 | 236.8013 | 236.8013 | 236.8013 | 12.5077 | 249.309 | 56.7459 | 51.1713 | 51.1713 | 51.1713 | 5.5746 | 56.7459 | 191.4213 | 132.6423 | 132.6423 | 172.6417 | 18.7795 | 132.6423 | 39.9994 | 39.9994 | 191.4213 | 112.6796 | 92.3089 | 92.3089 | 92.3089 | 20.3708 | 112.6796 | 2728.141 | 2728.141 | 1279.8308 | 1279.8308 | 106.8233 | 106.8233 | 583.1927 | 583.1927 | 758.2941 | 758.2941 | 517343443.7664 | 196505845.0805 | 592861538.2374 | 445289172.9156 | 1752 | 15.2205 | 4431987.9189 | 261674.4442 | 328.9814 | 1081.6137 | 14 | 2432 | 3689.5386 | 608 | 152 | 0.45806
3337 | 824.0866 | 53.2 | 800 | 3200 | 6 | 76.54% | 100 | 170.6641 | 170.4496 | 170.4496 | 1 | 170.6641 | 100 | 257.9559 | 245.0128 | 245.0128 | 245.0128 | 12.9431 | 257.9559 | 56.7392 | 51.1646 | 51.1646 | 51.1646 | 5.5746 | 56.7392 | 202.4931 | 143.0891 | 143.0891 | 183.1428 | 19.3503 | 143.0891 | 40.0537 | 40.0537 | 202.4931 | 109.155 | 89.3992 | 89.3992 | 89.3992 | 19.7559 | 109.155 | 2813.0984 | 2813.0984 | 1364.976 | 1364.976 | 106.8095 | 106.8095 | 583.1172 | 583.1172 | 758.1958 | 758.1958 | 533104313.7938 | 196505845.0805 | 611392405.0066 | 410997436.1191 | 1752 | 17.7665 | 4096676.6299 | 241876.9184 | 304.0916 | 1153.7213 | 14 | 2432 | 3689.5386 | 608 | 152 | 0.47186
3338 | 875.592 | 53.2 | 800 | 3200 | 6 | 78.32% | 100 | 174.5175 | 174.2347 | 174.2347 | 1 | 174.5175 | 100 | 266.5908 | 253.2129 | 253.2129 | 253.2129 | 13.3779 | 266.5908 | 56.733 | 51.1584 | 51.1584 | 51.1584 | 5.5746 | 56.733 | 214.459 | 154.3984 | 154.3984 | 194.4916 | 19.9675 | 154.3984 | 40.0931 | 40.0931 | 214.459 | 106.0799 | 86.8601 | 86.8601 | 86.8601 | 19.2198 | 106.0799 | 2898.0575 | 2898.0575 | 1450.1109 | 1450.1109 | 106.7965 | 106.7965 | 583.0464 | 583.0464 | 758.1037 | 758.1037 | 547837676.4 | 196505845.0805 | 627784160.5984 | 379872317.9212 | 1752 | 20.2633 | 3785776.0596 | 223520.6558 | 281.0138 | 1225.8288 | 14 | 2432 | 3689.5386 | 608 | 152 | 0.48452
3339 | 927.0974 | 53.2 | 800 | 3200 | 6 | 79.94% | 100 | 178.4241 | 178.0443 | 178.0443 | 1 | 178.4241 | 100 | 275.3833 | 261.5627 | 261.5627 | 261.5627 | 13.8206 | 275.3833 | 56.7272 | 51.1526 | 51.1526 | 51.1526 | 5.5746 | 56.7272 | 227.5194 | 166.7819 | 166.7819 | 206.8786 | 20.6408 | 166.7819 | 40.0968 | 40.0968 | 227.5194 | 103.2939 | 84.562 | 84.562 | 84.562 | 18.7319 | 103.2939 | 2983.0181 | 2983.0181 | 1535.2365 | 1535.2365 | 106.7843 | 106.7843 | 582.9799 | 582.9799 | 758.0173 | 758.0173 | 560488698.8852 | 196505845.0805 | 643553945.4739 | 351451510.5604 | 1752 | 22.6875 | 3513818.8651 | 207463.6969 | 260.8268 | 1297.9364 | 14 | 2432 | 3689.5386 | 608 | 152 | 0.49705
3340 | 978.6028 | 53.2 | 800 | 3200 | 6 | 81.3% | 100 | 182.4563 | 182.0804 | 182.0804 | 1 | 182.4563 | 100 | 284.5644 | 270.2815 | 270.2815 | 270.2815 | 14.2828 | 284.5644 | 56.7217 | 51.1471 | 51.1471 | 51.1471 | 5.5746 | 56.7217 | 240.6695 | 179.1901 | 179.1901 | 219.358 | 21.3114 | 179.1901 | 40.1679 | 40.1679 | 240.6695 | 101.0083 | 82.6716 | 82.6716 | 82.6716 | 18.3367 | 101.0083 | 3067.9801 | 3067.9801 | 1620.3537 | 1620.3537 | 106.7729 | 106.7729 | 582.9174 | 582.9174 | 757.9361 | 757.9361 | 571911557.8691 | 196505845.0805 | 655910968.9531 | 327671628.0973 | 1752 | 25.1551 | 3274881.3785 | 193356.2952 | 243.0907 | 1370.044 | 14 | 2432 | 3689.5386 | 608 | 152 | 0.50644
3341 | 1030.1083 | 53.2 | 800 | 3200 | 6 | 82.54% | 100 | 186.5701 | 186.1508 | 186.1508 | 1 | 186.5701 | 100 | 293.933 | 279.1785 | 279.1785 | 279.1785 | 14.7545 | 293.933 | 56.7165 | 51.1419 | 51.1419 | 51.1419 | 5.5746 | 56.7165 | 253.984 | 191.7782 | 191.7782 | 231.9883 | 21.9958 | 191.7782 | 40.2101 | 40.2101 | 253.984 | 99.0993 | 81.09 | 81.09 | 81.09 | 18.0093 | 99.0993 | 3152.9433 | 3152.9433 | 1705.4632 | 1705.4632 | 106.7621 | 106.7621 | 582.8585 | 582.8585 | 757.8595 | 757.8595 | 582368286.7252 | 196505845.0805 | 667235291.4002 | 305890576.7941 | 1752 | 27.5114 | 3062239.0082 | 180801.4158 | 227.3065 | 1442.1516 | 14 | 2432 | 3689.5386 | 608 | 152 | 0.51554
3342 | 103.0108 | 102.6 | 800 | 3200 | 7 | 33.81% | 100 | 137.253 | 137.9657 | 137.9657 | 1 | 137.253 | 100 | 166.8912 | 158.5361 | 158.5361 | 158.5361 | 8.355 | 166.8912 | 56.8608 | 51.2862 | 51.2862 | 51.2862 | 5.5746 | 56.8608 | 117.0382 | 61.6035 | 61.6035 | 101.8745 | 15.1637 | 61.6035 | 40.271 | 40.271 | 117.0382 | 616.1765 | 504.4701 | 504.4701 | 504.4701 | 111.7064 | 616.1765 | 1819.4234 | 1819.4234 | 171.0274 | 171.0274 | 206.4791 | 206.4791 | 681.9197 | 681.9197 | 759.9972 | 759.9972 | 104679237.6993 | 378975558.3695 | 108691601.6435 | 1159653602.2877 | 1752 | -4.0556e-19 | 11653005.0271 | 688019.3875 | 864.9893 | 144.2152 | 27 | 2432 | 3689.5386 | 608 | 152 | 0.084073
3343 | 154.5162 | 102.6 | 800 | 3200 | 7 | 38.7% | 100 | 139.474 | 140.3838 | 140.3838 | 1 | 139.474 | 100 | 175.9416 | 167.1309 | 167.1309 | 167.1309 | 8.8107 | 175.9416 | 56.8448 | 51.2702 | 51.2702 | 51.2702 | 5.5746 | 56.8448 | 121.7141 | 66.261 | 66.261 | 106.3758 | 15.3383 | 66.261 | 40.1149 | 40.1149 | 121.7141 | 449.9496 | 368.3678 | 368.3678 | 368.3678 | 81.5818 | 449.9496 | 1904.3433 | 1904.3433 | 256.4611 | 256.4611 | 206.4148 | 206.4148 | 681.7071 | 681.7071 | 759.7603 | 759.7603 | 149072871.0012 | 378975558.3695 | 149920671.9188 | 1074030898.7105 | 1752 | -3.2445e-18 | 10751960.9794 | 634819.7388 | 798.1058 | 216.3227 | 27 | 2432 | 3689.5386 | 608 | 152 | 0.11588
3344 | 206.0217 | 102.6 | 800 | 3200 | 7 | 43.8% | 100 | 141.7065 | 142.6373 | 142.6373 | 1 | 141.7065 | 100 | 181.0858 | 172.0151 | 172.0151 | 172.0151 | 9.0708 | 181.0858 | 56.8304 | 51.2558 | 51.2558 | 51.2558 | 5.5746 | 56.8304 | 127.6734 | 71.9637 | 71.9637 | 112.0658 | 15.6076 | 71.9637 | 40.1021 | 40.1021 | 127.6734 | 346.6116 | 283.7592 | 283.7592 | 283.7592 | 62.8523 | 346.6116 | 1989.2694 | 1989.2694 | 341.8517 | 341.8517 | 206.3566 | 206.3566 | 681.515 | 681.515 | 759.5461 | 759.5461 | 193215857.7008 | 378975558.3695 | 195234882.7451 | 984573701.1847 | 1752 | -1.0139e-18 | 9846936.9623 | 581385.1038 | 730.9269 | 288.4303 | 27 | 2432 | 3689.5386 | 608 | 152 | 0.15083
3345 | 257.5271 | 102.6 | 800 | 3200 | 7 | 49.01% | 100 | 143.9429 | 144.783 | 144.783 | 1 | 143.9429 | 100 | 184.4985 | 175.2546 | 175.2546 | 175.2546 | 9.2439 | 184.4985 | 56.8172 | 51.2426 | 51.2426 | 51.2426 | 5.5746 | 56.8172 | 135.0508 | 78.9131 | 78.9131 | 119.086 | 15.9649 | 78.9131 | 40.1729 | 40.1729 | 135.0508 | 279.287 | 228.6402 | 228.6402 | 228.6402 | 50.6467 | 279.287 | 2074.2008 | 2074.2008 | 427.2052 | 427.2052 | 206.3037 | 206.3037 | 681.3404 | 681.3404 | 759.3515 | 759.3515 | 237229348.0711 | 378975558.3695 | 242442513.3671 | 893352580.1923 | 1752 | 2.0278e-18 | 8947610.3013 | 528286.8534 | 664.1709 | 360.5379 | 27 | 2432 | 3689.5386 | 608 | 152 | 0.18724
3346 | 309.0325 | 102.6 | 800 | 3200 | 7 | 54.2% | 100 | 146.4481 | 147.125 | 147.125 | 1 | 146.4481 | 100 | 187.4466 | 178.0529 | 178.0529 | 178.0529 | 9.3937 | 187.4466 | 56.8052 | 51.2306 | 51.2306 | 51.2306 | 5.5746 | 56.8052 | 143.9754 | 87.4117 | 87.4117 | 127.5628 | 16.4127 | 87.4117 | 40.1511 | 40.1511 | 143.9754 | 234.7348 | 192.5375 | 192.5375 | 192.5375 | 42.1973 | 234.7348 | 2159.1368 | 2159.1368 | 512.5264 | 512.5264 | 206.2555 | 206.2555 | 681.181 | 681.181 | 759.174 | 759.174 | 279732367.6292 | 378975558.3695 | 290804147.9619 | 802487926.0394 | 1752 | 3.2445e-18 | 8030379.438 | 474131.4991 | 596.0859 | 432.6455 | 27 | 2432 | 3689.5386 | 608 | 152 | 0.22534
3347 | 360.5379 | 102.6 | 800 | 3200 | 7 | 59.12% | 100 | 148.7876 | 149.2426 | 149.2426 | 1 | 148.7876 | 100 | 190.5596 | 181.0079 | 181.0079 | 181.0079 | 9.5517 | 190.5596 | 56.7943 | 51.2197 | 51.2197 | 51.2197 | 5.5746 | 56.7943 | 154.7106 | 97.4741 | 97.4741 | 137.7552 | 16.9554 | 97.4741 | 40.2811 | 40.2811 | 154.7106 | 202.3988 | 165.9972 | 165.9972 | 165.9972 | 36.4017 | 202.3988 | 2244.0768 | 2244.0768 | 597.8193 | 597.8193 | 206.2113 | 206.2113 | 681.035 | 681.035 | 759.0113 | 759.0113 | 320526962.5593 | 378975558.3695 | 336297598.4746 | 716199880.5966 | 1752 | 0.37563 | 7191487.6815 | 424601.4601 | 533.8159 | 504.753 | 27 | 2432 | 3689.5386 | 608 | 152 | 0.26061
3348 | 412.0433 | 102.6 | 800 | 3200 | 7 | 63.39% | 100 | 151.3233 | 151.5446 | 151.5446 | 1 | 151.3233 | 100 | 195.6044 | 185.798 | 185.798 | 185.798 | 9.8064 | 195.6044 | 56.7842 | 51.2096 | 51.2096 | 51.2096 | 5.5746 | 56.7842 | 166.5344 | 108.6563 | 108.6563 | 148.983 | 17.5514 | 108.6563 | 40.3267 | 40.3267 | 166.5344 | 179.8221 | 147.4444 | 147.4444 | 147.4444 | 32.3777 | 179.8221 | 2329.0203 | 2329.0203 | 683.0873 | 683.0873 | 206.1706 | 206.1706 | 680.9008 | 680.9008 | 758.8616 | 758.8616 | 355380182.6447 | 378975558.3695 | 376264678.6353 | 641379580.3506 | 1752 | 1.4193 | 6438299.5698 | 380131.5554 | 477.9076 | 576.8606 | 27 | 2432 | 3689.5386 | 608 | 152 | 0.29142
3349 | 463.5487 | 102.6 | 800 | 3200 | 6 | 67.04% | 100 | 148.0226 | 148.2486 | 148.2486 | 1 | 148.0226 | 100 | 202.8015 | 192.6345 | 192.6345 | 192.6345 | 10.167 | 202.8015 | 56.7855 | 51.2109 | 51.2109 | 51.2109 | 5.5746 | 56.7855 | 160.7465 | 103.1965 | 103.1965 | 143.498 | 17.2486 | 103.1965 | 40.3014 | 40.3014 | 160.7465 | 164.012 | 134.4383 | 134.4383 | 134.4383 | 29.5736 | 164.012 | 2317.1961 | 2317.1961 | 768.4936 | 768.4936 | 206.1761 | 206.1761 | 583.6447 | 583.6447 | 758.8817 | 758.8817 | 384241567.267 | 378975558.3695 | 411311469.5361 | 577471404.8274 | 1752 | 3.0784 | 5793616.3671 | 342068.0224 | 430.0535 | 648.9682 | 27 | 2432 | 3689.5386 | 608 | 152 | 0.31847
3350 | 515.0541 | 102.6 | 800 | 3200 | 6 | 70.13% | 100 | 151.2179 | 151.3071 | 151.3071 | 1 | 151.2179 | 100 | 211.1675 | 200.5793 | 200.5793 | 200.5793 | 10.5882 | 211.1675 | 56.7761 | 51.2015 | 51.2015 | 51.2015 | 5.5746 | 56.7761 | 171.8544 | 113.7248 | 113.7248 | 154.041 | 17.8135 | 113.7248 | 40.3162 | 40.3162 | 171.8544 | 152.6709 | 125.1546 | 125.1546 | 125.1546 | 27.5163 | 152.6709 | 2402.1423 | 2402.1423 | 853.7247 | 853.7247 | 206.1382 | 206.1382 | 583.5373 | 583.5373 | 758.7421 | 758.7421 | 408815522.4239 | 378975558.3695 | 440947005.2193 | 523261931.8046 | 1752 | 5.2446 | 5259701.1822 | 310544.4799 | 390.4216 | 721.0758 | 27 | 2432 | 3689.5386 | 608 | 152 | 0.34113
3351 | 566.5595 | 102.6 | 800 | 3200 | 6 | 72.75% | 100 | 154.5848 | 154.5713 | 154.5713 | 1 | 154.5848 | 100 | 220.5314 | 209.4719 | 209.4719 | 209.4719 | 11.0595 | 220.5314 | 56.7674 | 51.1928 | 51.1928 | 51.1928 | 5.5746 | 56.7674 | 183.1473 | 124.453 | 124.453 | 164.7602 | 18.3871 | 124.453 | 40.3072 | 40.3072 | 183.1473 | 143.9955 | 118.0032 | 118.0032 | 118.0032 | 25.9923 | 143.9955 | 2487.0914 | 2487.0914 | 938.9373 | 938.9373 | 206.1031 | 206.1031 | 583.438 | 583.438 | 758.613 | 758.613 | 429760596.2656 | 378975558.3695 | 465790394.6626 | 477473450.7023 | 1752 | 7.7473 | 4790790.0733 | 282858.923 | 355.6149 | 793.1834 | 27 | 2432 | 3689.5386 | 608 | 152 | 0.36036
3352 | 618.065 | 102.6 | 800 | 3200 | 6 | 75.14% | 100 | 158.1856 | 158.0678 | 158.0678 | 1 | 158.1856 | 100 | 230.1301 | 218.5874 | 218.5874 | 218.5874 | 11.5426 | 230.1301 | 56.7593 | 51.1847 | 51.1847 | 51.1847 | 5.5746 | 56.7593 | 195.1659 | 135.7941 | 135.7941 | 176.1642 | 19.0017 | 135.7941 | 40.3702 | 40.3702 | 195.1659 | 137.3262 | 112.5354 | 112.5354 | 112.5354 | 24.7908 | 137.3262 | 2572.043 | 2572.043 | 1024.1335 | 1024.1335 | 206.0705 | 206.0705 | 583.3458 | 583.3458 | 758.4932 | 758.4932 | 449069161.5394 | 378975558.3695 | 488322505.2553 | 435632774.8359 | 1752 | 10.3509 | 4378465.6341 | 258514.3692 | 325.0085 | 865.2909 | 27 | 2432 | 3689.5386 | 608 | 152 | 0.37746
3353 | 669.5704 | 102.6 | 800 | 3200 | 6 | 77.3% | 100 | 161.825 | 161.5968 | 161.5968 | 1 | 161.825 | 100 | 239.7 | 227.6757 | 227.6757 | 227.6757 | 12.0243 | 239.7 | 56.7518 | 51.1772 | 51.1772 | 51.1772 | 5.5746 | 56.7518 | 208.4518 | 148.3403 | 148.3403 | 188.7686 | 19.6832 | 148.3403 | 40.4283 | 40.4283 | 208.4518 | 131.4786 | 107.7122 | 107.7122 | 107.7122 | 23.7664 | 131.4786 | 2656.9968 | 2656.9968 | 1109.3148 | 1109.3148 | 206.0402 | 206.0402 | 583.2601 | 583.2601 | 758.3817 | 758.3817 | 466423033.6124 | 378975558.3695 | 508932451.4687 | 397668956.5494 | 1752 | 12.9596 | 3997555.6812 | 236024.5966 | 296.734 | 937.3985 | 27 | 2432 | 3689.5386 | 608 | 152 | 0.39367
3354 | 721.0758 | 102.6 | 800 | 3200 | 6 | 79.21% | 100 | 165.5574 | 165.2574 | 165.2574 | 1 | 165.5574 | 100 | 249.4746 | 236.9583 | 236.9583 | 236.9583 | 12.5163 | 249.4746 | 56.7448 | 51.1702 | 51.1702 | 51.1702 | 5.5746 | 56.7448 | 222.6107 | 161.7982 | 161.7982 | 202.2031 | 20.4077 | 161.7982 | 40.4049 | 40.4049 | 222.6107 | 126.6039 | 103.6891 | 103.6891 | 103.6891 | 22.9148 | 126.6039 | 2741.9527 | 2741.9527 | 1194.4829 | 1194.4829 | 206.012 | 206.012 | 583.1801 | 583.1801 | 758.2777 | 758.2777 | 482051881.628 | 378975558.3695 | 526771217.0328 | 364201342.9697 | 1752 | 15.6249 | 3666923.0945 | 216503.3118 | 272.1915 | 1009.5061 | 27 | 2432 | 3689.5386 | 608 | 152 | 0.40749
3355 | 772.5812 | 102.6 | 800 | 3200 | 6 | 80.87% | 100 | 169.4261 | 169.0678 | 169.0678 | 1 | 169.4261 | 100 | 259.5452 | 246.5221 | 246.5221 | 246.5221 | 13.0231 | 259.5452 | 56.7382 | 51.1636 | 51.1636 | 51.1636 | 5.5746 | 56.7382 | 237.4247 | 175.8122 | 175.8122 | 216.262 | 21.1627 | 175.8122 | 40.4498 | 40.4498 | 237.4247 | 122.6119 | 100.3894 | 100.3894 | 100.3894 | 22.2225 | 122.6119 | 2826.9103 | 2826.9103 | 1279.639 | 1279.639 | 205.9855 | 205.9855 | 583.1053 | 583.1053 | 758.1804 | 758.1804 | 495674412.568 | 378975558.3695 | 542186891.2482 | 335163137.8143 | 1752 | 18.3409 | 3367676.6041 | 198835.1321 | 249.9788 | 1081.6137 | 27 | 2432 | 3689.5386 | 608 | 152 | 0.41905
3356 | 824.0866 | 102.6 | 800 | 3200 | 6 | 82.41% | 100 | 173.3809 | 172.9303 | 172.9303 | 1 | 173.3809 | 100 | 269.7259 | 256.1904 | 256.1904 | 256.1904 | 13.5355 | 269.7259 | 56.732 | 51.1574 | 51.1574 | 51.1574 | 5.5746 | 56.732 | 252.8147 | 190.4695 | 190.4695 | 230.8569 | 21.9577 | 190.4695 | 40.3875 | 40.3875 | 252.8147 | 119.331 | 97.677 | 97.677 | 97.677 | 21.654 | 119.331 | 2911.8697 | 2911.8697 | 1364.7843 | 1364.7843 | 205.9608 | 205.9608 | 583.0353 | 583.0353 | 758.0893 | 758.0893 | 508620846.9757 | 378975558.3695 | 556235107.2363 | 308168487.4185 | 1752 | 20.9408 | 3088430.7922 | 182347.8371 | 229.2507 | 1153.7213 | 27 | 2432 | 3689.5386 | 608 | 152 | 0.43006
3357 | 875.592 | 102.6 | 800 | 3200 | 5 | 83.73% | 100 | 171.279 | 171.0563 | 171.0563 | 1 | 171.279 | 100 | 280.0769 | 266.0222 | 266.0222 | 266.0222 | 14.0547 | 280.0769 | 56.7329 | 51.1583 | 51.1583 | 51.1583 | 5.5746 | 56.7329 | 232.8396 | 171.6094 | 171.6094 | 211.9079 | 20.9316 | 171.6094 | 40.2985 | 40.2985 | 232.8396 | 116.5417 | 95.3703 | 95.3703 | 95.3703 | 21.1714 | 116.5417 | 2900.0433 | 2900.0433 | 1450.1069 | 1450.1069 | 205.9641 | 205.9641 | 485.8706 | 485.8706 | 758.1017 | 758.1017 | 519872399.5341 | 378975558.3695 | 568037277.2415 | 285114764.855 | 1752 | 23.5284 | 2854606.071 | 168542.3044 | 211.8942 | 1225.8288 | 27 | 2432 | 3689.5386 | 608 | 152 | 0.43925
3358 | 927.0974 | 102.6 | 800 | 3200 | 5 | 84.98% | 100 | 175.4038 | 175.0851 | 175.0851 | 1 | 175.4038 | 100 | 290.5173 | 275.9371 | 275.9371 | 275.9371 | 14.5802 | 290.5173 | 56.7271 | 51.1525 | 51.1525 | 51.1525 | 5.5746 | 56.7271 | 247.118 | 185.121 | 185.121 | 225.4531 | 21.6649 | 185.121 | 40.3321 | 40.3321 | 247.118 | 114.1279 | 93.3695 | 93.3695 | 93.3695 | 20.7585 | 114.1279 | 2985.004 | 2985.004 | 1535.2325 | 1535.2325 | 205.9407 | 205.9407 | 485.8153 | 485.8153 | 758.0154 | 758.0154 | 530364305.181 | 378975558.3695 | 579483620.1935 | 263176516.256 | 1752 | 25.9956 | 2641074.7039 | 155934.9366 | 196.044 | 1297.9364 | 27 | 2432 | 3689.5386 | 608 | 152 | 0.44801
3359 | 978.6028 | 102.6 | 800 | 3200 | 5 | 85.98% | 100 | 179.6184 | 179.3094 | 179.3094 | 1 | 179.6184 | 100 | 301.1683 | 286.052 | 286.052 | 286.052 | 15.1163 | 301.1683 | 56.7216 | 51.147 | 51.147 | 51.147 | 5.5746 | 56.7216 | 261.7342 | 198.8888 | 198.8888 | 239.3235 | 22.4106 | 198.8888 | 40.4347 | 40.4347 | 261.7342 | 112.1065 | 91.692 | 91.692 | 91.692 | 20.4145 | 112.1065 | 3069.966 | 3069.966 | 1620.3498 | 1620.3498 | 205.9187 | 205.9187 | 485.7633 | 485.7633 | 757.9342 | 757.9342 | 539317734.9702 | 378975558.3695 | 587999416.0492 | 245707290.6111 | 1752 | 28.4568 | 2477343.4508 | 146267.8785 | 183.8904 | 1370.044 | 27 | 2432 | 3689.5386 | 608 | 152 | 0.45455
3360 | 1030.1083 | 102.6 | 800 | 3200 | 5 | 86.98% | 100 | 183.8708 | 183.4742 | 183.4742 | 1 | 183.8708 | 100 | 311.9271 | 296.2693 | 296.2693 | 296.2693 | 15.6578 | 311.9271 | 56.7164 | 51.1418 | 51.1418 | 51.1418 | 5.5746 | 56.7164 | 277.2303 | 213.5579 | 213.5579 | 254.0253 | 23.205 | 213.5579 | 40.4674 | 40.4674 | 277.2303 | 110.2862 | 90.1831 | 90.1831 | 90.1831 | 20.1031 | 110.2862 | 3154.9293 | 3154.9293 | 1705.4593 | 1705.4593 | 205.8979 | 205.8979 | 485.7143 | 485.7143 | 757.8578 | 757.8578 | 547775276.8137 | 378975558.3695 | 597189923.1283 | 228059241.6886 | 1752 | 30.7457 | 2289706.8708 | 135189.3966 | 169.9623 | 1442.1516 | 27 | 2432 | 3689.5386 | 608 | 152 | 0.46153
3361 | 51.5054 | 152 | 800 | 3200 | 7 | 41.63% | 100 | 135.8557 | 135.8423 | 135.8423 | 1 | 135.8557 | 100 | 141.6577 | 134.5655 | 134.5655 | 134.5655 | 7.0921 | 141.6577 | 56.8581 | 51.2835 | 51.2835 | 51.2835 | 5.5746 | 56.8581 | 128.8738 | 70.0558 | 70.0558 | 112.5997 | 16.2741 | 70.0558 | 42.5439 | 42.5439 | 128.8738 | 616.7754 | 504.9348 | 504.9348 | 504.9348 | 111.8406 | 616.7754 | 1833.2286 | 1833.2286 | 85.5092 | 85.5092 | 305.8788 | 305.8788 | 681.8836 | 681.8836 | 759.957 | 759.957 | 61655280.4209 | 561445271.6585 | 106278454.2868 | 1022620993.6338 | 1752 | -4.0556e-19 | 10855631.2316 | 640940.6615 | 805.8011 | 72.1076 | 40 | 2432 | 3689.5386 | 608 | 152 | 0.082291
3362 | 154.5162 | 152 | 800 | 3200 | 7 | 50.27% | 100 | 140.2023 | 140.7962 | 140.7962 | 1 | 140.2023 | 100 | 167.0917 | 158.7216 | 158.7216 | 158.7216 | 8.3701 | 167.0917 | 56.8281 | 51.2535 | 51.2535 | 51.2535 | 5.5746 | 56.8281 | 139.5525 | 81.5604 | 81.5604 | 123.0426 | 16.5099 | 81.5604 | 41.4822 | 41.4822 | 139.5525 | 412.2309 | 337.4767 | 337.4767 | 337.4767 | 74.7541 | 412.2309 | 2003.0766 | 2003.0766 | 256.3777 | 256.3777 | 305.7002 | 305.7002 | 681.4855 | 681.4855 | 759.5133 | 759.5133 | 156740211.1764 | 561445271.6585 | 162490587.772 | 871323929.3931 | 1752 | -6.8945e-18 | 9010468.6859 | 531998.1525 | 668.8368 | 216.3227 | 40 | 2432 | 3689.5386 | 608 | 152 | 0.12568
3363 | 206.0217 | 152 | 800 | 3200 | 7 | 55.1% | 100 | 142.4222 | 143.0378 | 143.0378 | 1 | 142.4222 | 100 | 173.8319 | 165.1221 | 165.1221 | 165.1221 | 8.7098 | 173.8319 | 56.8152 | 51.2406 | 51.2406 | 51.2406 | 5.5746 | 56.8152 | 148.1144 | 89.8835 | 89.8835 | 131.2416 | 16.8728 | 89.8835 | 41.3581 | 41.3581 | 148.1144 | 331.3265 | 271.2413 | 271.2413 | 271.2413 | 60.0852 | 331.3265 | 2088.0088 | 2088.0088 | 341.7507 | 341.7507 | 305.6231 | 305.6231 | 681.3135 | 681.3135 | 759.3216 | 759.3216 | 200850263.6709 | 561445271.6585 | 203043068.2759 | 786661396.3947 | 1752 | 1.6222e-18 | 8112642.9126 | 478988.5179 | 602.1922 | 288.4303 | 40 | 2432 | 3689.5386 | 608 | 152 | 0.1572
3364 | 257.5271 | 152 | 800 | 3200 | 7 | 59.93% | 100 | 145.0185 | 145.5124 | 145.5124 | 1 | 145.0185 | 100 | 178.8712 | 169.9069 | 169.9069 | 169.9069 | 8.9643 | 178.8712 | 56.8034 | 51.2288 | 51.2288 | 51.2288 | 5.5746 | 56.8034 | 158.9362 | 100.2013 | 100.2013 | 141.5539 | 17.3823 | 100.2013 | 41.3526 | 41.3526 | 158.9362 | 277.3396 | 227.4605 | 227.4605 | 227.4605 | 49.8791 | 277.3396 | 2172.9455 | 2172.9455 | 427.0899 | 427.0899 | 305.5526 | 305.5526 | 681.1564 | 681.1564 | 759.1466 | 759.1466 | 243909030.0733 | 561445271.6585 | 244597742.9583 | 702047955.3099 | 1752 | 0.15061 | 7228691.0047 | 426798.0273 | 536.5775 | 360.5379 | 40 | 2432 | 3689.5386 | 608 | 152 | 0.19026
3365 | 309.0325 | 152 | 800 | 3200 | 7 | 64.55% | 100 | 147.3581 | 147.6803 | 147.6803 | 1 | 147.3581 | 100 | 184.1539 | 174.923 | 174.923 | 174.923 | 9.2309 | 184.1539 | 56.7926 | 51.218 | 51.218 | 51.218 | 5.5746 | 56.7926 | 171.9549 | 112.64 | 112.64 | 153.9293 | 18.0256 | 112.64 | 41.2894 | 41.2894 | 171.9549 | 237.2972 | 194.5839 | 194.5839 | 194.5839 | 42.7133 | 237.2972 | 2257.8861 | 2257.8861 | 512.3995 | 512.3995 | 305.488 | 305.488 | 681.0124 | 681.0124 | 758.9861 | 758.9861 | 283769914.018 | 561445271.6585 | 285672947.2129 | 621111867.1106 | 1752 | 0.67238 | 6389789.0445 | 377267.3859 | 474.3068 | 432.6455 | 40 | 2432 | 3689.5386 | 608 | 152 | 0.22189
3366 | 360.5379 | 152 | 800 | 3200 | 6 | 68.72% | 100 | 143.82 | 144.1087 | 144.1087 | 1 | 143.82 | 100 | 190.4772 | 180.9296 | 180.9296 | 180.9296 | 9.5476 | 190.4772 | 56.794 | 51.2194 | 51.2194 | 51.2194 | 5.5746 | 56.794 | 168.102 | 108.9072 | 108.9072 | 150.2931 | 17.8088 | 108.9072 | 41.3859 | 41.3859 | 168.102 | 209.2897 | 171.5735 | 171.5735 | 171.5735 | 37.7162 | 209.2897 | 2246.0622 | 2246.0622 | 597.8164 | 597.8164 | 305.4967 | 305.4967 | 583.7415 | 583.7415 | 759.0076 | 759.0076 | 319176790.7548 | 561445271.6585 | 323288900.2087 | 548089037.378 | 1752 | 1.7221 | 5652599.5051 | 333742.0725 | 419.586 | 504.753 | 40 | 2432 | 3689.5386 | 608 | 152 | 0.25098
3367 | 412.0433 | 152 | 800 | 3200 | 6 | 72.28% | 100 | 146.6398 | 146.7385 | 146.7385 | 1 | 146.6398 | 100 | 198.4681 | 188.5181 | 188.5181 | 188.5181 | 9.95 | 198.4681 | 56.7839 | 51.2093 | 51.2093 | 51.2093 | 5.5746 | 56.7839 | 182.49 | 122.5964 | 122.5964 | 163.957 | 18.5331 | 122.5964 | 41.3606 | 41.3606 | 182.49 | 189.1411 | 154.9998 | 154.9998 | 154.9998 | 34.1412 | 189.1411 | 2331.0058 | 2331.0058 | 683.0843 | 683.0843 | 305.4366 | 305.4366 | 583.6267 | 583.6267 | 758.8583 | 758.8583 | 348673199.576 | 561445271.6585 | 356213240.3262 | 485668288.4393 | 1752 | 3.4067 | 5003996.4482 | 295447.1025 | 371.4409 | 576.8606 | 40 | 2432 | 3689.5386 | 608 | 152 | 0.27601
3368 | 463.5487 | 152 | 800 | 3200 | 6 | 75.21% | 100 | 149.7842 | 149.7335 | 149.7335 | 1 | 149.7842 | 100 | 208.0541 | 197.6218 | 197.6218 | 197.6218 | 10.4324 | 208.0541 | 56.7746 | 51.2 | 51.2 | 51.2 | 5.5746 | 56.7746 | 197.4714 | 136.8549 | 136.8549 | 178.1831 | 19.2883 | 136.8549 | 41.3281 | 41.3281 | 197.4714 | 175.0494 | 143.396 | 143.396 | 143.396 | 31.6534 | 175.0494 | 2415.9526 | 2415.9526 | 768.3303 | 768.3303 | 305.3811 | 305.3811 | 583.5207 | 583.5207 | 758.7205 | 758.7205 | 373058753.2725 | 561445271.6585 | 383158160.2123 | 434337721.9827 | 1751.9999 | 5.615 | 4474369.7653 | 264176.7628 | 332.1274 | 648.9682 | 40 | 2432 | 3689.5386 | 608 | 152 | 0.29713
3369 | 515.0541 | 152 | 800 | 3200 | 6 | 77.67% | 100 | 153.1884 | 153.0202 | 153.0202 | 1 | 153.1884 | 100 | 218.6479 | 207.6826 | 207.6826 | 207.6826 | 10.9653 | 218.6479 | 56.766 | 51.1914 | 51.1914 | 51.1914 | 5.5746 | 56.766 | 213.148 | 151.7377 | 151.7377 | 193.0651 | 20.0829 | 151.7377 | 41.3274 | 41.3274 | 213.148 | 164.5881 | 134.7735 | 134.7735 | 134.7735 | 29.8146 | 164.5881 | 2500.902 | 2500.902 | 853.5568 | 853.5568 | 305.3298 | 305.3298 | 583.4226 | 583.4226 | 758.5929 | 758.5929 | 393480660.7778 | 561445271.6585 | 405851040.2003 | 391223027.3633 | 1752 | 8.2004 | 4028481.813 | 237850.5444 | 299.0296 | 721.0758 | 40 | 2432 | 3689.5386 | 608 | 152 | 0.31456
3370 | 566.5595 | 152 | 800 | 3200 | 6 | 79.87% | 100 | 156.7836 | 156.4738 | 156.4738 | 1 | 156.7836 | 100 | 229.6554 | 218.1364 | 218.1364 | 218.1364 | 11.5191 | 229.6554 | 56.758 | 51.1834 | 51.1834 | 51.1834 | 5.5746 | 56.758 | 229.5781 | 167.3803 | 167.3803 | 208.6538 | 20.9242 | 167.3803 | 41.2735 | 41.2735 | 229.5781 | 156.6383 | 128.2226 | 128.2226 | 128.2226 | 28.4157 | 156.6383 | 2585.854 | 2585.854 | 938.7659 | 938.7659 | 305.2821 | 305.2821 | 583.3315 | 583.3315 | 758.4745 | 758.4745 | 411778815.5883 | 561445271.6585 | 426127449.4646 | 352648463.2886 | 1752 | 10.9034 | 3609543.7857 | 213115.5096 | 267.9323 | 793.1834 | 40 | 2432 | 3689.5386 | 608 | 152 | 0.32971
3371 | 618.065 | 152 | 800 | 3200 | 6 | 81.67% | 100 | 160.509 | 160.1511 | 160.1511 | 1 | 160.509 | 100 | 241.1671 | 229.0689 | 229.0689 | 229.0689 | 12.0982 | 241.1671 | 56.7506 | 51.176 | 51.176 | 51.176 | 5.5746 | 56.7506 | 247.0665 | 184.0518 | 184.0518 | 225.2591 | 21.8074 | 184.0518 | 41.2073 | 41.2073 | 247.0665 | 150.0758 | 122.8061 | 122.8061 | 122.8061 | 27.2696 | 150.0758 | 2670.8082 | 2670.8082 | 1023.9594 | 1023.9594 | 305.2378 | 305.2378 | 583.2467 | 583.2467 | 758.3643 | 758.3643 | 426980975.7458 | 561445271.6585 | 442360656.7383 | 321213095.8574 | 1752 | 13.7282 | 3301108.5011 | 194904.803 | 245.0375 | 865.2909 | 40 | 2432 | 3689.5386 | 608 | 152 | 0.34266
3372 | 669.5704 | 152 | 800 | 3200 | 6 | 83.29% | 100 | 164.4848 | 164.036 | 164.036 | 1 | 164.4848 | 100 | 252.8293 | 240.1444 | 240.1444 | 240.1444 | 12.6848 | 252.8293 | 56.7437 | 51.1691 | 51.1691 | 51.1691 | 5.5746 | 56.7437 | 265.2483 | 201.2252 | 201.2252 | 242.5183 | 22.73 | 201.2252 | 41.2931 | 41.2931 | 265.2483 | 145.2952 | 118.904 | 118.904 | 118.904 | 26.3912 | 145.2952 | 2755.7643 | 2755.7643 | 1109.1389 | 1109.1389 | 305.1964 | 305.1964 | 583.1676 | 583.1676 | 758.2614 | 758.2614 | 441118307.9929 | 561445271.6585 | 456693368.4311 | 292743074.344 | 1752 | 16.5544 | 3005678.4244 | 177461.9528 | 223.1081 | 937.3985 | 40 | 2432 | 3689.5386 | 608 | 152 | 0.35365
3373 | 721.0758 | 152 | 800 | 3200 | 6 | 84.77% | 100 | 168.4404 | 167.8565 | 167.8565 | 1 | 168.4404 | 100 | 264.3281 | 251.0647 | 251.0647 | 251.0647 | 13.2633 | 264.3281 | 56.7372 | 51.1626 | 51.1626 | 51.1626 | 5.5746 | 56.7372 | 284.8783 | 219.9129 | 219.9129 | 261.1406 | 23.7377 | 219.9129 | 41.2277 | 41.2277 | 284.8783 | 141.0256 | 115.3705 | 115.3705 | 115.3705 | 25.6552 | 141.0256 | 2840.7223 | 2840.7223 | 1194.3058 | 1194.3058 | 305.1577 | 305.1577 | 583.0936 | 583.0936 | 758.1652 | 758.1652 | 453825517.1488 | 561445271.6585 | 469975945.9865 | 266753265.2061 | 1752 | 19.295 | 2726246.8261 | 160963.6885 | 202.3662 | 1009.5061 | 40 | 2432 | 3689.5386 | 608 | 152 | 0.36383
3374 | 772.5812 | 152 | 800 | 3200 | 6 | 86% | 100 | 172.4683 | 171.9282 | 171.9282 | 1 | 172.4683 | 100 | 276.0897 | 262.2347 | 262.2347 | 262.2347 | 13.8551 | 276.0897 | 56.7311 | 51.1565 | 51.1565 | 51.1565 | 5.5746 | 56.7311 | 305.8584 | 239.9964 | 239.9964 | 281.0495 | 24.8089 | 239.9964 | 41.0531 | 41.0531 | 305.8584 | 137.327 | 112.313 | 112.313 | 112.313 | 25.0139 | 137.327 | 2925.6819 | 2925.6819 | 1279.4612 | 1279.4612 | 305.1214 | 305.1214 | 583.0243 | 583.0243 | 758.0751 | 758.0751 | 465130951.2882 | 561445271.6585 | 480195619.8658 | 245228157.1874 | 1752 | 22.0384 | 2502302.5076 | 147741.5168 | 185.7431 | 1081.6137 | 40 | 2432 | 3689.5386 | 608 | 152 | 0.37166
3375 | 824.0866 | 152 | 800 | 3200 | 5 | 87.16% | 100 | 170.4874 | 170.1115 | 170.1115 | 1 | 170.4874 | 100 | 287.8962 | 273.4489 | 273.4489 | 273.4489 | 14.4473 | 287.8962 | 56.7319 | 51.1573 | 51.1573 | 51.1573 | 5.5746 | 56.7319 | 281.6038 | 217.0081 | 217.0081 | 258.0431 | 23.5607 | 217.0081 | 41.035 | 41.035 | 281.6038 | 134.4665 | 109.9426 | 109.9426 | 109.9426 | 24.524 | 134.4665 | 2913.8555 | 2913.8555 | 1364.7806 | 1364.7806 | 305.1263 | 305.1263 | 485.8614 | 485.8614 | 758.0873 | 758.0873 | 475684141.1118 | 561445271.6585 | 489845497.544 | 225025108.0529 | 1752 | 24.656 | 2298439.6498 | 135704.9994 | 170.6106 | 1153.7213 | 40 | 2432 | 3689.5386 | 608 | 152 | 0.37904
3376 | 875.592 | 152 | 800 | 3200 | 5 | 88.15% | 100 | 174.7686 | 174.3578 | 174.3578 | 1 | 174.7686 | 100 | 299.7425 | 284.699 | 284.699 | 284.699 | 15.0434 | 299.7425 | 56.7261 | 51.1515 | 51.1515 | 51.1515 | 5.5746 | 56.7261 | 301.0849 | 235.3386 | 235.3386 | 276.5324 | 24.5525 | 235.3386 | 41.1938 | 41.1938 | 301.0849 | 132.0899 | 108.0026 | 108.0026 | 108.0026 | 24.0874 | 132.0899 | 2998.8164 | 2998.8164 | 1449.916 | 1449.916 | 305.0919 | 305.0919 | 485.8067 | 485.8067 | 758.0019 | 758.0019 | 484875790.5919 | 561445271.6585 | 498126068.8913 | 207552868.8582 | 1752 | 27.188 | 2133590.197 | 125971.9203 | 158.374 | 1225.8288 | 40 | 2432 | 3689.5386 | 608 | 152 | 0.38537
3377 | 927.0974 | 152 | 800 | 3200 | 5 | 89.11% | 100 | 179.0448 | 178.5238 | 178.5238 | 1 | 179.0448 | 100 | 311.7485 | 296.101 | 296.101 | 296.101 | 15.6476 | 311.7485 | 56.7207 | 51.1461 | 51.1461 | 51.1461 | 5.5746 | 56.7207 | 321.8456 | 254.9188 | 254.9188 | 296.238 | 25.6076 | 254.9188 | 41.3192 | 41.3192 | 321.8456 | 129.8072 | 106.1088 | 106.1088 | 106.1088 | 23.6984 | 129.8072 | 3083.7786 | 3083.7786 | 1535.0424 | 1535.0424 | 305.0596 | 305.0596 | 485.7552 | 485.7552 | 757.9215 | 757.9215 | 493283229.1625 | 561445271.6585 | 506492744.9179 | 190778754.2611 | 1752 | 29.5798 | 1959840.1136 | 115713.3281 | 145.4767 | 1297.9364 | 40 | 2432 | 3689.5386 | 608 | 152 | 0.39172
3378 | 978.6028 | 152 | 800 | 3200 | 5 | 89.88% | 100 | 183.3533 | 182.8573 | 182.8573 | 1 | 183.3533 | 100 | 323.981 | 307.7179 | 307.7179 | 307.7179 | 16.2631 | 323.981 | 56.7156 | 51.141 | 51.141 | 51.141 | 5.5746 | 56.7156 | 343.0587 | 275.169 | 275.169 | 316.3675 | 26.6912 | 275.169 | 41.1986 | 41.1986 | 343.0587 | 127.844 | 104.4789 | 104.4789 | 104.4789 | 23.3651 | 127.844 | 3168.7421 | 3168.7421 | 1620.1606 | 1620.1606 | 305.0291 | 305.0291 | 485.7066 | 485.7066 | 757.8458 | 757.8458 | 500516181.4377 | 561445271.6585 | 512781458.7806 | 177257048.4615 | 1752 | 31.9089 | 1806806.5118 | 106677.8832 | 134.1172 | 1370.044 | 40 | 2432 | 3689.5386 | 608 | 152 | 0.39656
3379 | 1030.1083 | 152 | 800 | 3200 | 5 | 90.62% | 100 | 187.715 | 187.1396 | 187.1396 | 1 | 187.715 | 100 | 336.3835 | 319.4963 | 319.4963 | 319.4963 | 16.8872 | 336.3835 | 56.7108 | 51.1362 | 51.1362 | 51.1362 | 5.5746 | 56.7108 | 365.0767 | 296.1885 | 296.1885 | 337.2562 | 27.8205 | 296.1885 | 41.0677 | 41.0677 | 365.0767 | 126.1368 | 103.0615 | 103.0615 | 103.0615 | 23.0753 | 126.1368 | 3253.7067 | 3253.7067 | 1705.2713 | 1705.2713 | 305.0003 | 305.0003 | 485.6608 | 485.6608 | 757.7743 | 757.7743 | 507038918.5029 | 561445271.6585 | 519238150.3767 | 164277659.4618 | 1752 | 34.1037 | 1676706.6415 | 98996.4969 | 124.46 | 1442.1516 | 40 | 2432 | 3689.5386 | 608 | 152 | 0.40153
3380 | 20.6022 | 201.4 | 800 | 3200 | 7 | 51.88% | 100 | 135.4343 | 135.296 | 135.296 | 1 | 135.4343 | 100 | 131.2783 | 124.7047 | 124.7047 | 124.7047 | 6.5736 | 131.2783 | 56.849 | 51.2744 | 51.2744 | 51.2744 | 5.5746 | 56.849 | 149.4467 | 85.1027 | 85.1027 | 131.3275 | 18.1192 | 85.1027 | 46.2249 | 46.2249 | 149.4467 | 471.3808 | 385.8962 | 385.8962 | 385.8962 | 85.4846 | 471.3808 | 1881.0021 | 1881.0021 | 34.1976 | 34.1976 | 405.218 | 405.218 | 681.7634 | 681.7634 | 759.823 | 759.823 | 26638255.4359 | 743914984.9475 | 138465371.1049 | 842981388.5117 | 1752 | 0 | 9726896.588 | 574297.6526 | 722.0164 | 28.843 | 53 | 2432 | 3689.5386 | 608 | 152 | 0.10718
3381 | 51.5054 | 201.4 | 800 | 3200 | 7 | 53.96% | 100 | 136.7385 | 136.6423 | 136.6423 | 1 | 136.7385 | 100 | 137.6567 | 130.7626 | 130.7626 | 130.7626 | 6.8941 | 137.6567 | 56.84 | 51.2654 | 51.2654 | 51.2654 | 5.5746 | 56.84 | 152.4794 | 88.7742 | 88.7742 | 134.4021 | 18.0773 | 88.7742 | 45.6279 | 45.6279 | 152.4794 | 473.7305 | 387.809 | 387.809 | 387.809 | 85.9215 | 473.7305 | 1931.9561 | 1931.9561 | 85.4789 | 85.4789 | 405.1462 | 405.1462 | 681.6426 | 681.6426 | 759.6884 | 759.6884 | 63435840.3281 | 743914984.9475 | 138026628.8346 | 806622545.8898 | 1752 | 6.938e-05 | 9177990.7982 | 541889.0314 | 681.2718 | 72.1076 | 53 | 2432 | 3689.5386 | 608 | 152 | 0.10687
3382 | 154.5162 | 201.4 | 800 | 3200 | 7 | 62% | 100 | 141.0039 | 141.2605 | 141.2605 | 1 | 141.0039 | 100 | 159.3268 | 151.3434 | 151.3434 | 151.3434 | 7.9834 | 159.3268 | 56.8132 | 51.2386 | 51.2386 | 51.2386 | 5.5746 | 56.8132 | 169.2215 | 106.6052 | 106.6052 | 150.7004 | 18.5211 | 106.6052 | 44.0951 | 44.0951 | 169.2215 | 372.3049 | 304.7455 | 304.7455 | 304.7455 | 67.5594 | 372.3049 | 2101.8169 | 2101.8169 | 256.303 | 256.303 | 404.9348 | 404.9348 | 681.287 | 681.287 | 759.2921 | 759.2921 | 163743190.233 | 743914984.9475 | 178521628.8088 | 665820200.0564 | 1752 | 0.034447 | 7319143.2408 | 432138.5289 | 543.2917 | 216.3227 | 53 | 2432 | 3689.5386 | 608 | 152 | 0.1397
3383 | 206.0217 | 201.4 | 800 | 3200 | 6 | 66.23% | 100 | 137.1905 | 137.5448 | 137.5448 | 1 | 137.1905 | 100 | 168.6396 | 160.1898 | 160.1898 | 160.1898 | 8.4497 | 168.6396 | 56.8149 | 51.2403 | 51.2403 | 51.2403 | 5.5746 | 56.8149 | 164.2037 | 102.2858 | 102.2858 | 146.0618 | 18.1418 | 102.2858 | 43.776 | 43.776 | 164.2037 | 317.6385 | 260.0001 | 260.0001 | 260.0001 | 57.6383 | 317.6385 | 2089.9941 | 2089.9941 | 341.7488 | 341.7488 | 404.9483 | 404.9483 | 583.9797 | 583.9797 | 759.3173 | 759.3173 | 206112202.5221 | 743914984.9475 | 210301322.9792 | 591671489.5512 | 1752 | 0.41846 | 6453613.7482 | 381035.7386 | 479.0444 | 288.4303 | 53 | 2432 | 3689.5386 | 608 | 152 | 0.16421
3384 | 257.5271 | 201.4 | 800 | 3200 | 6 | 70.27% | 100 | 139.9129 | 140.2171 | 140.2171 | 1 | 139.9129 | 100 | 176.911 | 168.0449 | 168.0449 | 168.0449 | 8.8661 | 176.911 | 56.8031 | 51.2285 | 51.2285 | 51.2285 | 5.5746 | 56.8031 | 177.7223 | 115.4724 | 115.4724 | 158.9502 | 18.7721 | 115.4724 | 43.4778 | 43.4778 | 177.7223 | 278.7048 | 228.4492 | 228.4492 | 228.4492 | 50.2556 | 278.7048 | 2174.9308 | 2174.9308 | 427.0877 | 427.0877 | 404.8552 | 404.8552 | 583.8454 | 583.8454 | 759.1426 | 759.1426 | 245152765.0415 | 743914984.9475 | 242055364.163 | 520876885.848 | 1752 | 1.2514 | 5653786.2986 | 333812.1435 | 419.6741 | 360.5379 | 53 | 2432 | 3689.5386 | 608 | 152 | 0.1886
3385 | 309.0325 | 201.4 | 800 | 3200 | 6 | 74% | 100 | 142.5775 | 142.7199 | 142.7199 | 1 | 142.5775 | 100 | 186.3725 | 177.0304 | 177.0304 | 177.0304 | 9.3422 | 186.3725 | 56.7923 | 51.2177 | 51.2177 | 51.2177 | 5.5746 | 56.7923 | 194.397 | 131.402 | 131.402 | 174.8258 | 19.5711 | 131.402 | 43.4238 | 43.4238 | 194.397 | 245.7356 | 201.3633 | 201.3633 | 201.3633 | 44.3723 | 245.7356 | 2259.8715 | 2259.8715 | 512.3971 | 512.3971 | 404.7697 | 404.7697 | 583.7222 | 583.7222 | 758.9825 | 758.9825 | 278589224.0784 | 743914984.9475 | 273935785.2585 | 455560005.7156 | 1752 | 2.4926 | 4931461.4495 | 291164.4746 | 366.0568 | 432.6455 | 53 | 2432 | 3689.5386 | 608 | 152 | 0.21311
3386 | 360.5379 | 201.4 | 800 | 3200 | 6 | 77.32% | 100 | 145.4871 | 145.4555 | 145.4555 | 1 | 145.4871 | 100 | 195.9899 | 186.1639 | 186.1639 | 186.1639 | 9.8261 | 195.9899 | 56.7824 | 51.2078 | 51.2078 | 51.2078 | 5.5746 | 56.7824 | 213.5143 | 149.5946 | 149.5946 | 192.9828 | 20.5316 | 149.5946 | 43.3882 | 43.3882 | 213.5143 | 222.6834 | 182.3952 | 182.3952 | 182.3952 | 40.2882 | 222.6834 | 2344.8157 | 2344.8157 | 597.6805 | 597.6805 | 404.6912 | 404.6912 | 583.6089 | 583.6089 | 758.8351 | 758.8351 | 308826381.9307 | 743914984.9475 | 301912263.0307 | 397346370.0911 | 1752 | 4.2141 | 4286840.5233 | 253104.6184 | 318.2073 | 504.753 | 53 | 2432 | 3689.5386 | 608 | 152 | 0.23466
3387 | 412.0433 | 201.4 | 800 | 3200 | 6 | 79.95% | 100 | 148.6972 | 148.5123 | 148.5123 | 1 | 148.6972 | 100 | 207.2832 | 196.8892 | 196.8892 | 196.8892 | 10.394 | 207.2832 | 56.7732 | 51.1986 | 51.1986 | 51.1986 | 5.5746 | 56.7732 | 233.9785 | 169.0901 | 169.0901 | 212.4149 | 21.5636 | 169.0901 | 43.3248 | 43.3248 | 233.9785 | 206.1181 | 168.7532 | 168.7532 | 168.7532 | 37.3649 | 206.1181 | 2429.7628 | 2429.7628 | 682.941 | 682.941 | 404.6186 | 404.6186 | 583.5042 | 583.5042 | 758.6991 | 758.6991 | 332593019.8513 | 743914984.9475 | 324204362.5044 | 351287540.9863 | 1751.9999 | 6.6088 | 3786484.7398 | 223562.4979 | 281.0665 | 576.8606 | 53 | 2432 | 3689.5386 | 608 | 152 | 0.25183
3388 | 463.5487 | 201.4 | 800 | 3200 | 6 | 82.2% | 100 | 152.1455 | 151.8231 | 151.8231 | 1 | 152.1455 | 100 | 219.786 | 208.7633 | 208.7633 | 208.7633 | 11.0227 | 219.786 | 56.7647 | 51.1901 | 51.1901 | 51.1901 | 5.5746 | 56.7647 | 255.7706 | 189.9035 | 189.9035 | 233.1097 | 22.6609 | 189.9035 | 43.2061 | 43.2061 | 255.7706 | 193.5841 | 158.4269 | 158.4269 | 158.4269 | 35.1572 | 193.5841 | 2514.7128 | 2514.7128 | 768.181 | 768.181 | 404.5514 | 404.5514 | 583.4073 | 583.4073 | 758.5731 | 758.5731 | 352189129.2633 | 743914984.9475 | 344110937.7593 | 311784948.0299 | 1752 | 9.2139 | 3347287.7296 | 197631.3275 | 248.4654 | 648.9682 | 53 | 2432 | 3689.5386 | 608 | 152 | 0.26711
3389 | 515.0541 | 201.4 | 800 | 3200 | 6 | 83.98% | 100 | 155.813 | 155.4197 | 155.4197 | 1 | 155.813 | 100 | 233.2412 | 221.542 | 221.542 | 221.542 | 11.6992 | 233.2412 | 56.7568 | 51.1822 | 51.1822 | 51.1822 | 5.5746 | 56.7568 | 277.8872 | 211.1074 | 211.1074 | 254.1207 | 23.7664 | 211.1074 | 43.0133 | 43.0133 | 277.8872 | 184.3306 | 150.788 | 150.788 | 150.788 | 33.5427 | 184.3306 | 2599.6651 | 2599.6651 | 853.4028 | 853.4028 | 404.489 | 404.489 | 583.3173 | 583.3173 | 758.456 | 758.456 | 367912263.6335 | 743914984.9475 | 359515271.6733 | 280657479.7457 | 1752 | 12.1068 | 3000094.7566 | 177132.2806 | 222.6936 | 721.0758 | 53 | 2432 | 3689.5386 | 608 | 152 | 0.27892
3390 | 566.5595 | 201.4 | 800 | 3200 | 6 | 85.48% | 100 | 159.6863 | 159.236 | 159.236 | 1 | 159.6863 | 100 | 246.7273 | 234.3499 | 234.3499 | 234.3499 | 12.3774 | 246.7273 | 56.7494 | 51.1748 | 51.1748 | 51.1748 | 5.5746 | 56.7494 | 300.5565 | 232.6975 | 232.6975 | 275.6425 | 24.914 | 232.6975 | 42.945 | 42.945 | 300.5565 | 177.6619 | 145.2709 | 145.2709 | 145.2709 | 32.3909 | 177.6619 | 2684.6196 | 2684.6196 | 938.6082 | 938.6082 | 404.4309 | 404.4309 | 583.2335 | 583.2335 | 758.3471 | 758.3471 | 382427434.5521 | 743914984.9475 | 371342444.6862 | 254315135.8142 | 1752 | 15.0817 | 2724480.0631 | 160859.3749 | 202.235 | 793.1834 | 53 | 2432 | 3689.5386 | 608 | 152 | 0.28798
3391 | 618.065 | 201.4 | 800 | 3200 | 6 | 86.84% | 100 | 163.6786 | 163.1642 | 163.1642 | 1 | 163.6786 | 100 | 260.0678 | 247.0195 | 247.0195 | 247.0195 | 13.0483 | 260.0678 | 56.7426 | 51.168 | 51.168 | 51.168 | 5.5746 | 56.7426 | 325.642 | 256.3785 | 256.3785 | 299.4606 | 26.1814 | 256.3785 | 43.0821 | 43.0821 | 325.642 | 172.0658 | 140.6391 | 140.6391 | 140.6391 | 31.4267 | 172.0658 | 2769.5761 | 2769.5761 | 1023.7989 | 1023.7989 | 404.3766 | 404.3766 | 583.1553 | 583.1553 | 758.2453 | 758.2453 | 395259932.9786 | 743914984.9475 | 382246603.8812 | 230578478.1927 | 1752 | 17.9725 | 2466959.0769 | 145654.7619 | 183.1196 | 865.2909 | 53 | 2432 | 3689.5386 | 608 | 152 | 0.29633
3392 | 669.5704 | 201.4 | 800 | 3200 | 6 | 88.01% | 100 | 167.7445 | 167.1878 | 167.1878 | 1 | 167.7445 | 100 | 273.7047 | 259.9706 | 259.9706 | 259.9706 | 13.7341 | 273.7047 | 56.7362 | 51.1616 | 51.1616 | 51.1616 | 5.5746 | 56.7362 | 351.6567 | 281.1874 | 281.1874 | 324.1519 | 27.5048 | 281.1874 | 42.9645 | 42.9645 | 351.6567 | 167.4797 | 136.8415 | 136.8415 | 136.8415 | 30.6382 | 167.4797 | 2854.5343 | 2854.5343 | 1108.9762 | 1108.9762 | 404.3259 | 404.3259 | 583.0821 | 583.0821 | 758.1502 | 758.1502 | 406467057.7067 | 743914984.9475 | 391519133.7944 | 210098823.5513 | 1752 | 20.8133 | 2246544.8884 | 132641.017 | 166.7585 | 937.3985 | 53 | 2432 | 3689.5386 | 608 | 152 | 0.30342
3393 | 721.0758 | 201.4 | 800 | 3200 | 6 | 89.11% | 100 | 171.8991 | 171.1844 | 171.1844 | 1 | 171.8991 | 100 | 287.4364 | 273.0117 | 273.0117 | 273.0117 | 14.4247 | 287.4364 | 56.7301 | 51.1555 | 51.1555 | 51.1555 | 5.5746 | 56.7301 | 379.6477 | 307.8087 | 307.8087 | 350.709 | 28.9386 | 307.8087 | 42.9003 | 42.9003 | 379.6477 | 163.5728 | 133.607 | 133.607 | 133.607 | 29.9657 | 163.5728 | 2939.4941 | 2939.4941 | 1194.1415 | 1194.1415 | 404.2783 | 404.2783 | 583.0134 | 583.0134 | 758.0609 | 758.0609 | 416607621.7801 | 743914984.9475 | 400733621.9502 | 190743771.3222 | 1752 | 23.5089 | 2034849.5511 | 120142.0525 | 151.0446 | 1009.5061 | 53 | 2432 | 3689.5386 | 608 | 152 | 0.31047
3394 | 772.5812 | 201.4 | 800 | 3200 | 5 | 90.08% | 100 | 170.0063 | 169.4619 | 169.4619 | 1 | 170.0063 | 100 | 301.2245 | 286.1081 | 286.1081 | 286.1081 | 15.1165 | 301.2245 | 56.7309 | 51.1563 | 51.1563 | 51.1563 | 5.5746 | 56.7309 | 350.8922 | 280.4672 | 280.4672 | 323.4462 | 27.446 | 280.4672 | 42.979 | 42.979 | 350.8922 | 160.2576 | 130.8695 | 130.8695 | 130.8695 | 29.3881 | 160.2576 | 2927.6677 | 2927.6677 | 1279.4577 | 1279.4577 | 404.2847 | 404.2847 | 485.8523 | 485.8523 | 758.073 | 758.073 | 425661062.4124 | 743914984.9475 | 408599840.7026 | 173824111.9374 | 1752 | 26.1117 | 1860476.4328 | 109846.675 | 138.101 | 1081.6137 | 53 | 2432 | 3689.5386 | 608 | 152 | 0.31648
3395 | 824.0866 | 201.4 | 800 | 3200 | 5 | 90.93% | 100 | 174.2944 | 173.6959 | 173.6959 | 1 | 174.2944 | 100 | 315.0917 | 299.2777 | 299.2777 | 299.2777 | 15.814 | 315.0917 | 56.7252 | 51.1506 | 51.1506 | 51.1506 | 5.5746 | 56.7252 | 378.2979 | 306.3979 | 306.3979 | 349.4608 | 28.8371 | 306.3979 | 43.0629 | 43.0629 | 378.2979 | 157.2799 | 128.4046 | 128.4046 | 128.4046 | 28.8752 | 157.2799 | 3012.6288 | 3012.6288 | 1364.6027 | 1364.6027 | 404.2396 | 404.2396 | 485.7981 | 485.7981 | 757.9885 | 757.9885 | 433651826.9505 | 743914984.9475 | 415488678.6455 | 158944509.4565 | 1752 | 28.6166 | 1702066.1458 | 100493.7786 | 126.3424 | 1153.7213 | 53 | 2432 | 3689.5386 | 608 | 152 | 0.32167
3396 | 875.592 | 201.4 | 800 | 3200 | 5 | 91.62% | 100 | 178.6332 | 178.0713 | 178.0713 | 1 | 178.6332 | 100 | 329.213 | 312.6886 | 312.6886 | 312.6886 | 16.5244 | 329.213 | 56.7199 | 51.1453 | 51.1453 | 51.1453 | 5.5746 | 56.7199 | 405.9701 | 332.7813 | 332.7813 | 375.7217 | 30.2484 | 332.7813 | 42.9405 | 42.9405 | 405.9701 | 154.8385 | 126.3795 | 126.3795 | 126.3795 | 28.4591 | 154.8385 | 3097.5913 | 3097.5913 | 1449.7381 | 1449.7381 | 404.1972 | 404.1972 | 485.7471 | 485.7471 | 757.9089 | 757.9089 | 440512954.2147 | 743914984.9475 | 420710711.5812 | 146861349.2565 | 1752 | 31.0388 | 1563382.2376 | 92305.5716 | 116.0481 | 1225.8288 | 53 | 2432 | 3689.5386 | 608 | 152 | 0.32569
3397 | 927.0974 | 201.4 | 800 | 3200 | 5 | 92.31% | 100 | 183.0074 | 182.3693 | 182.3693 | 1 | 183.0074 | 100 | 343.3286 | 326.094 | 326.094 | 326.094 | 17.2345 | 343.3286 | 56.7148 | 51.1402 | 51.1402 | 51.1402 | 5.5746 | 56.7148 | 436.2797 | 361.6855 | 361.6855 | 404.4819 | 31.7978 | 361.6855 | 42.7964 | 42.7964 | 436.2797 | 152.6198 | 124.5407 | 124.5407 | 124.5407 | 28.079 | 152.6198 | 3182.5549 | 3182.5549 | 1534.8649 | 1534.8649 | 404.1572 | 404.1572 | 485.699 | 485.699 | 757.8339 | 757.8339 | 447031568.8825 | 743914984.9475 | 426337790.88 | 134715655.29 | 1752 | 33.3011 | 1433347.4998 | 84628.0308 | 106.3958 | 1297.9364 | 53 | 2432 | 3689.5386 | 608 | 152 | 0.33003
3398 | 978.6028 | 201.4 | 800 | 3200 | 5 | 92.88% | 100 | 187.4576 | 186.8067 | 186.8067 | 1 | 187.4576 | 100 | 357.5042 | 339.5564 | 339.5564 | 339.5564 | 17.9477 | 357.5042 | 56.71 | 51.1354 | 51.1354 | 51.1354 | 5.5746 | 56.71 | 466.6955 | 390.4761 | 390.4761 | 433.3459 | 33.3496 | 390.4761 | 42.8698 | 42.8698 | 466.6955 | 150.8961 | 123.1058 | 123.1058 | 123.1058 | 27.7903 | 150.8961 | 3267.5197 | 3267.5197 | 1619.9837 | 1619.9837 | 404.1194 | 404.1194 | 485.6536 | 485.6536 | 757.763 | 757.763 | 453043305.3999 | 743914984.9475 | 430344262.1414 | 124697447.5112 | 1752 | 35.4834 | 1332636.7347 | 78681.8428 | 98.9201 | 1370.044 | 53 | 2432 | 3689.5386 | 608 | 152 | 0.33312
3399 | 1030.1083 | 201.4 | 800 | 3200 | 5 | 93.47% | 100 | 191.9229 | 191.1115 | 191.1115 | 1 | 191.9229 | 100 | 371.5401 | 352.8861 | 352.8861 | 352.8861 | 18.6539 | 371.5401 | 56.7055 | 51.1309 | 51.1309 | 51.1309 | 5.5746 | 56.7055 | 500.9786 | 422.8747 | 422.8747 | 465.8636 | 35.1149 | 422.8747 | 42.989 | 42.989 | 500.9786 | 149.24 | 121.726 | 121.726 | 121.726 | 27.514 | 149.24 | 3352.4856 | 3352.4856 | 1705.0953 | 1705.0953 | 404.0837 | 404.0837 | 485.6107 | 485.6107 | 757.696 | 757.696 | 458699561.566 | 743914984.9475 | 435017155.2538 | 114368298.2326 | 1752 | 37.5178 | 1220477.868 | 72059.7334 | 90.5947 | 1442.1516 | 53 | 2432 | 3689.5386 | 608 | 152 | 0.33672
3400 | 20.6022 | 250.8 | 800 | 3200 | 7 | 62.78% | 100 | 136.2399 | 136.1847 | 136.1847 | 1 | 136.2399 | 100 | 129.9558 | 123.4464 | 123.4464 | 123.4464 | 6.5094 | 129.9558 | 58.4691 | 52.7339 | 52.7339 | 52.7339 | 5.7352 | 58.4691 | 179.5311 | 109.9301 | 109.9301 | 159.2464 | 20.2847 | 109.9301 | 49.3163 | 49.3163 | 179.5311 | 378.6775 | 309.9155 | 309.9155 | 309.9155 | 68.762 | 378.6775 | 1979.7335 | 1979.7335 | 34.1862 | 34.1862 | 504.4425 | 504.4425 | 681.5356 | 681.5356 | 759.5692 | 759.5692 | 26798757.1845 | 900451364.6942 | 172718003.4109 | 652031874.7104 | 1752 | 0.032409 | 8045990.9932 | 475053.2401 | 597.2447 | 28.843 | 66 | 2432 | 3689.5386 | 608 | 152 | 0.13541
3401 | 51.5054 | 250.8 | 800 | 3200 | 7 | 64.76% | 100 | 137.4855 | 137.4175 | 137.4175 | 1 | 137.4855 | 100 | 134.7798 | 128.0277 | 128.0277 | 128.0277 | 6.7521 | 134.7798 | 58.4596 | 52.7245 | 52.7245 | 52.7245 | 5.7351 | 58.4596 | 184.6435 | 115.8117 | 115.8117 | 164.3105 | 20.333 | 115.8117 | 48.4988 | 48.4988 | 184.6435 | 386.0672 | 315.8673 | 315.8673 | 315.8673 | 70.1999 | 386.0672 | 2030.6914 | 2030.6914 | 85.452 | 85.452 | 504.3627 | 504.3627 | 681.4278 | 681.4278 | 759.449 | 759.449 | 64733229.1119 | 900510318.1536 | 169383299.9569 | 617373168.9277 | 1752 | 0.12784 | 7486254.7067 | 442005.1623 | 555.6961 | 72.1076 | 66 | 2432 | 3689.5386 | 608 | 152 | 0.13284
3402 | 154.5162 | 250.8 | 800 | 3200 | 6 | 71.73% | 100 | 135.8725 | 135.9299 | 135.9299 | 1 | 135.8725 | 100 | 158.0725 | 150.152 | 150.152 | 150.152 | 7.9206 | 158.0725 | 58.451 | 52.7157 | 52.7157 | 52.7157 | 5.7353 | 58.451 | 189.2495 | 122.6137 | 122.6137 | 169.1543 | 20.0952 | 122.6137 | 46.5406 | 46.5406 | 189.2495 | 343.5478 | 280.8254 | 280.8254 | 280.8254 | 62.7225 | 343.5478 | 2103.8022 | 2103.8022 | 256.3016 | 256.3016 | 504.2557 | 504.2557 | 583.957 | 583.957 | 759.2878 | 759.2878 | 165002110.1857 | 900474292.972 | 191246376.9511 | 495277219.8911 | 1752 | 1.2799 | 5743249.9922 | 339094.2793 | 426.3149 | 216.3227 | 66 | 2432 | 3689.5386 | 608 | 152 | 0.14959
3403 | 206.0217 | 250.8 | 800 | 3200 | 6 | 75.13% | 100 | 138.5456 | 138.6624 | 138.6624 | 1 | 138.5456 | 100 | 170.6274 | 162.0759 | 162.0759 | 162.0759 | 8.5515 | 170.6274 | 58.4367 | 52.7016 | 52.7016 | 52.7016 | 5.7351 | 58.4367 | 205.3806 | 138.3758 | 138.3758 | 184.6067 | 20.7739 | 138.3758 | 46.2308 | 46.2308 | 205.3806 | 311.1679 | 254.2667 | 254.2667 | 254.2667 | 56.9013 | 311.1679 | 2188.7396 | 2188.7396 | 341.658 | 341.658 | 504.1413 | 504.1413 | 583.8246 | 583.8246 | 759.1157 | 759.1157 | 203239680.6263 | 900440745.8859 | 212571057.1381 | 435748516.3497 | 1752 | 2.4073 | 5019609.4514 | 296368.929 | 372.5999 | 288.4303 | 66 | 2432 | 3689.5386 | 608 | 152 | 0.166
3404 | 257.5271 | 250.8 | 800 | 3200 | 6 | 78.26% | 100 | 141.6381 | 141.6246 | 141.6246 | 1 | 141.6381 | 100 | 183.2206 | 174.0361 | 174.0361 | 174.0361 | 9.1844 | 183.2206 | 58.4242 | 52.6892 | 52.6892 | 52.6892 | 5.7349 | 58.4242 | 225.1453 | 157.5364 | 157.5364 | 203.4391 | 21.7062 | 157.5364 | 45.9027 | 45.9027 | 225.1453 | 283.7113 | 232.1266 | 232.1266 | 232.1266 | 51.5847 | 283.7113 | 2273.6809 | 2273.6809 | 426.9836 | 426.9836 | 504.0364 | 504.0364 | 583.7031 | 583.7031 | 758.9577 | 758.9577 | 236423849.0711 | 900482355.8421 | 234150453.6549 | 380943341.432 | 1752 | 4.039 | 4356148.7525 | 257196.7308 | 323.352 | 360.5379 | 66 | 2432 | 3689.5386 | 608 | 152 | 0.18258
3405 | 309.0325 | 250.8 | 800 | 3200 | 6 | 81.1% | 100 | 144.6276 | 144.4797 | 144.4797 | 1 | 144.6276 | 100 | 195.5411 | 185.7372 | 185.7372 | 185.7372 | 9.8038 | 195.5411 | 58.4162 | 52.6811 | 52.6811 | 52.6811 | 5.7352 | 58.4162 | 248.8194 | 180.361 | 180.361 | 225.9803 | 22.839 | 180.361 | 45.6194 | 45.6194 | 248.8194 | 259.7058 | 212.382 | 212.382 | 212.382 | 47.3238 | 259.7058 | 2358.6256 | 2358.6256 | 512.2822 | 512.2822 | 503.9398 | 503.9398 | 583.5913 | 583.5913 | 758.8123 | 758.8123 | 265173731.7396 | 900474725.8605 | 255193651.9881 | 331157890.4118 | 1752 | 5.9658 | 3762352.9722 | 222137.7045 | 279.2752 | 432.6455 | 66 | 2432 | 3689.5386 | 608 | 152 | 0.19874
3406 | 360.5379 | 250.8 | 800 | 3200 | 6 | 83.51% | 100 | 147.9153 | 147.6295 | 147.6295 | 1 | 147.9153 | 100 | 208.9843 | 198.5047 | 198.5047 | 198.5047 | 10.4796 | 208.9843 | 58.4046 | 52.6697 | 52.6697 | 52.6697 | 5.7349 | 58.4046 | 275.3064 | 205.668 | 205.668 | 251.153 | 24.1534 | 205.668 | 45.485 | 45.485 | 275.3064 | 241.6279 | 197.4955 | 197.4955 | 197.4955 | 44.1324 | 241.6279 | 2443.5732 | 2443.5732 | 597.5567 | 597.5567 | 503.8506 | 503.8506 | 583.4879 | 583.4879 | 758.6779 | 758.6779 | 288670077.8891 | 900491190.9555 | 273957790.3981 | 288880940.7572 | 1752 | 8.315 | 3265682.8836 | 192813.1956 | 242.4079 | 504.753 | 66 | 2432 | 3689.5386 | 608 | 152 | 0.21315
3407 | 412.0433 | 250.8 | 800 | 3200 | 6 | 85.46% | 100 | 151.4259 | 151.0204 | 151.0204 | 1 | 151.4259 | 100 | 223.5836 | 212.3702 | 212.3702 | 212.3702 | 11.2134 | 223.5836 | 58.396 | 52.6611 | 52.6611 | 52.6611 | 5.7349 | 58.396 | 303.4951 | 232.6984 | 232.6984 | 277.9362 | 25.559 | 232.6984 | 45.2378 | 45.2378 | 303.4951 | 227.9486 | 186.2069 | 186.2069 | 186.2069 | 41.7417 | 227.9486 | 2528.5235 | 2528.5235 | 682.8099 | 682.8099 | 503.768 | 503.768 | 583.3922 | 583.3922 | 758.5534 | 758.5534 | 307547722.3305 | 900487190.0334 | 289231339.7567 | 254733747.8794 | 1752 | 11.0065 | 2865054.4992 | 169159.2029 | 212.6697 | 576.8606 | 66 | 2432 | 3689.5386 | 608 | 152 | 0.22486
3408 | 463.5487 | 250.8 | 800 | 3200 | 6 | 87.04% | 100 | 155.1735 | 154.6916 | 154.6916 | 1 | 155.1735 | 100 | 239.0421 | 227.0516 | 227.0516 | 227.0516 | 11.9905 | 239.0421 | 58.3872 | 52.6524 | 52.6524 | 52.6524 | 5.7349 | 58.3872 | 333.1206 | 260.9905 | 260.9905 | 306.0793 | 27.0413 | 260.9905 | 45.0889 | 45.0889 | 333.1206 | 217.5997 | 177.6601 | 177.6601 | 177.6601 | 39.9397 | 217.5997 | 2613.4762 | 2613.4762 | 768.044 | 768.044 | 503.6911 | 503.6911 | 583.3033 | 583.3033 | 758.4378 | 758.4378 | 323122744.1879 | 900502078.1123 | 301337301.9133 | 227037875.7864 | 1752 | 13.9081 | 2545793.9894 | 150309.3509 | 188.9714 | 648.9682 | 66 | 2432 | 3689.5386 | 608 | 152 | 0.23413
3409 | 515.0541 | 250.8 | 800 | 3200 | 6 | 88.34% | 100 | 159.1224 | 158.5671 | 158.5671 | 1 | 159.1224 | 100 | 254.6449 | 241.8701 | 241.8701 | 241.8701 | 12.7748 | 254.6449 | 58.3797 | 52.6448 | 52.6448 | 52.6448 | 5.7349 | 58.3797 | 363.2407 | 289.5905 | 289.5905 | 334.6626 | 28.5781 | 289.5905 | 45.072 | 45.072 | 363.2407 | 210.2965 | 171.604 | 171.604 | 171.604 | 38.6925 | 210.2965 | 2698.4311 | 2698.4311 | 853.261 | 853.261 | 503.6196 | 503.6196 | 583.2204 | 583.2204 | 758.33 | 758.33 | 336664599.0872 | 900502078.1123 | 310569078.4111 | 204264244.3894 | 1752 | 16.8894 | 2293226.9292 | 135397.2287 | 170.2236 | 721.0758 | 66 | 2432 | 3689.5386 | 608 | 152 | 0.24119
3410 | 566.5595 | 250.8 | 800 | 3200 | 6 | 89.49% | 100 | 163.1716 | 162.55 | 162.55 | 1 | 163.1716 | 100 | 270.411 | 256.8435 | 256.8435 | 256.8435 | 13.5675 | 270.411 | 58.3727 | 52.6378 | 52.6378 | 52.6378 | 5.7349 | 58.3727 | 396.1798 | 320.9133 | 320.9133 | 365.9401 | 30.2397 | 320.9133 | 45.0268 | 45.0268 | 396.1798 | 204.038 | 166.4276 | 166.4276 | 166.4276 | 37.6104 | 204.038 | 2783.3878 | 2783.3878 | 938.4626 | 938.4626 | 503.5528 | 503.5528 | 583.143 | 583.143 | 758.2294 | 758.2294 | 348207030.9446 | 900502872.1781 | 319189060.353 | 184101036.5243 | 1752 | 19.762 | 2063567.8536 | 121837.6451 | 153.1763 | 793.1834 | 66 | 2432 | 3689.5386 | 608 | 152 | 0.24778
3411 | 618.065 | 250.8 | 800 | 3200 | 6 | 90.52% | 100 | 167.3296 | 166.6067 | 166.6067 | 1 | 167.3296 | 100 | 286.2456 | 271.8819 | 271.8819 | 271.8819 | 14.3636 | 286.2456 | 58.3648 | 52.6301 | 52.6301 | 52.6301 | 5.7347 | 58.3648 | 431.3154 | 354.2744 | 354.2744 | 399.2999 | 32.0155 | 354.2744 | 45.0255 | 45.0255 | 431.3154 | 198.9944 | 162.2596 | 162.2596 | 162.2596 | 36.7348 | 198.9944 | 2868.3463 | 2868.3463 | 1023.6502 | 1023.6502 | 503.4902 | 503.4902 | 583.0706 | 583.0706 | 758.1353 | 758.1353 | 358672622.2222 | 900528800.118 | 326635426.6007 | 166163151.059 | 1752 | 22.5546 | 1866991.7869 | 110231.356 | 138.5847 | 865.2909 | 66 | 2432 | 3689.5386 | 608 | 152 | 0.25346
3412 | 669.5704 | 250.8 | 800 | 3200 | 6 | 91.37% | 100 | 171.5837 | 170.8461 | 170.8461 | 1 | 171.5837 | 100 | 301.9594 | 286.8056 | 286.8056 | 286.8056 | 15.1538 | 301.9594 | 58.3585 | 52.6238 | 52.6238 | 52.6238 | 5.7347 | 58.3585 | 468.5491 | 389.4444 | 389.4444 | 434.6271 | 33.9219 | 389.4444 | 45.1828 | 45.1828 | 468.5491 | 195.0029 | 158.952 | 158.952 | 158.952 | 36.0509 | 195.0029 | 2953.3064 | 2953.3064 | 1108.8252 | 1108.8252 | 503.4316 | 503.4316 | 583.0027 | 583.0027 | 758.0469 | 758.0469 | 368022746.3502 | 900517488.0729 | 332240370.4767 | 151219353.2962 | 1752 | 25.2855 | 1704986.4859 | 100666.202 | 126.5592 | 937.3985 | 66 | 2432 | 3689.5386 | 608 | 152 | 0.25773
3413 | 721.0758 | 250.8 | 800 | 3200 | 6 | 92.25% | 100 | 175.8411 | 174.8908 | 174.8908 | 1 | 175.8411 | 100 | 317.4273 | 301.4955 | 301.4955 | 301.4955 | 15.9317 | 317.4273 | 58.3526 | 52.6179 | 52.6179 | 52.6179 | 5.7347 | 58.3526 | 511.8325 | 430.5766 | 430.5766 | 475.6868 | 36.1457 | 430.5766 | 45.1102 | 45.1102 | 511.8325 | 191.1514 | 155.766 | 155.766 | 155.766 | 35.3854 | 191.1514 | 3038.2679 | 3038.2679 | 1193.9887 | 1193.9887 | 503.3765 | 503.3765 | 582.9388 | 582.9388 | 757.9639 | 757.9639 | 376701623.3165 | 900528800.118 | 339020290.6341 | 135749299.297 | 1752 | 27.7869 | 1522187.672 | 89873.3526 | 112.9903 | 1009.5061 | 66 | 2432 | 3689.5386 | 608 | 152 | 0.26293
3414 | 772.5812 | 250.8 | 800 | 3200 | 5 | 92.94% | 100 | 174.0403 | 173.3962 | 173.3962 | 1 | 174.0403 | 100 | 333.3135 | 316.5846 | 316.5846 | 316.5846 | 16.7288 | 333.3135 | 58.3534 | 52.6187 | 52.6187 | 52.6187 | 5.7347 | 58.3534 | 474.0581 | 394.7895 | 394.7895 | 439.8743 | 34.1838 | 394.7895 | 45.0848 | 45.0848 | 474.0581 | 187.9229 | 153.0953 | 153.0953 | 153.0953 | 34.8276 | 187.9229 | 3026.4413 | 3026.4413 | 1279.2926 | 1279.2926 | 503.3839 | 503.3839 | 485.7896 | 485.7896 | 757.9752 | 757.9752 | 383934830.2909 | 900514657.4071 | 343805138.8975 | 123745373.4045 | 1752 | 30.2647 | 1388993.1611 | 82009.2518 | 103.1034 | 1081.6137 | 66 | 2432 | 3689.5386 | 608 | 152 | 0.26651
3415 | 824.0866 | 250.8 | 800 | 3200 | 5 | 93.56% | 100 | 178.4327 | 177.7566 | 177.7566 | 1 | 178.4327 | 100 | 349.3654 | 331.8292 | 331.8292 | 331.8292 | 17.5362 | 349.3654 | 58.3479 | 52.6132 | 52.6132 | 52.6132 | 5.7347 | 58.3479 | 513.7441 | 432.4685 | 432.4685 | 477.5209 | 36.2232 | 432.4685 | 45.0524 | 45.0524 | 513.7441 | 185.2 | 150.8369 | 150.8369 | 150.8369 | 34.3631 | 185.2 | 3111.404 | 3111.404 | 1364.4369 | 1364.4369 | 503.3316 | 503.3316 | 485.7391 | 485.7391 | 757.8964 | 757.8964 | 390494803.6066 | 900524956.2972 | 348097779.5 | 112882460.5963 | 1752 | 32.6005 | 1266696.5303 | 74788.5862 | 94.0254 | 1153.7213 | 66 | 2432 | 3689.5386 | 608 | 152 | 0.26982
3416 | 875.592 | 250.8 | 800 | 3200 | 5 | 94.17% | 100 | 182.8711 | 181.9862 | 181.9862 | 1 | 182.8711 | 100 | 365.3032 | 346.9653 | 346.9653 | 346.9653 | 18.3379 | 365.3032 | 58.3427 | 52.608 | 52.608 | 52.608 | 5.7347 | 58.3427 | 556.6978 | 473.1225 | 473.1225 | 518.2747 | 38.4231 | 473.1225 | 45.1523 | 45.1523 | 556.6978 | 182.8955 | 148.9205 | 148.9205 | 148.9205 | 33.975 | 182.8955 | 3196.3678 | 3196.3678 | 1449.5721 | 1449.5721 | 503.2822 | 503.2822 | 485.6914 | 485.6914 | 757.8221 | 757.8221 | 396756906.1095 | 900524956.2972 | 352529753.6846 | 102188383.9087 | 1752 | 34.7958 | 1147552.2164 | 67754.0404 | 85.1815 | 1225.8288 | 66 | 2432 | 3689.5386 | 608 | 152 | 0.27323
3417 | 927.0974 | 250.8 | 800 | 3200 | 5 | 94.66% | 100 | 187.328 | 186.4536 | 186.4536 | 1 | 187.328 | 100 | 381.1993 | 362.0617 | 362.0617 | 362.0617 | 19.1376 | 381.1993 | 58.3373 | 52.6027 | 52.6027 | 52.6027 | 5.7346 | 58.3373 | 604.0407 | 518.1579 | 518.1579 | 563.1768 | 40.8639 | 518.1579 | 45.0189 | 45.0189 | 604.0407 | 180.8307 | 147.2069 | 147.2069 | 147.2069 | 33.6239 | 180.8307 | 3281.3328 | 3281.3328 | 1534.6989 | 1534.6989 | 503.2356 | 503.2356 | 485.6465 | 485.6465 | 757.7519 | 757.7519 | 402255786.1758 | 900538445.7072 | 355725435.1563 | 93480332.9606 | 1752 | 36.9044 | 1043543.023 | 61613.1058 | 77.461 | 1297.9364 | 66 | 2432 | 3689.5386 | 608 | 152 | 0.27569
3418 | 978.6028 | 250.8 | 800 | 3200 | 5 | 95.14% | 100 | 191.8219 | 190.8711 | 190.8711 | 1 | 191.8219 | 100 | 397.2543 | 377.3091 | 377.3091 | 377.3091 | 19.9452 | 397.2543 | 58.3323 | 52.5977 | 52.5977 | 52.5977 | 5.7346 | 58.3323 | 655.8636 | 567.3743 | 567.3743 | 612.3447 | 43.5189 | 567.3743 | 44.9703 | 44.9703 | 655.8636 | 178.9353 | 145.6358 | 145.6358 | 145.6358 | 33.2995 | 178.9353 | 3366.2988 | 3366.2988 | 1619.8179 | 1619.8179 | 503.1915 | 503.1915 | 485.6039 | 485.6039 | 757.6855 | 757.6855 | 407153443.7299 | 900538445.7072 | 359117731.5847 | 85190379.6632 | 1752 | 38.8905 | 952016.6027 | 56209.182 | 70.6671 | 1370.044 | 66 | 2432 | 3689.5386 | 608 | 152 | 0.27831
3419 | 1030.1083 | 250.8 | 800 | 3200 | 5 | 95.5% | 100 | 196.3658 | 195.5298 | 195.5298 | 1 | 196.3658 | 100 | 413.5212 | 392.7576 | 392.7576 | 392.7576 | 20.7636 | 413.5212 | 58.3281 | 52.5935 | 52.5935 | 52.5935 | 5.7346 | 58.3281 | 708.4012 | 617.1214 | 617.1214 | 662.1964 | 46.2048 | 617.1214 | 45.075 | 45.075 | 708.4012 | 177.4084 | 144.3647 | 144.3647 | 144.3647 | 33.0436 | 177.4084 | 3451.2658 | 3451.2658 | 1704.9299 | 1704.9299 | 503.1497 | 503.1497 | 485.5636 | 485.5636 | 757.6225 | 757.6225 | 411397198.4013 | 900523583.9837 | 361269746.8828 | 78809470.7323 | 1752 | 40.8013 | 884465.1352 | 52220.7928 | 65.6528 | 1442.1516 | 66 | 2432 | 3689.5386 | 608 | 152 | 0.27996
3420 | 20.6022 | 300.2 | 800 | 3200 | 7 | 69.98% | 100 | 137.5888 | 137.5338 | 137.5338 | 1 | 137.5888 | 100 | 132.2977 | 125.6691 | 125.6691 | 125.6691 | 6.6286 | 132.2977 | 63.0636 | 56.8761 | 56.8761 | 56.8761 | 6.1875 | 63.0636 | 208.222 | 136.1909 | 136.1909 | 186.3259 | 21.8961 | 136.1909 | 50.1351 | 50.1351 | 208.222 | 323.7561 | 264.5336 | 264.5336 | 264.5336 | 59.2225 | 323.7561 | 2078.4722 | 2078.4722 | 34.176 | 34.176 | 603.622 | 603.622 | 681.332 | 681.332 | 759.3422 | 759.3422 | 26412475.9183 | 999043041.8605 | 200625949.4569 | 525918532.7643 | 1752 | 1.6128 | 6588615.6318 | 389006.5507 | 489.0654 | 28.843 | 79 | 2432 | 3689.5386 | 608 | 152 | 0.15689
3421 | 51.5054 | 300.2 | 800 | 3200 | 7 | 71.78% | 100 | 138.9954 | 138.898 | 138.898 | 1 | 138.9954 | 100 | 136.8502 | 129.9926 | 129.9926 | 129.9926 | 6.8576 | 136.8502 | 63.055 | 56.8676 | 56.8676 | 56.8676 | 6.1875 | 63.055 | 215.9076 | 144.4744 | 144.4744 | 193.8223 | 22.0854 | 144.4744 | 49.3479 | 49.3479 | 215.9076 | 333.1269 | 272.0776 | 272.0776 | 272.0776 | 61.0493 | 333.1269 | 2129.4334 | 2129.4334 | 85.4278 | 85.4278 | 603.5362 | 603.5362 | 681.2351 | 681.2351 | 759.2343 | 759.2343 | 63769507.1119 | 999027115.3865 | 194716097.3747 | 494487280.1269 | 1752 | 2.1159 | 6092038.2335 | 359687.5144 | 452.2051 | 72.1076 | 79 | 2432 | 3689.5386 | 608 | 152 | 0.15235
3422 | 154.5162 | 300.2 | 800 | 3200 | 6 | 77.85% | 100 | 137.9787 | 137.8936 | 137.8936 | 1 | 137.9787 | 100 | 159.4939 | 151.5001 | 151.5001 | 151.5001 | 7.9938 | 159.4939 | 63.0443 | 56.8568 | 56.8568 | 56.8568 | 6.1875 | 63.0443 | 225.6892 | 156.169 | 156.169 | 203.547 | 22.1422 | 156.169 | 47.378 | 47.378 | 225.6892 | 322.2958 | 262.9149 | 262.9149 | 262.9149 | 59.3809 | 322.2958 | 2202.5485 | 2202.5485 | 256.2345 | 256.2345 | 603.4208 | 603.4208 | 583.8042 | 583.8042 | 759.0891 | 759.0891 | 163408348.7857 | 998976243.3831 | 201616048.0296 | 387999359.8016 | 1752 | 4.5873 | 4583382.3628 | 270613.1095 | 340.2192 | 216.3227 | 79 | 2432 | 3689.5386 | 608 | 152 | 0.15758
3423 | 206.0217 | 300.2 | 800 | 3200 | 6 | 80.6% | 100 | 140.945 | 140.7967 | 140.7967 | 1 | 140.945 | 100 | 174.0254 | 165.3016 | 165.3016 | 165.3016 | 8.7238 | 174.0254 | 63.0297 | 56.8425 | 56.8425 | 56.8425 | 6.1872 | 63.0297 | 247.5805 | 177.4762 | 177.4762 | 224.4639 | 23.1167 | 177.4762 | 46.9877 | 46.9877 | 247.5805 | 303.4437 | 247.4062 | 247.4062 | 247.4062 | 56.0375 | 303.4437 | 2287.4904 | 2287.4904 | 341.5759 | 341.5759 | 603.2969 | 603.2969 | 583.6843 | 583.6843 | 758.9333 | 758.9333 | 199175833.1243 | 999081670.7744 | 213852451.8006 | 339890044.3007 | 1752 | 6.4144 | 3984337.4991 | 235244.1657 | 295.7528 | 288.4303 | 79 | 2432 | 3689.5386 | 608 | 152 | 0.16696
3424 | 257.5271 | 300.2 | 800 | 3200 | 6 | 83.17% | 100 | 144.4039 | 144.1925 | 144.1925 | 1 | 144.4039 | 100 | 188.7115 | 179.2498 | 179.2498 | 179.2498 | 9.4617 | 188.7115 | 63.0187 | 56.8315 | 56.8315 | 56.8315 | 6.1872 | 63.0187 | 274.7264 | 203.3074 | 203.3074 | 250.3183 | 24.4081 | 203.3074 | 47.0109 | 47.0109 | 274.7264 | 285.6154 | 233.1288 | 233.1288 | 233.1288 | 52.4867 | 285.6154 | 2372.4355 | 2372.4355 | 426.8891 | 426.8891 | 603.1828 | 603.1828 | 583.5739 | 583.5739 | 758.7897 | 758.7897 | 228836463.1788 | 999057130.316 | 229226000.0027 | 294880406.5025 | 1752 | 8.4619 | 3451065.0734 | 203758.5732 | 256.1686 | 360.5379 | 79 | 2432 | 3689.5386 | 608 | 152 | 0.17875
3425 | 309.0325 | 300.2 | 800 | 3200 | 6 | 85.42% | 100 | 147.7125 | 147.3815 | 147.3815 | 1 | 147.7125 | 100 | 203.9162 | 193.6905 | 193.6905 | 193.6905 | 10.2257 | 203.9162 | 63.0083 | 56.8212 | 56.8212 | 56.8212 | 6.1871 | 63.0083 | 306.3459 | 233.658 | 233.658 | 280.3673 | 25.9786 | 233.658 | 46.7093 | 46.7093 | 306.3459 | 267.7198 | 218.3975 | 218.3975 | 218.3975 | 49.3223 | 267.7198 | 2457.3836 | 2457.3836 | 512.1774 | 512.1774 | 603.0773 | 603.0773 | 583.4719 | 583.4719 | 758.657 | 758.657 | 253617926.8682 | 999062017.403 | 243834038.5641 | 255486021.5223 | 1752 | 10.8179 | 2971636.5223 | 175452.0431 | 220.5812 | 432.6455 | 79 | 2432 | 3689.5386 | 608 | 152 | 0.18996
3426 | 360.5379 | 300.2 | 800 | 3200 | 6 | 87.29% | 100 | 151.2837 | 150.8222 | 150.8222 | 1 | 151.2837 | 100 | 220.1293 | 209.0888 | 209.0888 | 209.0888 | 11.0405 | 220.1293 | 62.9967 | 56.8098 | 56.8098 | 56.8098 | 6.1869 | 62.9967 | 341.0441 | 266.7831 | 266.7831 | 313.3165 | 27.7276 | 266.7831 | 46.5335 | 46.5335 | 341.0441 | 253.8157 | 206.9374 | 206.9374 | 206.9374 | 46.8783 | 253.8157 | 2542.3344 | 2542.3344 | 597.4434 | 597.4434 | 602.9796 | 602.9796 | 583.3773 | 583.3773 | 758.5341 | 758.5341 | 273567672.1922 | 999114441.6682 | 256673212.1071 | 222644674.0325 | 1752 | 13.4156 | 2576659.7165 | 152131.7322 | 191.2625 | 504.753 | 79 | 2432 | 3689.5386 | 608 | 152 | 0.1998
3427 | 412.0433 | 300.2 | 800 | 3200 | 6 | 88.79% | 100 | 155.0702 | 154.5171 | 154.5171 | 1 | 155.0702 | 100 | 237.1145 | 225.2205 | 225.2205 | 225.2205 | 11.894 | 237.1145 | 62.9872 | 56.8004 | 56.8004 | 56.8004 | 6.1868 | 62.9872 | 377.6725 | 301.7258 | 301.7258 | 348.104 | 29.5685 | 301.7258 | 46.3782 | 46.3782 | 377.6725 | 243.3146 | 198.2651 | 198.2651 | 198.2651 | 45.0495 | 243.3146 | 2627.2874 | 2627.2874 | 682.6896 | 682.6896 | 602.8887 | 602.8887 | 583.2894 | 583.2894 | 758.4198 | 758.4198 | 289645843.401 | 999136054.2777 | 266771122.2349 | 196446980.0863 | 1752 | 16.2163 | 2272650.5207 | 134182.3517 | 168.6963 | 576.8606 | 79 | 2432 | 3689.5386 | 608 | 152 | 0.20753
3428 | 463.5487 | 300.2 | 800 | 3200 | 6 | 90.04% | 100 | 159.0225 | 158.42 | 158.42 | 1 | 159.0225 | 100 | 254.4989 | 241.7311 | 241.7311 | 241.7311 | 12.7678 | 254.4989 | 62.9778 | 56.7912 | 56.7912 | 56.7912 | 6.1867 | 62.9778 | 417.6362 | 339.7622 | 339.7622 | 386.0338 | 31.6024 | 339.7622 | 46.2716 | 46.2716 | 417.6362 | 234.7788 | 191.2268 | 191.2268 | 191.2268 | 43.552 | 234.7788 | 2712.2426 | 2712.2426 | 767.9179 | 767.9179 | 602.804 | 602.804 | 583.2075 | 583.2075 | 758.3132 | 758.3132 | 302954742.8319 | 999165304.7068 | 275412878.338 | 174467103.0365 | 1752 | 19.0457 | 2006253.1979 | 118453.6601 | 148.9219 | 648.9682 | 79 | 2432 | 3689.5386 | 608 | 152 | 0.21414
3429 | 515.0541 | 300.2 | 800 | 3200 | 6 | 91.06% | 100 | 163.0979 | 162.4735 | 162.4735 | 1 | 163.0979 | 100 | 272.1848 | 258.5281 | 258.5281 | 258.5281 | 13.6567 | 272.1848 | 62.9701 | 56.7834 | 56.7834 | 56.7834 | 6.1866 | 62.9701 | 458.2609 | 378.6433 | 378.6433 | 424.6013 | 33.6596 | 378.6433 | 45.958 | 45.958 | 458.2609 | 228.4876 | 186.019 | 186.019 | 186.019 | 42.4686 | 228.4876 | 2797.1997 | 2797.1997 | 853.1301 | 853.1301 | 602.7249 | 602.7249 | 583.1309 | 583.1309 | 758.2137 | 758.2137 | 314410996.8057 | 999160195.1737 | 281826935.5174 | 156601872.5032 | 1752 | 21.8548 | 1796778.606 | 106085.8133 | 133.3728 | 721.0758 | 79 | 2432 | 3689.5386 | 608 | 152 | 0.21902
3430 | 566.5595 | 300.2 | 800 | 3200 | 6 | 91.97% | 100 | 167.3119 | 166.5813 | 166.5813 | 1 | 167.3119 | 100 | 289.8719 | 275.326 | 275.326 | 275.326 | 14.5459 | 289.8719 | 62.9637 | 56.777 | 56.777 | 56.777 | 6.1867 | 62.9637 | 501.6796 | 419.7614 | 419.7614 | 465.8294 | 35.8503 | 419.7614 | 46.0679 | 46.0679 | 501.6796 | 223.5 | 181.8821 | 181.8821 | 181.8821 | 41.6178 | 223.5 | 2882.1584 | 2882.1584 | 938.3278 | 938.3278 | 602.6508 | 602.6508 | 583.0593 | 583.0593 | 758.1205 | 758.1205 | 324524220.974 | 999148290.1334 | 287631190.6754 | 140696226.1919 | 1751.9999 | 24.5632 | 1616957.6101 | 95468.781 | 120.0249 | 793.1834 | 79 | 2432 | 3689.5386 | 608 | 152 | 0.22345
3431 | 618.065 | 300.2 | 800 | 3200 | 6 | 92.8% | 100 | 171.5896 | 170.6745 | 170.6745 | 1 | 171.5896 | 100 | 307.344 | 291.9196 | 291.9196 | 291.9196 | 15.4243 | 307.344 | 62.9561 | 56.7695 | 56.7695 | 56.7695 | 6.1866 | 62.9561 | 549.5137 | 465.036 | 465.036 | 511.2103 | 38.3034 | 465.036 | 46.1743 | 46.1743 | 549.5137 | 219.2972 | 178.3946 | 178.3946 | 178.3946 | 40.9026 | 219.2972 | 2967.1188 | 2967.1188 | 1023.5123 | 1023.5123 | 602.5813 | 602.5813 | 582.992 | 582.992 | 758.0331 | 758.0331 | 333888575.278 | 999173186.2405 | 292878632.9334 | 126059605.5481 | 1752 | 27.1559 | 1450131.2546 | 85618.9811 | 107.6416 | 865.2909 | 79 | 2432 | 3689.5386 | 608 | 152 | 0.22744
3432 | 669.5704 | 300.2 | 800 | 3200 | 6 | 93.56% | 100 | 175.8901 | 174.857 | 174.857 | 1 | 175.8901 | 100 | 324.5751 | 308.2843 | 308.2843 | 308.2843 | 16.2908 | 324.5751 | 62.9496 | 56.763 | 56.763 | 56.763 | 6.1866 | 62.9496 | 605.0575 | 517.7643 | 517.7643 | 563.9011 | 41.1565 | 517.7643 | 46.1368 | 46.1368 | 605.0575 | 215.3123 | 175.095 | 175.095 | 175.095 | 40.2173 | 215.3123 | 3052.0805 | 3052.0805 | 1108.6848 | 1108.6848 | 602.516 | 602.516 | 582.9288 | 582.9288 | 757.9509 | 757.9509 | 342077693.7214 | 999166227.4437 | 297909060.541 | 112847018.2938 | 1752 | 29.6137 | 1292994.94 | 76341.3029 | 95.9775 | 937.3985 | 79 | 2432 | 3689.5386 | 608 | 152 | 0.23121
3433 | 721.0758 | 300.2 | 800 | 3200 | 5 | 94.22% | 100 | 174.1296 | 173.2655 | 173.2655 | 1 | 174.1296 | 100 | 342.2246 | 325.0483 | 325.0483 | 325.0483 | 17.1764 | 342.2246 | 62.9509 | 56.7643 | 56.7643 | 56.7643 | 6.1866 | 62.9509 | 563.4477 | 478.3003 | 478.3003 | 524.4477 | 38.9999 | 478.3003 | 46.1474 | 46.1474 | 563.4477 | 211.9395 | 172.3069 | 172.3069 | 172.3069 | 39.6327 | 211.9395 | 3040.2538 | 3040.2538 | 1193.9858 | 1193.9858 | 602.5249 | 602.5249 | 485.7812 | 485.7812 | 757.9621 | 757.9621 | 349077780.2479 | 999141147.4732 | 302434418.4115 | 101346667.0677 | 1752 | 31.9658 | 1160685.9477 | 68529.4851 | 86.1564 | 1009.5061 | 79 | 2432 | 3689.5386 | 608 | 152 | 0.2347
3434 | 772.5812 | 300.2 | 800 | 3200 | 5 | 94.73% | 100 | 178.5518 | 177.7906 | 177.7906 | 1 | 178.5518 | 100 | 359.9643 | 341.8958 | 341.8958 | 341.8958 | 18.0685 | 359.9643 | 62.9446 | 56.758 | 56.758 | 56.758 | 6.1866 | 62.9446 | 616.1914 | 528.4308 | 528.4308 | 574.4993 | 41.6921 | 528.4308 | 46.0685 | 46.0685 | 616.1914 | 209.1052 | 169.9597 | 169.9597 | 169.9597 | 39.1455 | 209.1052 | 3125.2167 | 3125.2167 | 1279.1387 | 1279.1387 | 602.4628 | 602.4628 | 485.7311 | 485.7311 | 757.884 | 757.884 | 355379337.2489 | 999121388.1325 | 305241744.7603 | 92257529.8583 | 1752 | 34.2414 | 1055108.3889 | 62295.9508 | 78.3195 | 1081.6137 | 79 | 2432 | 3689.5386 | 608 | 152 | 0.23686
3435 | 824.0866 | 300.2 | 800 | 3200 | 5 | 95.21% | 100 | 183.0322 | 182.2239 | 182.2239 | 1 | 183.0322 | 100 | 377.6282 | 358.6713 | 358.6713 | 358.6713 | 18.9569 | 377.6282 | 62.9387 | 56.7521 | 56.7521 | 56.7521 | 6.1865 | 62.9387 | 670.8677 | 580.2421 | 580.2421 | 626.3771 | 44.4905 | 580.2421 | 46.135 | 46.135 | 670.8677 | 206.983 | 168.1906 | 168.1906 | 168.1906 | 38.7924 | 206.983 | 3210.1807 | 3210.1807 | 1364.2821 | 1364.2821 | 602.4043 | 602.4043 | 485.684 | 485.684 | 757.8104 | 757.8104 | 361101472.8299 | 999162660.2412 | 307823692.7016 | 83912174.2273 | 1752 | 36.3919 | 964559.8427 | 56949.7628 | 71.5982 | 1153.7213 | 79 | 2432 | 3689.5386 | 608 | 152 | 0.23885
3436 | 875.592 | 300.2 | 800 | 3200 | 5 | 95.71% | 100 | 187.5302 | 186.442 | 186.442 | 1 | 187.5302 | 100 | 395.2755 | 375.431 | 375.431 | 375.431 | 19.8445 | 395.2755 | 62.934 | 56.7474 | 56.7474 | 56.7474 | 6.1866 | 62.934 | 733.2985 | 639.4431 | 639.4431 | 685.6145 | 47.6841 | 639.4431 | 46.1714 | 46.1714 | 733.2985 | 204.8907 | 166.4505 | 166.4505 | 166.4505 | 38.4402 | 204.8907 | 3295.1459 | 3295.1459 | 1449.4167 | 1449.4167 | 602.349 | 602.349 | 485.6394 | 485.6394 | 757.7408 | 757.7408 | 366435378.7117 | 999166163.2336 | 311167800.0665 | 75230657.9882 | 1752 | 38.3903 | 860780.4182 | 50822.3943 | 63.8947 | 1225.8288 | 79 | 2432 | 3689.5386 | 608 | 152 | 0.24143
3437 | 927.0974 | 300.2 | 800 | 3200 | 5 | 96.05% | 100 | 192.0616 | 191.2029 | 191.2029 | 1 | 192.0616 | 100 | 413.0526 | 392.3139 | 392.3139 | 392.3139 | 20.7387 | 413.0526 | 62.9294 | 56.7428 | 56.7428 | 56.7428 | 6.1866 | 62.9294 | 800.0927 | 702.8146 | 702.8146 | 749.0039 | 51.0889 | 702.8146 | 46.1893 | 46.1893 | 800.0927 | 203.0974 | 164.957 | 164.957 | 164.957 | 38.1404 | 203.0974 | 3380.1121 | 3380.1121 | 1534.5432 | 1534.5432 | 602.2967 | 602.2967 | 485.5972 | 485.5972 | 757.675 | 757.675 | 370923587.4172 | 999163734.8962 | 312675466.0465 | 69237211.6401 | 1752 | 40.3415 | 796323.3006 | 47016.7024 | 59.1102 | 1297.9364 | 79 | 2432 | 3689.5386 | 608 | 152 | 0.24259
3438 | 978.6028 | 300.2 | 800 | 3200 | 5 | 96.44% | 100 | 196.6342 | 195.4522 | 195.4522 | 1 | 196.6342 | 100 | 430.9207 | 409.2832 | 409.2832 | 409.2832 | 21.6375 | 430.9207 | 62.9243 | 56.7377 | 56.7377 | 56.7377 | 6.1866 | 62.9243 | 869.0395 | 768.0684 | 768.0684 | 814.4085 | 54.631 | 768.0684 | 46.3401 | 46.3401 | 869.0395 | 201.6967 | 163.7831 | 163.7831 | 163.7831 | 37.9137 | 201.6967 | 3465.0791 | 3465.0791 | 1619.6622 | 1619.6622 | 602.2471 | 602.2471 | 485.5572 | 485.5572 | 757.6126 | 757.6126 | 375409701.1179 | 999172910.4332 | 314984156.5073 | 62433231.9415 | 1752 | 42.1515 | 718822.2356 | 42440.8668 | 53.3574 | 1370.044 | 79 | 2432 | 3689.5386 | 608 | 152 | 0.24437
3439 | 1030.1083 | 300.2 | 800 | 3200 | 5 | 96.71% | 100 | 201.2242 | 200.2004 | 200.2004 | 1 | 201.2242 | 100 | 448.7666 | 426.2313 | 426.2313 | 426.2313 | 22.5353 | 448.7666 | 62.9195 | 56.7329 | 56.7329 | 56.7329 | 6.1865 | 62.9195 | 943.5366 | 838.6804 | 838.6804 | 885.08 | 58.4565 | 838.6804 | 46.3996 | 46.3996 | 943.5366 | 200.4849 | 162.7654 | 162.7654 | 162.7654 | 37.7195 | 200.4849 | 3550.0471 | 3550.0471 | 1704.7744 | 1704.7744 | 602.2 | 602.2 | 485.5193 | 485.5193 | 757.5534 | 757.5534 | 379195050.0011 | 999176461.648 | 316019395.0646 | 57609093.2862 | 1752 | 43.8984 | 664092.8486 | 39209.5218 | 49.2949 | 1442.1516 | 79 | 2432 | 3689.5386 | 608 | 152 | 0.24516
3440 | 20.6022 | 353.4 | 800 | 3200 | 7 | 75.51% | 100 | 140.1478 | 140.0909 | 140.0909 | 1 | 140.1478 | 100 | 136.5945 | 129.7488 | 129.7488 | 129.7488 | 6.8458 | 136.5945 | 69.0136 | 62.2405 | 62.2405 | 62.2405 | 6.7731 | 69.0136 | 240.7207 | 166.8685 | 166.8685 | 217.1524 | 23.5683 | 166.8685 | 50.2839 | 50.2839 | 240.7207 | 289.3482 | 236.0578 | 236.0578 | 236.0578 | 53.2904 | 289.3482 | 2184.8131 | 2184.8131 | 34.1661 | 34.1661 | 710.3881 | 710.3881 | 681.1356 | 681.1356 | 759.1233 | 759.1233 | 25580243.1046 | 1074380968.0159 | 222900374.5473 | 429138414.3323 | 1752 | 5.3508 | 5388830.4324 | 318168.5586 | 400.0067 | 28.843 | 93 | 2432 | 3689.5386 | 608 | 152 | 0.17399
3441 | 51.5054 | 353.4 | 800 | 3200 | 7 | 77.05% | 100 | 141.7508 | 141.6203 | 141.6203 | 1 | 141.7508 | 100 | 141.058 | 133.9877 | 133.9877 | 133.9877 | 7.0703 | 141.058 | 69.0039 | 62.231 | 62.231 | 62.231 | 6.7729 | 69.0039 | 251.0541 | 177.6513 | 177.6513 | 227.1298 | 23.9243 | 177.6513 | 49.4786 | 49.4786 | 251.0541 | 301.0068 | 245.4481 | 245.4481 | 245.4481 | 55.5587 | 301.0068 | 2235.7774 | 2235.7774 | 85.4045 | 85.4045 | 710.2976 | 710.2976 | 681.0488 | 681.0488 | 759.0266 | 759.0266 | 61848930.9454 | 1074408357.6799 | 213630487.3813 | 402112223.9934 | 1752 | 6.2696 | 4964661.6911 | 293124.6908 | 368.5212 | 72.1076 | 93 | 2432 | 3689.5386 | 608 | 152 | 0.16686
3442 | 154.5162 | 353.4 | 800 | 3200 | 6 | 82.27% | 100 | 141.4028 | 141.1712 | 141.1712 | 1 | 141.4028 | 100 | 164.6293 | 156.3762 | 156.3762 | 156.3762 | 8.2531 | 164.6293 | 68.9915 | 62.2187 | 62.2187 | 62.2187 | 6.7727 | 68.9915 | 267.4126 | 195.1612 | 195.1612 | 243.0926 | 24.32 | 195.1612 | 47.9314 | 47.9314 | 267.4126 | 307.0578 | 250.0313 | 250.0313 | 250.0313 | 57.0265 | 307.0578 | 2308.8964 | 2308.8964 | 256.1693 | 256.1693 | 710.1754 | 710.1754 | 583.6557 | 583.6557 | 758.896 | 758.896 | 158213458.1861 | 1074434368.6897 | 208782956.3516 | 310569216.7725 | 1752 | 9.6916 | 3711198.4981 | 219117.4304 | 275.478 | 216.3227 | 93 | 2432 | 3689.5386 | 608 | 152 | 0.16307
3443 | 206.0217 | 353.4 | 800 | 3200 | 6 | 84.65% | 100 | 144.5819 | 144.2813 | 144.2813 | 1 | 144.5819 | 100 | 179.635 | 170.628 | 170.628 | 170.628 | 9.007 | 179.635 | 68.9788 | 62.2062 | 62.2062 | 62.2062 | 6.7726 | 68.9788 | 297.1246 | 223.8279 | 223.8279 | 271.4067 | 25.7179 | 223.8279 | 47.5789 | 47.5789 | 297.1246 | 297.1775 | 241.7843 | 241.7843 | 241.7843 | 55.3932 | 297.1775 | 2393.8423 | 2393.8423 | 341.4958 | 341.4958 | 710.0437 | 710.0437 | 583.5475 | 583.5475 | 758.7553 | 758.7553 | 192844311.6484 | 1074469857.4822 | 215771048.2209 | 268914786.546 | 1752 | 11.7511 | 3187611.4787 | 188203.6858 | 236.6128 | 288.4303 | 93 | 2432 | 3689.5386 | 608 | 152 | 0.1684
3444 | 257.5271 | 353.4 | 800 | 3200 | 6 | 86.79% | 100 | 148.195 | 147.8052 | 147.8052 | 1 | 148.195 | 100 | 195.95 | 186.1234 | 186.1234 | 186.1234 | 9.8266 | 195.95 | 68.9668 | 62.1943 | 62.1943 | 62.1943 | 6.7725 | 68.9668 | 333.2713 | 258.7526 | 258.7526 | 305.7892 | 27.4821 | 258.7526 | 47.0366 | 47.0366 | 333.2713 | 285.9185 | 232.8946 | 232.8946 | 232.8946 | 53.0239 | 285.9185 | 2478.7911 | 2478.7911 | 426.7966 | 426.7966 | 709.922 | 709.922 | 583.4474 | 583.4474 | 758.6252 | 758.6252 | 220286735.5006 | 1074485247.7031 | 225863099.0078 | 231364917.7885 | 1752 | 13.9686 | 2705104.0616 | 159715.3726 | 200.7968 | 360.5379 | 93 | 2432 | 3689.5386 | 608 | 152 | 0.17613
3445 | 309.0325 | 353.4 | 800 | 3200 | 6 | 88.54% | 100 | 151.8367 | 151.3592 | 151.3592 | 1 | 151.8367 | 100 | 213.7151 | 202.9959 | 202.9959 | 202.9959 | 10.7191 | 213.7151 | 68.9578 | 62.1853 | 62.1853 | 62.1853 | 6.7726 | 68.9578 | 373.5578 | 297.0782 | 297.0782 | 344.0786 | 29.4792 | 297.0782 | 47.0004 | 47.0004 | 373.5578 | 274.0846 | 223.1184 | 223.1184 | 223.1184 | 50.9662 | 274.0846 | 2563.7424 | 2563.7424 | 512.0744 | 512.0744 | 709.809 | 709.809 | 583.3546 | 583.3546 | 758.5045 | 758.5045 | 241661236.5836 | 1074439469.2229 | 235137765.6665 | 200761517.8755 | 1752 | 16.4927 | 2347059.6725 | 138575.6339 | 174.2196 | 432.6455 | 93 | 2432 | 3689.5386 | 608 | 152 | 0.18323
3446 | 360.5379 | 353.4 | 800 | 3200 | 6 | 90.05% | 100 | 155.6078 | 155.0308 | 155.0308 | 1 | 155.6078 | 100 | 232.1198 | 220.4759 | 220.4759 | 220.4759 | 11.6439 | 232.1198 | 68.9471 | 62.1747 | 62.1747 | 62.1747 | 6.7724 | 68.9471 | 419.3006 | 340.8586 | 340.8586 | 387.5214 | 31.7792 | 340.8586 | 46.6628 | 46.6628 | 419.3006 | 263.342 | 214.2621 | 214.2621 | 214.2621 | 49.0798 | 263.342 | 2648.6961 | 2648.6961 | 597.3317 | 597.3317 | 709.704 | 709.704 | 583.2682 | 583.2682 | 758.3922 | 758.3922 | 258964096.5836 | 1074467942.2943 | 244192952.1527 | 174375020.3345 | 1752 | 19.0637 | 2022549.5318 | 119415.8319 | 150.1315 | 504.753 | 93 | 2432 | 3689.5386 | 608 | 152 | 0.19015
3447 | 412.0433 | 353.4 | 800 | 3200 | 6 | 91.27% | 100 | 159.6065 | 158.9259 | 158.9259 | 1 | 159.6065 | 100 | 251.1145 | 238.5161 | 238.5161 | 238.5161 | 12.5984 | 251.1145 | 68.938 | 62.1656 | 62.1656 | 62.1656 | 6.7724 | 68.938 | 468.2228 | 387.1966 | 387.1966 | 433.9563 | 34.2665 | 387.1966 | 46.7597 | 46.7597 | 468.2228 | 255.1619 | 207.5008 | 207.5008 | 207.5008 | 47.6611 | 255.1619 | 2733.6517 | 2733.6517 | 682.5705 | 682.5705 | 709.606 | 709.606 | 583.1877 | 583.1877 | 758.2875 | 758.2875 | 273193610.9642 | 1074445852.9101 | 251410548.0242 | 152949988.1016 | 1752 | 21.7337 | 1780300.1826 | 105112.8905 | 132.1497 | 576.8606 | 93 | 2432 | 3689.5386 | 608 | 152 | 0.19567
3448 | 463.5487 | 353.4 | 800 | 3200 | 6 | 92.27% | 100 | 163.7089 | 162.9685 | 162.9685 | 1 | 163.7089 | 100 | 270.3419 | 256.7772 | 256.7772 | 256.7772 | 13.5647 | 270.3419 | 68.93 | 62.1576 | 62.1576 | 62.1576 | 6.7724 | 68.93 | 520.1484 | 436.6603 | 436.6603 | 483.245 | 36.9034 | 436.6603 | 46.5847 | 46.5847 | 520.1484 | 248.763 | 202.2007 | 202.2007 | 202.2007 | 46.5624 | 248.763 | 2818.6092 | 2818.6092 | 767.7927 | 767.7927 | 709.5144 | 709.5144 | 583.1124 | 583.1124 | 758.1897 | 758.1897 | 285036599.0383 | 1074490323.3117 | 256997479.4699 | 135475672.3421 | 1752.0001 | 24.3795 | 1574527.6079 | 92963.6191 | 116.8754 | 648.9682 | 93 | 2432 | 3689.5386 | 608 | 152 | 0.19992
3449 | 515.0541 | 353.4 | 800 | 3200 | 6 | 93.09% | 100 | 167.9496 | 167.1421 | 167.1421 | 1 | 167.9496 | 100 | 289.6649 | 275.129 | 275.129 | 275.129 | 14.5359 | 289.6649 | 68.9209 | 62.1487 | 62.1487 | 62.1487 | 6.7722 | 68.9209 | 574.1506 | 487.8693 | 487.8693 | 534.5065 | 39.6441 | 487.8693 | 46.6372 | 46.6372 | 574.1506 | 244.1303 | 198.3499 | 198.3499 | 198.3499 | 45.7804 | 244.1303 | 2903.5684 | 2903.5684 | 852.9999 | 852.9999 | 709.4286 | 709.4286 | 583.0419 | 583.0419 | 758.098 | 758.098 | 295425372.5433 | 1074531041.7578 | 261043417.3636 | 121000168.3354 | 1752 | 26.9778 | 1407910.3686 | 83126.1659 | 104.5076 | 721.0758 | 93 | 2432 | 3689.5386 | 608 | 152 | 0.20298
3450 | 566.5595 | 353.4 | 800 | 3200 | 6 | 93.87% | 100 | 172.2517 | 171.2813 | 171.2813 | 1 | 172.2517 | 100 | 308.8317 | 293.3323 | 293.3323 | 293.3323 | 15.4994 | 308.8317 | 68.913 | 62.1409 | 62.1409 | 62.1409 | 6.7721 | 68.913 | 635.7471 | 546.1995 | 546.1995 | 592.951 | 42.7961 | 546.1995 | 46.7515 | 46.7515 | 635.7471 | 239.8708 | 194.819 | 194.819 | 194.819 | 45.0518 | 239.8708 | 2988.5291 | 2988.5291 | 938.1934 | 938.1934 | 709.3481 | 709.3481 | 582.9757 | 582.9757 | 758.0119 | 758.0119 | 304466986.368 | 1074505714.9632 | 265594758.3905 | 107432540.2783 | 1752 | 29.4282 | 1245168.8893 | 73517.5463 | 92.4275 | 793.1834 | 93 | 2432 | 3689.5386 | 608 | 152 | 0.20648
3451 | 618.065 | 353.4 | 800 | 3200 | 6 | 94.53% | 100 | 176.5916 | 175.5358 | 175.5358 | 1 | 176.5916 | 100 | 328.1446 | 311.6743 | 311.6743 | 311.6743 | 16.4703 | 328.1446 | 68.9068 | 62.1346 | 62.1346 | 62.1346 | 6.7722 | 68.9068 | 704.0329 | 611.1845 | 611.1845 | 657.7493 | 46.2836 | 611.1845 | 46.5648 | 46.5648 | 704.0329 | 236.0134 | 191.6258 | 191.6258 | 191.6258 | 44.3876 | 236.0134 | 3073.4912 | 3073.4912 | 1023.3744 | 1023.3744 | 709.2723 | 709.2723 | 582.9135 | 582.9135 | 757.931 | 757.931 | 312294545.2043 | 1074509668.6884 | 269411578.8287 | 95784207.2785 | 1752 | 31.7898 | 1106581.781 | 65335.0546 | 82.1403 | 865.2909 | 93 | 2432 | 3689.5386 | 608 | 152 | 0.20932
3452 | 669.5704 | 353.4 | 800 | 3200 | 5 | 95.12% | 100 | 174.8635 | 173.9883 | 173.9883 | 1 | 174.8635 | 100 | 347.4763 | 330.0359 | 330.0359 | 330.0359 | 17.4404 | 347.4763 | 68.9069 | 62.1348 | 62.1348 | 62.1348 | 6.7721 | 68.9069 | 658.6427 | 568.2364 | 568.2364 | 614.7016 | 43.9411 | 568.2364 | 46.4652 | 46.4652 | 658.6427 | 232.9096 | 189.0555 | 189.0555 | 189.0555 | 43.8541 | 232.9096 | 3061.6645 | 3061.6645 | 1108.6716 | 1108.6716 | 709.2826 | 709.2826 | 485.7683 | 485.7683 | 757.942 | 757.942 | 319398603.9557 | 1074532580.7919 | 272560572.2726 | 85508242.9798 | 1752 | 34.0419 | 988189.4272 | 58344.9061 | 73.3522 | 937.3985 | 93 | 2432 | 3689.5386 | 608 | 152 | 0.21175
3453 | 721.0758 | 353.4 | 800 | 3200 | 5 | 95.6% | 100 | 179.3259 | 178.5028 | 178.5028 | 1 | 179.3259 | 100 | 366.6179 | 348.215 | 348.215 | 348.215 | 18.4029 | 366.6179 | 68.9004 | 62.1283 | 62.1283 | 62.1283 | 6.7721 | 68.9004 | 726.4269 | 632.3283 | 632.3283 | 679.0061 | 47.4208 | 632.3283 | 46.6779 | 46.6779 | 726.4269 | 230.3837 | 186.9477 | 186.9477 | 186.9477 | 43.436 | 230.3837 | 3146.6276 | 3146.6276 | 1193.833 | 1193.833 | 709.2106 | 709.2106 | 485.719 | 485.719 | 757.8651 | 757.8651 | 325794803.27 | 1074538652.6503 | 274575616.2539 | 77090927.8258 | 1752 | 36.2005 | 896562.0016 | 52935.0187 | 66.5508 | 1009.5061 | 93 | 2432 | 3689.5386 | 608 | 152 | 0.2133
3454 | 772.5812 | 353.4 | 800 | 3200 | 5 | 96.05% | 100 | 183.8349 | 182.8279 | 182.8279 | 1 | 183.8349 | 100 | 385.939 | 366.5645 | 366.5645 | 366.5645 | 19.3745 | 385.939 | 68.8947 | 62.1226 | 62.1226 | 62.1226 | 6.7721 | 68.8947 | 796.2741 | 698.4855 | 698.4855 | 745.2892 | 50.9849 | 698.4855 | 46.8037 | 46.8037 | 796.2741 | 228.4678 | 185.34 | 185.34 | 185.34 | 43.1278 | 228.4678 | 3231.592 | 3231.592 | 1278.9843 | 1278.9843 | 709.1427 | 709.1427 | 485.6725 | 485.6725 | 757.7925 | 757.7925 | 331358830.1764 | 1074539087.956 | 276840876.7351 | 69261205.1325 | 1752 | 38.2372 | 802918.6489 | 47406.1065 | 59.5997 | 1081.6137 | 93 | 2432 | 3689.5386 | 608 | 152 | 0.21505
3455 | 824.0866 | 353.4 | 800 | 3200 | 5 | 96.42% | 100 | 188.3581 | 187.3398 | 187.3398 | 1 | 188.3581 | 100 | 405.3193 | 384.9701 | 384.9701 | 384.9701 | 20.3492 | 405.3193 | 68.8883 | 62.1163 | 62.1163 | 62.1163 | 6.772 | 68.8883 | 873.9281 | 772.3755 | 772.3755 | 818.9621 | 54.966 | 772.3755 | 46.5866 | 46.5866 | 873.9281 | 226.6804 | 183.8442 | 183.8442 | 183.8442 | 42.8362 | 226.6804 | 3316.5574 | 3316.5574 | 1364.1264 | 1364.1264 | 709.0786 | 709.0786 | 485.6285 | 485.6285 | 757.7239 | 757.7239 | 336355409.0662 | 1074552423.0166 | 278450094.6813 | 62642073.2359 | 1752 | 40.1806 | 722838.867 | 42678.0177 | 53.6555 | 1153.7213 | 93 | 2432 | 3689.5386 | 608 | 152 | 0.21628
3456 | 875.592 | 353.4 | 800 | 3200 | 5 | 96.76% | 100 | 192.9169 | 191.8863 | 191.8863 | 1 | 192.9169 | 100 | 424.6859 | 403.3627 | 403.3627 | 403.3627 | 21.3232 | 424.6859 | 68.8823 | 62.1103 | 62.1103 | 62.1103 | 6.772 | 68.8823 | 959.546 | 853.6168 | 853.6168 | 900.1541 | 59.3919 | 853.6168 | 46.5372 | 46.5372 | 959.546 | 225.1297 | 182.544 | 182.544 | 182.544 | 42.5856 | 225.1297 | 3401.5238 | 3401.5238 | 1449.2601 | 1449.2601 | 709.0178 | 709.0178 | 485.5869 | 485.5869 | 757.659 | 757.659 | 340864091.5933 | 1074559282.1356 | 279887930.997 | 56688695.2741 | 1752 | 42.0218 | 654578.7815 | 38647.7901 | 48.5886 | 1225.8288 | 93 | 2432 | 3689.5386 | 608 | 152 | 0.21739
3457 | 927.0974 | 353.4 | 800 | 3200 | 5 | 97.07% | 100 | 197.5115 | 196.3444 | 196.3444 | 1 | 197.5115 | 100 | 444.3056 | 421.9956 | 421.9956 | 421.9956 | 22.31 | 444.3056 | 68.8766 | 62.1047 | 62.1047 | 62.1047 | 6.7719 | 68.8766 | 1048.5736 | 938.1417 | 938.1417 | 984.6189 | 63.9547 | 938.1417 | 46.4772 | 46.4772 | 1048.5736 | 223.8768 | 181.4935 | 181.4935 | 181.4935 | 42.3833 | 223.8768 | 3486.4911 | 3486.4911 | 1534.386 | 1534.386 | 708.9602 | 708.9602 | 485.5475 | 485.5475 | 757.5974 | 757.5974 | 344758917.4229 | 1074566762.6629 | 281350726.587 | 51323593.3272 | 1752 | 43.7615 | 591664.1483 | 34933.1699 | 43.9186 | 1297.9364 | 93 | 2432 | 3689.5386 | 608 | 152 | 0.21852
3458 | 978.6028 | 353.4 | 800 | 3200 | 5 | 97.39% | 100 | 202.1084 | 200.6311 | 200.6311 | 1 | 202.1084 | 100 | 463.8721 | 440.5779 | 440.5779 | 440.5779 | 23.2943 | 463.8721 | 68.8719 | 62.1 | 62.1 | 62.1 | 6.7719 | 68.8719 | 1156.1203 | 1040.3492 | 1040.3492 | 1086.6514 | 69.4688 | 1040.3492 | 46.3022 | 46.3022 | 1156.1203 | 222.4454 | 180.3033 | 180.3033 | 180.3033 | 42.1421 | 222.4454 | 3571.4593 | 3571.4593 | 1619.5048 | 1619.5048 | 708.9055 | 708.9055 | 485.51 | 485.51 | 757.539 | 757.539 | 348493596.2481 | 1074558897.8938 | 283247091.5537 | 45700414.3044 | 1752 | 45.3949 | 522369.4702 | 30841.8577 | 38.7749 | 1370.044 | 93 | 2432 | 3689.5386 | 608 | 152 | 0.21998
3459 | 1030.1083 | 353.4 | 800 | 3200 | 5 | 97.59% | 100 | 206.7417 | 205.6578 | 205.6578 | 1 | 206.7417 | 100 | 483.4128 | 459.1356 | 459.1356 | 459.1356 | 24.2772 | 483.4128 | 68.8674 | 62.0955 | 62.0955 | 62.0955 | 6.7719 | 68.8674 | 1266.2126 | 1144.777 | 1144.777 | 1191.1066 | 75.106 | 1144.777 | 46.3296 | 46.3296 | 1266.2126 | 221.4911 | 179.5006 | 179.5006 | 179.5006 | 41.9905 | 221.4911 | 3656.4282 | 3656.4282 | 1704.6168 | 1704.6168 | 708.8535 | 708.8535 | 485.4744 | 485.4744 | 757.4834 | 757.4834 | 351852307.2843 | 1074553490.7082 | 283377495.4966 | 42216706.5109 | 1752 | 46.9812 | 487493.969 | 28782.7304 | 36.1861 | 1442.1516 | 93 | 2432 | 3689.5386 | 608 | 152 | 0.22008
3460 | 20.6022 | 402.8 | 800 | 3200 | 7 | 79.36% | 100 | 143.5629 | 143.5076 | 143.5076 | 1 | 143.5629 | 100 | 140.6073 | 133.5588 | 133.5588 | 133.5588 | 7.0485 | 140.6073 | 74.9006 | 67.5482 | 67.5482 | 67.5482 | 7.3524 | 74.9006 | 273.3791 | 197.9915 | 197.9915 | 248.1578 | 25.2213 | 197.9915 | 50.1663 | 50.1663 | 273.3791 | 271.9326 | 221.9216 | 221.9216 | 221.9216 | 50.011 | 271.9326 | 2283.5637 | 2283.5637 | 34.1579 | 34.1579 | 809.4944 | 809.4944 | 680.9712 | 680.9712 | 758.9402 | 758.9402 | 24844989.0232 | 1128044099.623 | 237568109.8963 | 361542800.0058 | 1752 | 9.8756 | 4528484.7068 | 267371.8296 | 336.1443 | 28.843 | 106 | 2432 | 3689.5386 | 608 | 152 | 0.18525
3461 | 51.5054 | 402.8 | 800 | 3200 | 7 | 80.76% | 100 | 145.3235 | 145.1839 | 145.1839 | 1 | 145.3235 | 100 | 145.1141 | 137.8389 | 137.8389 | 137.8389 | 7.2752 | 145.1141 | 74.8912 | 67.5389 | 67.5389 | 67.5389 | 7.3523 | 74.8912 | 287.137 | 211.8921 | 211.8921 | 261.3951 | 25.7419 | 211.8921 | 49.503 | 49.503 | 287.137 | 283.8711 | 231.5566 | 231.5566 | 231.5566 | 52.3146 | 283.8711 | 2334.5303 | 2334.5303 | 85.3849 | 85.3849 | 809.4007 | 809.4007 | 680.8924 | 680.8924 | 758.8523 | 758.8523 | 60091192.9672 | 1128063755.1034 | 226779275.5488 | 337065778.1744 | 1752 | 10.922 | 4163774.9978 | 245838.5555 | 309.0723 | 72.1076 | 106 | 2432 | 3689.5386 | 608 | 152 | 0.17695
3462 | 154.5162 | 402.8 | 800 | 3200 | 6 | 85.27% | 100 | 145.1268 | 144.8229 | 144.8229 | 1 | 145.1268 | 100 | 169.8786 | 161.3606 | 161.3606 | 161.3606 | 8.518 | 169.8786 | 74.8784 | 67.5264 | 67.5264 | 67.5264 | 7.3521 | 74.8784 | 308.935 | 234.7167 | 234.7167 | 282.4921 | 26.4429 | 234.7167 | 47.7755 | 47.7755 | 308.935 | 298.736 | 242.8352 | 242.8352 | 242.8352 | 55.9007 | 298.736 | 2407.6525 | 2407.6525 | 256.1145 | 256.1145 | 809.2739 | 809.2739 | 583.5307 | 583.5307 | 758.7335 | 758.7335 | 153280915.5713 | 1128111148.35 | 212559814.8342 | 258048121.2445 | 1752 | 14.8298 | 3073231.3607 | 181450.4287 | 228.1225 | 216.3227 | 106 | 2432 | 3689.5386 | 608 | 152 | 0.16594
3463 | 206.0217 | 402.8 | 800 | 3200 | 6 | 87.36% | 100 | 148.8144 | 148.4362 | 148.4362 | 1 | 148.8144 | 100 | 185.4771 | 176.1755 | 176.1755 | 176.1755 | 9.3017 | 185.4771 | 74.8675 | 67.5154 | 67.5154 | 67.5154 | 7.3521 | 74.8675 | 347.6676 | 271.7664 | 271.7664 | 319.3856 | 28.282 | 271.7664 | 47.6193 | 47.6193 | 347.6676 | 296.3874 | 241.1857 | 241.1857 | 241.1857 | 55.2017 | 296.3874 | 2492.6017 | 2492.6017 | 341.4281 | 341.4281 | 809.1368 | 809.1368 | 583.4318 | 583.4318 | 758.6049 | 758.6049 | 186367231.8222 | 1128117382.4405 | 215987857.3823 | 221527463.4388 | 1751.9999 | 16.9456 | 2629122.9299 | 155229.2772 | 195.1568 | 288.4303 | 106 | 2432 | 3689.5386 | 608 | 152 | 0.16854
3464 | 257.5271 | 402.8 | 800 | 3200 | 6 | 89.15% | 100 | 152.3621 | 151.8874 | 151.8874 | 1 | 152.3621 | 100 | 204.1508 | 193.9111 | 193.9111 | 193.9111 | 10.2397 | 204.1508 | 74.8572 | 67.5051 | 67.5051 | 67.5051 | 7.3521 | 74.8572 | 392.725 | 315.0649 | 315.0649 | 362.2294 | 30.4957 | 315.0649 | 47.1645 | 47.1645 | 392.725 | 286.983 | 233.3657 | 233.3657 | 233.3657 | 53.6173 | 286.983 | 2577.5534 | 2577.5534 | 426.7181 | 426.7181 | 809.0096 | 809.0096 | 583.3401 | 583.3401 | 758.4857 | 758.4857 | 211143023.2742 | 1128117098.1568 | 222611222.0204 | 190128656.5486 | 1752 | 19.2321 | 2236398.0903 | 132041.9274 | 166.0053 | 360.5379 | 106 | 2432 | 3689.5386 | 608 | 152 | 0.17359
3465 | 309.0325 | 402.8 | 800 | 3200 | 6 | 90.72% | 100 | 156.0953 | 155.4747 | 155.4747 | 1 | 156.0953 | 100 | 223.1894 | 211.9932 | 211.9932 | 211.9932 | 11.1962 | 223.1894 | 74.8464 | 67.4944 | 67.4944 | 67.4944 | 7.3521 | 74.8464 | 445.8894 | 365.92 | 365.92 | 412.7262 | 33.1633 | 365.92 | 46.8061 | 46.8061 | 445.8894 | 277.577 | 225.5762 | 225.5762 | 225.5762 | 52.0008 | 277.577 | 2662.5074 | 2662.5074 | 511.9868 | 511.9868 | 808.8912 | 808.8912 | 583.2547 | 583.2547 | 758.3747 | 758.3747 | 231186963.8648 | 1128128948.764 | 230149434.5983 | 162534702.8233 | 1752.0001 | 21.5732 | 1886863.9171 | 111404.6509 | 140.0598 | 432.6455 | 106 | 2432 | 3689.5386 | 608 | 152 | 0.17935
3466 | 360.5379 | 402.8 | 800 | 3200 | 6 | 91.9% | 100 | 160.0733 | 159.389 | 159.389 | 1 | 160.0733 | 100 | 243.4358 | 231.2224 | 231.2224 | 231.2224 | 12.2134 | 243.4358 | 74.8367 | 67.4847 | 67.4847 | 67.4847 | 7.352 | 74.8367 | 501.0891 | 418.5674 | 418.5674 | 465.1383 | 35.9507 | 418.5674 | 46.5709 | 46.5709 | 501.0891 | 270.6536 | 219.8331 | 219.8331 | 219.8331 | 50.8205 | 270.6536 | 2747.4634 | 2747.4634 | 597.2363 | 597.2363 | 808.7808 | 808.7808 | 583.1751 | 583.1751 | 758.2712 | 758.2712 | 246791699.8973 | 1128127130.7157 | 235228980.8929 | 141852188.4941 | 1752 | 24.1099 | 1640050.6478 | 96832.2454 | 121.7391 | 504.753 | 106 | 2432 | 3689.5386 | 608 | 152 | 0.18321
3467 | 412.0433 | 402.8 | 800 | 3200 | 6 | 93% | 100 | 164.1621 | 163.2616 | 163.2616 | 1 | 164.1621 | 100 | 263.6611 | 250.4314 | 250.4314 | 250.4314 | 13.2297 | 263.6611 | 74.8279 | 67.4759 | 67.4759 | 67.4759 | 7.352 | 74.8279 | 565.4063 | 479.6791 | 479.6791 | 526.1851 | 39.2212 | 479.6791 | 46.506 | 46.506 | 565.4063 | 264.0981 | 214.4039 | 214.4039 | 214.4039 | 49.6942 | 264.0981 | 2832.4212 | 2832.4212 | 682.4687 | 682.4687 | 808.6775 | 808.6775 | 583.1007 | 583.1007 | 758.1743 | 758.1743 | 260229037.3709 | 1128113323.8846 | 240971484.5215 | 122686154.223 | 1752 | 26.5326 | 1414764.6355 | 83530.8571 | 105.0164 | 576.8606 | 106 | 2432 | 3689.5386 | 608 | 152 | 0.18759
3468 | 463.5487 | 402.8 | 800 | 3200 | 6 | 93.75% | 100 | 168.3943 | 167.6075 | 167.6075 | 1 | 168.3943 | 100 | 284.5615 | 270.2814 | 270.2814 | 270.2814 | 14.2801 | 284.5615 | 74.82 | 67.468 | 67.468 | 67.468 | 7.352 | 74.82 | 629.6253 | 540.8257 | 540.8257 | 587.1853 | 42.44 | 540.8257 | 46.3596 | 46.3596 | 629.6253 | 259.6382 | 210.6887 | 210.6887 | 210.6887 | 48.9495 | 259.6382 | 2917.3806 | 2917.3806 | 767.6854 | 767.6854 | 808.5807 | 808.5807 | 583.0309 | 583.0309 | 758.0836 | 758.0836 | 270627370.175 | 1128124513.4027 | 243743588.5422 | 109504527.8802 | 1752 | 29.0251 | 1269112.2718 | 74931.217 | 94.2048 | 648.9682 | 106 | 2432 | 3689.5386 | 608 | 152 | 0.18971
3469 | 515.0541 | 402.8 | 800 | 3200 | 6 | 94.44% | 100 | 172.7207 | 171.8623 | 171.8623 | 1 | 172.7207 | 100 | 305.4673 | 290.1365 | 290.1365 | 290.1365 | 15.3308 | 305.4673 | 74.8123 | 67.4603 | 67.4603 | 67.4603 | 7.352 | 74.8123 | 698.4761 | 606.1755 | 606.1755 | 652.5397 | 45.9364 | 606.1755 | 46.3642 | 46.3642 | 698.4761 | 256.1099 | 207.7364 | 207.7364 | 207.7364 | 48.3735 | 256.1099 | 3002.3415 | 3002.3415 | 852.8879 | 852.8879 | 808.4899 | 808.4899 | 582.9654 | 582.9654 | 757.9984 | 757.9984 | 279833055.7673 | 1128120412.9524 | 246588926.3335 | 97457608.492 | 1752 | 31.3999 | 1125519.2766 | 66453.1665 | 83.546 | 721.0758 | 106 | 2432 | 3689.5386 | 608 | 152 | 0.1918
3470 | 566.5595 | 402.8 | 800 | 3200 | 6 | 95.06% | 100 | 177.1097 | 176.0869 | 176.0869 | 1 | 177.1097 | 100 | 326.3793 | 309.9973 | 309.9973 | 309.9973 | 16.382 | 326.3793 | 74.804 | 67.4521 | 67.4521 | 67.4521 | 7.3519 | 74.804 | 775.2425 | 679.0705 | 679.0705 | 725.3529 | 49.8896 | 679.0705 | 46.2824 | 46.2824 | 775.2425 | 252.9699 | 205.1248 | 205.1248 | 205.1248 | 47.8451 | 252.9699 | 3087.3038 | 3087.3038 | 938.0775 | 938.0775 | 808.4044 | 808.4044 | 582.9037 | 582.9037 | 757.9183 | 757.9183 | 287872241.2274 | 1128131294.064 | 249522352.3683 | 86474112.3403 | 1752 | 33.6603 | 992984.3385 | 58628.0084 | 73.7081 | 793.1834 | 106 | 2432 | 3689.5386 | 608 | 152 | 0.19406
3471 | 618.065 | 402.8 | 800 | 3200 | 5 | 95.63% | 100 | 175.407 | 174.494 | 174.494 | 1 | 175.407 | 100 | 347.0052 | 329.5882 | 329.5882 | 329.5882 | 17.417 | 347.0052 | 74.804 | 67.4522 | 67.4522 | 67.4522 | 7.3518 | 74.804 | 728.4809 | 634.7002 | 634.7002 | 680.9896 | 47.4912 | 634.7002 | 46.2894 | 46.2894 | 728.4809 | 250.2851 | 202.888 | 202.888 | 202.888 | 47.3972 | 250.2851 | 3075.4771 | 3075.4771 | 1023.3719 | 1023.3719 | 808.416 | 808.416 | 485.7601 | 485.7601 | 757.9291 | 757.9291 | 295309682.2407 | 1128161674.7301 | 251943729.0039 | 76584914.0254 | 1752 | 35.81 | 884205.7521 | 52205.4782 | 65.6336 | 865.2909 | 106 | 2432 | 3689.5386 | 608 | 152 | 0.19592
3472 | 669.5704 | 402.8 | 800 | 3200 | 5 | 96.08% | 100 | 179.8805 | 179.0861 | 179.0861 | 1 | 179.8805 | 100 | 367.7417 | 349.2821 | 349.2821 | 349.2821 | 18.4596 | 367.7417 | 74.7969 | 67.4452 | 67.4452 | 67.4452 | 7.3518 | 74.7969 | 810.1178 | 712.0769 | 712.0769 | 758.448 | 51.6697 | 712.0769 | 46.3712 | 46.3712 | 810.1178 | 247.7337 | 200.7633 | 200.7633 | 200.7633 | 46.9703 | 247.7337 | 3160.4404 | 3160.4404 | 1108.5415 | 1108.5415 | 808.3347 | 808.3347 | 485.7112 | 485.7112 | 757.853 | 757.853 | 301534976.0244 | 1128166891.3064 | 253582884.4283 | 68715315.354 | 1752.0001 | 37.8713 | 793352.1901 | 46841.2814 | 58.8896 | 937.3985 | 106 | 2432 | 3689.5386 | 608 | 152 | 0.19719
3473 | 721.0758 | 402.8 | 800 | 3200 | 5 | 96.5% | 100 | 184.3991 | 183.4809 | 183.4809 | 1 | 184.3991 | 100 | 388.5564 | 369.0502 | 369.0502 | 369.0502 | 19.5062 | 388.5564 | 74.7906 | 67.4388 | 67.4388 | 67.4388 | 7.3518 | 74.7906 | 895.4043 | 793.0613 | 793.0613 | 839.3593 | 56.045 | 793.0613 | 46.298 | 46.298 | 895.4043 | 245.8864 | 199.2144 | 199.2144 | 199.2144 | 46.672 | 245.8864 | 3245.405 | 3245.405 | 1193.7007 | 1193.7007 | 808.2581 | 808.2581 | 485.6652 | 485.6652 | 757.7811 | 757.7811 | 307115192.3355 | 1128163093.5963 | 255332407.5388 | 61389310.1018 | 1752 | 39.8185 | 705745.3971 | 41668.7811 | 52.3867 | 1009.5061 | 106 | 2432 | 3689.5386 | 608 | 152 | 0.19853
3474 | 772.5812 | 402.8 | 800 | 3200 | 5 | 96.89% | 100 | 188.9509 | 187.7354 | 187.7354 | 1 | 188.9509 | 100 | 409.5861 | 389.0224 | 389.0224 | 389.0224 | 20.5637 | 409.5861 | 74.7835 | 67.4319 | 67.4319 | 67.4319 | 7.3517 | 74.7835 | 988.0118 | 881.0572 | 881.0572 | 927.2084 | 60.8034 | 881.0572 | 46.1512 | 46.1512 | 988.0118 | 244.2515 | 197.8444 | 197.8444 | 197.8444 | 46.4072 | 244.2515 | 3330.3705 | 3330.3705 | 1278.8503 | 1278.8503 | 808.1856 | 808.1856 | 485.6216 | 485.6216 | 757.7131 | 757.7131 | 311990034.853 | 1128171860.6258 | 257263878.7914 | 54574225.7298 | 1752 | 41.6559 | 624119.6158 | 36849.4131 | 46.3277 | 1081.6137 | 106 | 2432 | 3689.5386 | 608 | 152 | 0.20002
3475 | 824.0866 | 402.8 | 800 | 3200 | 5 | 97.2% | 100 | 193.52 | 192.4594 | 192.4594 | 1 | 193.52 | 100 | 430.4313 | 408.8193 | 408.8193 | 408.8193 | 21.612 | 430.4313 | 74.7777 | 67.4261 | 67.4261 | 67.4261 | 7.3517 | 74.7777 | 1098.5186 | 985.8443 | 985.8443 | 1032.0637 | 66.4549 | 985.8443 | 46.2195 | 46.2195 | 1098.5186 | 242.5531 | 196.4249 | 196.4249 | 196.4249 | 46.1282 | 242.5531 | 3415.3371 | 3415.3371 | 1363.9911 | 1363.9911 | 808.1169 | 808.1169 | 485.5804 | 485.5804 | 757.6487 | 757.6487 | 316573304.2319 | 1128180823.9779 | 258132311.4233 | 49113560.3669 | 1752 | 43.4205 | 565476.448 | 33386.9897 | 41.9747 | 1153.7213 | 106 | 2432 | 3689.5386 | 608 | 152 | 0.20069
3476 | 875.592 | 402.8 | 800 | 3200 | 5 | 97.47% | 100 | 198.1373 | 197.0447 | 197.0447 | 1 | 198.1373 | 100 | 451.2609 | 428.6013 | 428.6013 | 428.6013 | 22.6596 | 451.2609 | 74.7719 | 67.4203 | 67.4203 | 67.4203 | 7.3516 | 74.7719 | 1208.8712 | 1090.3043 | 1090.3043 | 1136.7446 | 72.1266 | 1090.3043 | 46.4403 | 46.4403 | 1208.8712 | 241.6282 | 195.636 | 195.636 | 195.636 | 45.9922 | 241.6282 | 3500.3045 | 3500.3045 | 1449.1238 | 1449.1238 | 808.0518 | 808.0518 | 485.5412 | 485.5412 | 757.5877 | 757.5877 | 320702373.7598 | 1128186635.812 | 258752869.7573 | 44358093.1238 | 1752 | 45.0988 | 513253.057 | 30303.6044 | 38.0982 | 1225.8288 | 106 | 2432 | 3689.5386 | 608 | 152 | 0.20117
3477 | 927.0974 | 402.8 | 800 | 3200 | 5 | 97.74% | 100 | 202.7781 | 201.369 | 201.369 | 1 | 202.7781 | 100 | 471.9706 | 448.2694 | 448.2694 | 448.2694 | 23.7012 | 471.9706 | 74.7669 | 67.4153 | 67.4153 | 67.4153 | 7.3516 | 74.7669 | 1330.3724 | 1205.1172 | 1205.1172 | 1251.9701 | 78.4024 | 1205.1172 | 46.8528 | 46.8528 | 1330.3724 | 240.9116 | 195.0187 | 195.0187 | 195.0187 | 45.893 | 240.9116 | 3585.2728 | 3585.2728 | 1534.249 | 1534.249 | 807.99 | 807.99 | 485.5041 | 485.5041 | 757.5298 | 757.5298 | 324691352.359 | 1128176404.731 | 259535549.3237 | 39596632.6211 | 1751.9999 | 46.68 | 463924.3181 | 27391.1257 | 34.4366 | 1297.9364 | 106 | 2432 | 3689.5386 | 608 | 152 | 0.20177
3478 | 978.6028 | 402.8 | 800 | 3200 | 5 | 97.97% | 100 | 207.4238 | 205.9131 | 205.9131 | 1 | 207.4238 | 100 | 492.5837 | 467.8456 | 467.8456 | 467.8456 | 24.7381 | 492.5837 | 74.7621 | 67.4105 | 67.4105 | 67.4105 | 7.3516 | 74.7621 | 1472.9496 | 1340.0142 | 1340.0142 | 1387.2206 | 85.729 | 1340.0142 | 47.2064 | 47.2064 | 1472.9496 | 240.1537 | 194.3714 | 194.3714 | 194.3714 | 45.7822 | 240.1537 | 3670.2419 | 3670.2419 | 1619.3672 | 1619.3672 | 807.9312 | 807.9312 | 485.4688 | 485.4688 | 757.4747 | 757.4747 | 328206021.4886 | 1128181420.7747 | 260121534.405 | 35491037.3019 | 1752 | 48.1756 | 412650.4667 | 24363.8032 | 30.6306 | 1370.044 | 106 | 2432 | 3689.5386 | 608 | 152 | 0.20222
3479 | 1030.1083 | 402.8 | 800 | 3200 | 5 | 98.14% | 100 | 212.08 | 210.8767 | 210.8767 | 1 | 212.08 | 100 | 513.2908 | 487.5111 | 487.5111 | 487.5111 | 25.7797 | 513.2908 | 74.7576 | 67.406 | 67.406 | 67.406 | 7.3517 | 74.7576 | 1622.8436 | 1482.4463 | 1482.4463 | 1529.4559 | 93.3877 | 1482.4463 | 47.0096 | 47.0096 | 1622.8436 | 239.6541 | 193.9384 | 193.9384 | 193.9384 | 45.7157 | 239.6541 | 3755.2117 | 3755.2117 | 1704.479 | 1704.479 | 807.8753 | 807.8753 | 485.4352 | 485.4352 | 757.4222 | 757.4222 | 331292272.8797 | 1128169350.0416 | 260034212.3242 | 32504164.7545 | 1752 | 49.6163 | 379140.1043 | 22385.2767 | 28.1431 | 1442.1516 | 106 | 2432 | 3689.5386 | 608 | 152 | 0.20215
3480 | 20.6022 | 452.2 | 800 | 3200 | 7 | 82.44% | 100 | 147.2161 | 147.1605 | 147.1605 | 1 | 147.2161 | 100 | 144.9292 | 137.6625 | 137.6625 | 137.6625 | 7.2667 | 144.9292 | 80.9042 | 72.9608 | 72.9608 | 72.9608 | 7.9433 | 80.9042 | 309.7132 | 232.6895 | 232.6895 | 282.6864 | 27.0269 | 232.6895 | 49.9968 | 49.9968 | 309.7132 | 258.872 | 210.9993 | 210.9993 | 210.9993 | 47.8728 | 258.872 | 2382.3187 | 2382.3187 | 34.1504 | 34.1504 | 908.5727 | 908.5727 | 680.8219 | 680.8219 | 758.7737 | 758.7737 | 24089937.2184 | 1172191765.2111 | 248118300.6328 | 307599971.4727 | 1752 | 14.6995 | 3837873.2225 | 226596.5884 | 284.881 | 28.843 | 119 | 2432 | 3689.5386 | 608 | 152 | 0.19332
3481 | 51.5054 | 452.2 | 800 | 3200 | 7 | 83.7% | 100 | 149.0511 | 148.8997 | 148.8997 | 1 | 149.0511 | 100 | 150.4719 | 142.9265 | 142.9265 | 142.9265 | 7.5453 | 150.4719 | 80.8955 | 72.9523 | 72.9523 | 72.9523 | 7.9432 | 80.8955 | 326.7937 | 249.9417 | 249.9417 | 299.0532 | 27.7405 | 249.9417 | 49.1116 | 49.1116 | 326.7937 | 270.891 | 220.6742 | 220.6742 | 220.6742 | 50.2168 | 270.891 | 2433.2875 | 2433.2875 | 85.367 | 85.367 | 908.4768 | 908.4768 | 680.75 | 680.75 | 758.6936 | 758.6936 | 57939575.9453 | 1172220605.9612 | 236255603.2401 | 285584189.3885 | 1752 | 15.8271 | 3498492.2545 | 206558.7797 | 259.6891 | 72.1076 | 119 | 2432 | 3689.5386 | 608 | 152 | 0.1842
3482 | 154.5162 | 452.2 | 800 | 3200 | 6 | 87.66% | 100 | 149.5995 | 149.2293 | 149.2293 | 1 | 149.5995 | 100 | 175.5627 | 166.758 | 166.758 | 166.758 | 8.8047 | 175.5627 | 80.888 | 72.9445 | 72.9445 | 72.9445 | 7.9435 | 80.888 | 356.3854 | 279.8883 | 279.8883 | 327.6198 | 28.7656 | 279.8883 | 47.7315 | 47.7315 | 356.3854 | 295.1575 | 240.054 | 240.054 | 240.054 | 55.1036 | 295.1575 | 2506.4124 | 2506.4124 | 256.0644 | 256.0644 | 908.3466 | 908.3466 | 583.4165 | 583.4165 | 758.585 | 758.585 | 148357157.4845 | 1172187954.7111 | 215204199.0615 | 216250758.5579 | 1752.0001 | 19.8551 | 2571560.0667 | 151830.6375 | 190.884 | 216.3227 | 119 | 2432 | 3689.5386 | 608 | 152 | 0.16794
3483 | 206.0217 | 452.2 | 800 | 3200 | 6 | 89.5% | 100 | 153.1276 | 152.647 | 152.647 | 1 | 153.1276 | 100 | 191.978 | 182.3487 | 182.3487 | 182.3487 | 9.6293 | 191.978 | 80.8763 | 72.9328 | 72.9328 | 72.9328 | 7.9435 | 80.8763 | 404.8264 | 326.3082 | 326.3082 | 373.6578 | 31.1686 | 326.3082 | 47.3496 | 47.3496 | 404.8264 | 294.6507 | 239.4334 | 239.4334 | 239.4334 | 55.2173 | 294.6507 | 2591.3645 | 2591.3645 | 341.3661 | 341.3661 | 908.2055 | 908.2055 | 583.3258 | 583.3258 | 758.4671 | 758.4671 | 179886507.7529 | 1172179165.0799 | 216038006.9958 | 183896320.1714 | 1752 | 21.966 | 2166058.8605 | 127888.9425 | 160.7841 | 288.4303 | 119 | 2432 | 3689.5386 | 608 | 152 | 0.16854
3484 | 257.5271 | 452.2 | 800 | 3200 | 6 | 91.01% | 100 | 156.881 | 156.3077 | 156.3077 | 1 | 156.881 | 100 | 212.362 | 201.7087 | 201.7087 | 201.7087 | 10.6532 | 212.362 | 80.8631 | 72.9198 | 72.9198 | 72.9198 | 7.9432 | 80.8631 | 460.3742 | 379.4373 | 379.4373 | 426.4346 | 33.9396 | 379.4373 | 46.9974 | 46.9974 | 460.3742 | 289.213 | 234.8643 | 234.8643 | 234.8643 | 54.3487 | 289.213 | 2676.3188 | 2676.3188 | 426.6459 | 426.6459 | 908.0741 | 908.0741 | 583.2414 | 583.2414 | 758.3574 | 758.3574 | 202766560.0583 | 1172230435.4955 | 219450237.0154 | 157552767.4309 | 1752 | 24.2228 | 1842354.6666 | 108776.7255 | 136.7559 | 360.5379 | 119 | 2432 | 3689.5386 | 608 | 152 | 0.17112
3485 | 309.0325 | 452.2 | 800 | 3200 | 6 | 92.28% | 100 | 160.7932 | 160.1038 | 160.1038 | 1 | 160.7932 | 100 | 233.2584 | 221.5554 | 221.5554 | 221.5554 | 11.703 | 233.2584 | 80.8509 | 72.9079 | 72.9079 | 72.9079 | 7.943 | 80.8509 | 523.4707 | 439.7091 | 439.7091 | 486.3397 | 37.1311 | 439.7091 | 46.6305 | 46.6305 | 523.4707 | 283.5347 | 230.1063 | 230.1063 | 230.1063 | 53.4284 | 283.5347 | 2761.2751 | 2761.2751 | 511.9059 | 511.9059 | 907.9515 | 907.9515 | 583.1627 | 583.1627 | 758.255 | 758.255 | 221004548.2063 | 1172252020.4967 | 223470578.8754 | 135272852.4216 | 1752 | 26.5211 | 1569391.5971 | 92660.3775 | 116.4941 | 432.6455 | 119 | 2432 | 3689.5386 | 608 | 152 | 0.17417
3486 | 360.5379 | 452.2 | 800 | 3200 | 6 | 93.32% | 100 | 164.8733 | 164.1291 | 164.1291 | 1 | 164.8733 | 100 | 254.6344 | 241.8574 | 241.8574 | 241.8574 | 12.777 | 254.6344 | 80.8421 | 72.899 | 72.899 | 72.899 | 7.943 | 80.8421 | 594.7177 | 507.4722 | 507.4722 | 553.9921 | 40.7256 | 507.4722 | 46.5199 | 46.5199 | 594.7177 | 278.2335 | 225.6873 | 225.6873 | 225.6873 | 52.5461 | 278.2335 | 2846.2331 | 2846.2331 | 597.1481 | 597.1481 | 907.8368 | 907.8368 | 583.089 | 583.089 | 758.1592 | 758.1592 | 235739393.7658 | 1172241843.6942 | 226974037.3692 | 117044725.1708 | 1752 | 28.8358 | 1356086.0602 | 80066.3433 | 100.6607 | 504.753 | 119 | 2432 | 3689.5386 | 608 | 152 | 0.17682
3487 | 412.0433 | 452.2 | 800 | 3200 | 6 | 94.18% | 100 | 169.0675 | 168.2094 | 168.2094 | 1 | 169.0675 | 100 | 276.788 | 262.8978 | 262.8978 | 262.8978 | 13.8902 | 276.788 | 80.8327 | 72.8897 | 72.8897 | 72.8897 | 7.943 | 80.8327 | 671.0962 | 580.3918 | 580.3918 | 626.4981 | 44.5982 | 580.3918 | 46.1062 | 46.1062 | 671.0962 | 273.7382 | 221.9424 | 221.9424 | 221.9424 | 51.7959 | 273.7382 | 2931.1928 | 2931.1928 | 682.3742 | 682.3742 | 907.7293 | 907.7293 | 583.0199 | 583.0199 | 758.0694 | 758.0694 | 247542283.01 | 1172260162.1182 | 230289587.6671 | 101907975.1705 | 1752 | 31.1017 | 1164579.0286 | 68759.3413 | 86.4454 | 576.8606 | 119 | 2432 | 3689.5386 | 608 | 152 | 0.17939
3488 | 463.5487 | 452.2 | 800 | 3200 | 6 | 94.84% | 100 | 173.397 | 172.5456 | 172.5456 | 1 | 173.397 | 100 | 299.1511 | 284.137 | 284.137 | 284.137 | 15.0141 | 299.1511 | 80.8245 | 72.8815 | 72.8815 | 72.8815 | 7.943 | 80.8245 | 749.0395 | 654.5003 | 654.5003 | 700.5149 | 48.5246 | 654.5003 | 46.0146 | 46.0146 | 749.0395 | 270.8571 | 219.5113 | 219.5113 | 219.5113 | 51.3458 | 270.8571 | 3016.154 | 3016.154 | 767.5856 | 767.5856 | 907.6283 | 907.6283 | 582.9551 | 582.9551 | 757.9851 | 757.9851 | 257234598.5437 | 1172254669.479 | 232071141.8084 | 90439599.5974 | 1752 | 33.3585 | 1034232.8917 | 61063.4149 | 76.7699 | 648.9682 | 119 | 2432 | 3689.5386 | 608 | 152 | 0.18066
3489 | 515.0541 | 452.2 | 800 | 3200 | 6 | 95.43% | 100 | 177.8014 | 176.7809 | 176.7809 | 1 | 177.8014 | 100 | 321.4371 | 305.3029 | 305.3029 | 305.3029 | 16.1342 | 321.4371 | 80.817 | 72.874 | 72.874 | 72.874 | 7.943 | 80.817 | 833.7966 | 734.8987 | 734.8987 | 780.94 | 52.8565 | 734.8987 | 46.0413 | 46.0413 | 833.7966 | 268.5163 | 217.5284 | 217.5284 | 217.5284 | 50.988 | 268.5163 | 3101.1165 | 3101.1165 | 852.7835 | 852.7835 | 907.5332 | 907.5332 | 582.894 | 582.894 | 757.9057 | 757.9057 | 265933083.8469 | 1172256393.7774 | 233782980.4886 | 80027541.887 | 1752 | 35.5052 | 911960.9407 | 53844.2064 | 67.6938 | 721.0758 | 119 | 2432 | 3689.5386 | 608 | 152 | 0.18199
3490 | 566.5595 | 452.2 | 800 | 3200 | 5 | 95.95% | 100 | 176.1047 | 175.2395 | 175.2395 | 1 | 176.1047 | 100 | 343.7118 | 326.4598 | 326.4598 | 326.4598 | 17.252 | 343.7118 | 80.8175 | 72.8746 | 72.8746 | 72.8746 | 7.9429 | 80.8175 | 784.7486 | 688.6042 | 688.6042 | 734.4329 | 50.3157 | 688.6042 | 45.8286 | 45.8286 | 784.7486 | 266.2384 | 215.6138 | 215.6138 | 215.6138 | 50.6246 | 266.2384 | 3089.2897 | 3089.2897 | 938.0752 | 938.0752 | 907.5461 | 907.5461 | 485.7519 | 485.7519 | 757.9164 | 757.9164 | 273213711.8673 | 1172266107.4311 | 235613770.4175 | 70906410.2841 | 1752 | 37.5515 | 806000.5446 | 47588.0685 | 59.8285 | 793.1834 | 119 | 2432 | 3689.5386 | 608 | 152 | 0.1834
3491 | 618.065 | 452.2 | 800 | 3200 | 5 | 96.46% | 100 | 180.5736 | 179.561 | 179.561 | 1 | 180.5736 | 100 | 365.8086 | 347.4458 | 347.4458 | 347.4458 | 18.3628 | 365.8086 | 80.8097 | 72.8669 | 72.8669 | 72.8669 | 7.9429 | 80.8097 | 882.4075 | 781.3885 | 781.3885 | 827.0903 | 55.3172 | 781.3885 | 45.7018 | 45.7018 | 882.4075 | 263.6144 | 213.4329 | 213.4329 | 213.4329 | 50.1815 | 263.6144 | 3174.2533 | 3174.2533 | 1023.2529 | 1023.2529 | 907.4558 | 907.4558 | 485.7036 | 485.7036 | 757.841 | 757.841 | 279971822.412 | 1172269689.0874 | 237664492.0843 | 62093989.106 | 1752 | 39.4828 | 705639.2925 | 41662.5165 | 52.3788 | 865.2909 | 119 | 2432 | 3689.5386 | 608 | 152 | 0.18498
3492 | 669.5704 | 452.2 | 800 | 3200 | 5 | 96.87% | 100 | 185.0891 | 184.0133 | 184.0133 | 1 | 185.0891 | 100 | 387.8408 | 368.3702 | 368.3702 | 368.3702 | 19.4706 | 387.8408 | 80.8027 | 72.8599 | 72.8599 | 72.8599 | 7.9428 | 80.8027 | 990.262 | 883.7092 | 883.7092 | 929.4423 | 60.8197 | 883.7092 | 45.7331 | 45.7331 | 990.262 | 261.5901 | 211.7368 | 211.7368 | 211.7368 | 49.8533 | 261.5901 | 3259.218 | 3259.218 | 1108.4198 | 1108.4198 | 907.3705 | 907.3705 | 485.6579 | 485.6579 | 757.7698 | 757.7698 | 285862107.2077 | 1172255856.7407 | 239091720.4069 | 54790315.6447 | 1752 | 41.3308 | 617193.1989 | 36440.462 | 45.8135 | 937.3985 | 119 | 2432 | 3689.5386 | 608 | 152 | 0.18608
3493 | 721.0758 | 452.2 | 800 | 3200 | 5 | 97.17% | 100 | 189.6628 | 188.7299 | 188.7299 | 1 | 189.6628 | 100 | 410.1408 | 389.549 | 389.549 | 389.549 | 20.5918 | 410.1408 | 80.7965 | 72.8536 | 72.8536 | 72.8536 | 7.9429 | 80.7965 | 1094.1171 | 982.414 | 982.414 | 1027.9959 | 66.1212 | 982.414 | 45.5818 | 45.5818 | 1094.1171 | 260.6255 | 210.9058 | 210.9058 | 210.9058 | 49.7197 | 260.6255 | 3344.1837 | 3344.1837 | 1193.5767 | 1193.5767 | 907.2898 | 907.2898 | 485.6147 | 485.6147 | 757.7024 | 757.7024 | 290804060.5474 | 1172274052.1681 | 239289518.8575 | 49632368.427 | 1752 | 43.1233 | 562492.2255 | 33210.7946 | 41.7532 | 1009.5061 | 119 | 2432 | 3689.5386 | 608 | 152 | 0.18623
3494 | 772.5812 | 452.2 | 800 | 3200 | 5 | 97.46% | 100 | 194.2752 | 193.2415 | 193.2415 | 1 | 194.2752 | 100 | 432.5045 | 410.7881 | 410.7881 | 410.7881 | 21.7164 | 432.5045 | 80.79 | 72.8472 | 72.8472 | 72.8472 | 7.9428 | 80.79 | 1207.0264 | 1089.2601 | 1089.2601 | 1135.1091 | 71.9173 | 1089.2601 | 45.8489 | 45.8489 | 1207.0264 | 259.8254 | 210.2099 | 210.2099 | 210.2099 | 49.6155 | 259.8254 | 3429.1504 | 3429.1504 | 1278.7245 | 1278.7245 | 907.2134 | 907.2134 | 485.5739 | 485.5739 | 757.6386 | 757.6386 | 295368270.77 | 1172274318.6855 | 239784414.659 | 44572995.8855 | 1752 | 44.8104 | 508635.4237 | 30030.969 | 37.7554 | 1081.6137 | 119 | 2432 | 3689.5386 | 608 | 152 | 0.18661
3495 | 824.0866 | 452.2 | 800 | 3200 | 5 | 97.74% | 100 | 198.8955 | 197.6548 | 197.6548 | 1 | 198.8955 | 100 | 454.6542 | 431.824 | 431.824 | 431.824 | 22.8302 | 454.6542 | 80.7838 | 72.841 | 72.841 | 72.841 | 7.9428 | 80.7838 | 1339.1374 | 1214.3484 | 1214.3484 | 1260.4167 | 78.7207 | 1214.3484 | 46.0684 | 46.0684 | 1339.1374 | 258.9914 | 209.4885 | 209.4885 | 209.4885 | 49.503 | 258.9914 | 3514.118 | 3514.118 | 1363.8639 | 1363.8639 | 907.141 | 907.141 | 485.5351 | 485.5351 | 757.5781 | 757.5781 | 299647923.8596 | 1172282041.4574 | 240429281.4647 | 39640753.2184 | 1752 | 46.4048 | 456616.2457 | 26959.6408 | 33.8941 | 1153.7213 | 119 | 2432 | 3689.5386 | 608 | 152 | 0.18711
3496 | 875.592 | 452.2 | 800 | 3200 | 5 | 97.99% | 100 | 203.5282 | 202.1386 | 202.1386 | 1 | 203.5282 | 100 | 476.7468 | 452.8055 | 452.8055 | 452.8055 | 23.9413 | 476.7468 | 80.7782 | 72.8354 | 72.8354 | 72.8354 | 7.9428 | 80.7782 | 1491.4497 | 1358.6004 | 1358.6004 | 1404.9045 | 86.5453 | 1358.6004 | 46.3041 | 46.3041 | 1491.4497 | 258.1686 | 208.7782 | 208.7782 | 208.7782 | 49.3903 | 258.1686 | 3599.0864 | 3599.0864 | 1448.9954 | 1448.9954 | 907.0721 | 907.0721 | 485.4982 | 485.4982 | 757.5206 | 757.5206 | 303463257.3553 | 1172285063.162 | 241014711.1441 | 35236968.3385 | 1752 | 47.915 | 403688.6379 | 23834.6769 | 29.9653 | 1225.8288 | 119 | 2432 | 3689.5386 | 608 | 152 | 0.18756
3497 | 927.0974 | 452.2 | 800 | 3200 | 5 | 98.18% | 100 | 208.1814 | 206.9566 | 206.9566 | 1 | 208.1814 | 100 | 498.8779 | 473.8234 | 473.8234 | 473.8234 | 25.0544 | 498.8779 | 80.7724 | 72.8297 | 72.8297 | 72.8297 | 7.9427 | 80.7724 | 1656.065 | 1514.6819 | 1514.6819 | 1561.0772 | 94.9878 | 1514.6819 | 46.3954 | 46.3954 | 1656.065 | 257.6281 | 208.3035 | 208.3035 | 208.3035 | 49.3246 | 257.6281 | 3684.0556 | 3684.0556 | 1534.1198 | 1534.1198 | 907.0067 | 907.0067 | 485.4632 | 485.4632 | 757.4659 | 757.4659 | 306932361.273 | 1172290154.3024 | 240954549.2006 | 31822935.224 | 1752 | 49.3629 | 367263.9368 | 21684.0813 | 27.2616 | 1297.9364 | 119 | 2432 | 3689.5386 | 608 | 152 | 0.18751
3498 | 978.6028 | 452.2 | 800 | 3200 | 5 | 98.36% | 100 | 212.8629 | 211.487 | 211.487 | 1 | 212.8629 | 100 | 521.0561 | 494.8861 | 494.8861 | 494.8861 | 26.17 | 521.0561 | 80.7676 | 72.8249 | 72.8249 | 72.8249 | 7.9428 | 80.7676 | 1815.901 | 1666.2787 | 1666.2787 | 1712.6904 | 103.2106 | 1666.2787 | 46.4117 | 46.4117 | 1815.901 | 257.602 | 208.2478 | 208.2478 | 208.2478 | 49.3542 | 257.602 | 3769.0255 | 3769.0255 | 1619.2374 | 1619.2374 | 906.9444 | 906.9444 | 485.4298 | 485.4298 | 757.4139 | 757.4139 | 310118860.8539 | 1172286131.3721 | 240842576.0728 | 28752431.7011 | 1752 | 50.7374 | 331061.0217 | 19546.5805 | 24.5743 | 1370.044 | 119 | 2432 | 3689.5386 | 608 | 152 | 0.18743
3499 | 1030.1083 | 452.2 | 800 | 3200 | 5 | 98.55% | 100 | 217.5408 | 215.7973 | 215.7973 | 1 | 217.5408 | 100 | 543.1239 | 515.8439 | 515.8439 | 515.8439 | 27.28 | 543.1239 | 80.7626 | 72.8198 | 72.8198 | 72.8198 | 7.9427 | 80.7626 | 2015.6242 | 1855.7421 | 1855.7421 | 1902.1297 | 113.4945 | 1855.7421 | 46.3876 | 46.3876 | 2015.6242 | 257.2976 | 207.9658 | 207.9658 | 207.9658 | 49.3317 | 257.2976 | 3853.996 | 3853.996 | 1704.3487 | 1704.3487 | 906.885 | 906.885 | 485.398 | 485.398 | 757.3643 | 757.3643 | 313089896.9411 | 1172290770.8477 | 241167520.1257 | 25451812.0855 | 1752 | 52.0331 | 289292.5608 | 17080.4775 | 21.4739 | 1442.1516 | 119 | 2432 | 3689.5386 | 608 | 152 | 0.18768
3500 | 20.6022 | 501.6 | 800 | 3200 | 7 | 84.89% | 100 | 151.2194 | 151.1636 | 151.1636 | 1 | 151.2194 | 100 | 152.1458 | 144.5158 | 144.5158 | 144.5158 | 7.6299 | 152.1458 | 87.0066 | 78.4626 | 78.4626 | 78.4626 | 8.544 | 87.0066 | 348.6211 | 270.2385 | 270.2385 | 319.6585 | 28.9626 | 270.2385 | 49.4201 | 49.4201 | 348.6211 | 250.016 | 203.5112 | 203.5112 | 203.5112 | 46.5048 | 250.016 | 2481.0777 | 2481.0777 | 34.1436 | 34.1436 | 1007.6267 | 1007.6267 | 680.6856 | 680.6856 | 758.6218 | 758.6218 | 22955210.6126 | 1208843564.7729 | 255407273.1826 | 264793951.4318 | 1752 | 19.5765 | 3266522.0897 | 192862.7442 | 242.4702 | 28.843 | 132 | 2432 | 3689.5386 | 608 | 152 | 0.19889
3501 | 51.5054 | 501.6 | 800 | 3200 | 7 | 85.97% | 100 | 153.2563 | 153.1032 | 153.1032 | 1 | 153.2563 | 100 | 157.2325 | 149.3467 | 149.3467 | 149.3467 | 7.8858 | 157.2325 | 86.9979 | 78.454 | 78.454 | 78.454 | 8.5439 | 86.9979 | 369.2377 | 290.4279 | 290.4279 | 339.3989 | 29.8388 | 290.4279 | 48.971 | 48.971 | 369.2377 | 262.917 | 213.8982 | 213.8982 | 213.8982 | 49.0188 | 262.917 | 2532.0483 | 2532.0483 | 85.3507 | 85.3507 | 1007.5293 | 1007.5293 | 680.6198 | 680.6198 | 758.5485 | 758.5485 | 55448575.4897 | 1208870712.4908 | 241916948.7761 | 245763763.2434 | 1752 | 20.7611 | 3004854.5249 | 177413.308 | 223.0469 | 72.1076 | 132 | 2432 | 3689.5386 | 608 | 152 | 0.18851
3502 | 154.5162 | 501.6 | 800 | 3200 | 6 | 89.54% | 100 | 154.1236 | 153.7095 | 153.7095 | 1 | 154.1236 | 100 | 181.7957 | 172.6769 | 172.6769 | 172.6769 | 9.1188 | 181.7957 | 86.9878 | 78.4439 | 78.4439 | 78.4439 | 8.5439 | 86.9878 | 408.9216 | 329.803 | 329.803 | 377.4523 | 31.4692 | 329.803 | 47.6494 | 47.6494 | 408.9216 | 291.4909 | 236.7757 | 236.7757 | 236.7757 | 54.7152 | 291.4909 | 2605.1756 | 2605.1756 | 256.0184 | 256.0184 | 1007.3968 | 1007.3968 | 583.3117 | 583.3117 | 758.4487 | 758.4487 | 143051793.659 | 1208857593.4097 | 216882175.7962 | 183208490.4546 | 1752.0001 | 24.7368 | 2164364.7291 | 127788.9173 | 160.6583 | 216.3227 | 132 | 2432 | 3689.5386 | 608 | 152 | 0.1692
3503 | 206.0217 | 501.6 | 800 | 3200 | 6 | 91.13% | 100 | 157.7856 | 157.2614 | 157.2614 | 1 | 157.7856 | 100 | 199.453 | 189.4472 | 189.4472 | 189.4472 | 10.0059 | 199.453 | 86.9742 | 78.4305 | 78.4305 | 78.4305 | 8.5437 | 86.9742 | 468.0255 | 386.5932 | 386.5932 | 433.6181 | 34.4074 | 386.5932 | 47.0249 | 47.0249 | 468.0255 | 294.1345 | 238.7335 | 238.7335 | 238.7335 | 55.401 | 294.1345 | 2690.1302 | 2690.1302 | 341.309 | 341.309 | 1007.2527 | 1007.2527 | 583.2283 | 583.2283 | 758.3402 | 758.3402 | 173082185.5433 | 1208903239.9027 | 214613737.9165 | 155400836.6375 | 1752 | 26.7921 | 1822105.0425 | 107581.1426 | 135.2528 | 288.4303 | 132 | 2432 | 3689.5386 | 608 | 152 | 0.16741
3504 | 257.5271 | 501.6 | 800 | 3200 | 6 | 92.46% | 100 | 161.6678 | 161.0364 | 161.0364 | 1 | 161.6678 | 100 | 221.055 | 209.964 | 209.964 | 209.964 | 11.091 | 221.055 | 86.9609 | 78.4175 | 78.4175 | 78.4175 | 8.5434 | 86.9609 | 537.3078 | 452.5712 | 452.5712 | 499.4217 | 37.886 | 452.5712 | 46.8506 | 46.8506 | 537.3078 | 291.2565 | 236.2319 | 236.2319 | 236.2319 | 55.0246 | 291.2565 | 2775.0868 | 2775.0868 | 426.5793 | 426.5793 | 1007.1182 | 1007.1182 | 583.1504 | 583.1504 | 758.239 | 758.239 | 194748771.5125 | 1208943245.0384 | 216190343.3103 | 132117640.1387 | 1752 | 28.9028 | 1539794.8948 | 90912.9223 | 114.2972 | 360.5379 | 132 | 2432 | 3689.5386 | 608 | 152 | 0.16858
3505 | 309.0325 | 501.6 | 800 | 3200 | 6 | 93.45% | 100 | 165.7605 | 165.0962 | 165.0962 | 1 | 165.7605 | 100 | 243.6332 | 231.4079 | 231.4079 | 231.4079 | 12.2252 | 243.6332 | 86.9521 | 78.4086 | 78.4086 | 78.4086 | 8.5435 | 86.9521 | 608.4403 | 520.2156 | 520.2156 | 566.9568 | 41.4835 | 520.2156 | 46.7412 | 46.7412 | 608.4403 | 289.5028 | 234.657 | 234.657 | 234.657 | 54.8458 | 289.5028 | 2860.0452 | 2860.0452 | 511.8311 | 511.8311 | 1006.9923 | 1006.9923 | 583.0775 | 583.0775 | 758.1442 | 758.1442 | 211444891.1797 | 1208930931.2102 | 216841741.4757 | 114782436.1345 | 1752 | 31.1056 | 1340580.7571 | 79150.8756 | 99.5098 | 432.6455 | 132 | 2432 | 3689.5386 | 608 | 152 | 0.16907
3506 | 360.5379 | 501.6 | 800 | 3200 | 6 | 94.36% | 100 | 169.9358 | 169.1229 | 169.1229 | 1 | 169.9358 | 100 | 266.5515 | 253.1747 | 253.1747 | 253.1747 | 13.3767 | 266.5515 | 86.9414 | 78.3981 | 78.3981 | 78.3981 | 8.5434 | 86.9414 | 693.2628 | 600.9263 | 600.9263 | 647.4735 | 45.7894 | 600.9263 | 46.5472 | 46.5472 | 693.2628 | 286.1825 | 231.8488 | 231.8488 | 231.8488 | 54.3337 | 286.1825 | 2945.0051 | 2945.0051 | 597.0663 | 597.0663 | 1006.8743 | 1006.8743 | 583.0091 | 583.0091 | 758.0553 | 758.0553 | 225074608.7452 | 1208935730.1005 | 219238733.1368 | 98750928.0175 | 1752 | 33.2152 | 1145865.8942 | 67654.4761 | 85.0563 | 504.753 | 132 | 2432 | 3689.5386 | 608 | 152 | 0.17081
3507 | 412.0433 | 501.6 | 800 | 3200 | 6 | 95.06% | 100 | 174.2277 | 173.4123 | 173.4123 | 1 | 174.2277 | 100 | 289.952 | 275.3993 | 275.3993 | 275.3993 | 14.5526 | 289.952 | 86.9321 | 78.3888 | 78.3888 | 78.3888 | 8.5433 | 86.9321 | 782.7659 | 686.039 | 686.039 | 732.4408 | 50.3251 | 686.039 | 46.4018 | 46.4018 | 782.7659 | 283.6988 | 229.7234 | 229.7234 | 229.7234 | 53.9754 | 283.6988 | 3029.9665 | 3029.9665 | 682.2864 | 682.2864 | 1006.7634 | 1006.7634 | 582.9449 | 582.9449 | 757.9718 | 757.9718 | 236200491.1357 | 1208954073.6258 | 220318145.7697 | 86527289.4688 | 1752 | 35.3087 | 999607.1446 | 59019.0336 | 74.1997 | 576.8606 | 132 | 2432 | 3689.5386 | 608 | 152 | 0.17165
3508 | 463.5487 | 501.6 | 800 | 3200 | 6 | 95.65% | 100 | 178.6253 | 177.571 | 177.571 | 1 | 178.6253 | 100 | 313.5713 | 297.8317 | 297.8317 | 297.8317 | 15.7396 | 313.5713 | 86.9244 | 78.381 | 78.381 | 78.381 | 8.5433 | 86.9244 | 871.8276 | 770.8343 | 770.8343 | 816.9572 | 54.8704 | 770.8343 | 46.123 | 46.123 | 871.8276 | 282.5704 | 228.7139 | 228.7139 | 228.7139 | 53.8565 | 282.5704 | 3114.9292 | 3114.9292 | 767.4926 | 767.4926 | 1006.659 | 1006.659 | 582.8844 | 582.8844 | 757.8932 | 757.8932 | 245454266.7881 | 1208942484.4058 | 221309629.7152 | 76293619.091 | 1752 | 37.3297 | 869109.8456 | 51314.1822 | 64.513 | 648.9682 | 132 | 2432 | 3689.5386 | 608 | 152 | 0.17243
3509 | 515.0541 | 501.6 | 800 | 3200 | 6 | 96.18% | 100 | 183.0445 | 181.9058 | 181.9058 | 1 | 183.0445 | 100 | 337.1648 | 320.2394 | 320.2394 | 320.2394 | 16.9255 | 337.1648 | 86.9168 | 78.3735 | 78.3735 | 78.3735 | 8.5434 | 86.9168 | 983.2205 | 876.8044 | 876.8044 | 922.6817 | 60.5388 | 876.8044 | 45.8773 | 45.8773 | 983.2205 | 280.1727 | 226.6932 | 226.6932 | 226.6932 | 53.4794 | 280.1727 | 3199.8931 | 3199.8931 | 852.6861 | 852.6861 | 1006.5605 | 1006.5605 | 582.8274 | 582.8274 | 757.8191 | 757.8191 | 253417220.1705 | 1208938014.153 | 222753175.5851 | 66891590.0914 | 1752 | 39.2555 | 765086.7061 | 45172.4243 | 56.7915 | 721.0758 | 132 | 2432 | 3689.5386 | 608 | 152 | 0.17355
3510 | 566.5595 | 501.6 | 800 | 3200 | 5 | 96.63% | 100 | 181.4044 | 180.4549 | 180.4549 | 1 | 181.4044 | 100 | 360.7434 | 342.6346 | 342.6346 | 342.6346 | 18.1089 | 360.7434 | 86.9172 | 78.3739 | 78.3739 | 78.3739 | 8.5433 | 86.9172 | 928.412 | 824.7789 | 824.7789 | 870.7214 | 57.6906 | 824.7789 | 45.9425 | 45.9425 | 928.412 | 278.6438 | 225.3858 | 225.3858 | 225.3858 | 53.258 | 278.6438 | 3188.0662 | 3188.0662 | 937.9672 | 937.9672 | 1006.5739 | 1006.5739 | 485.696 | 485.696 | 757.8291 | 757.8291 | 260297462.6258 | 1208948654.229 | 223670732.4004 | 59083150.7449 | 1752 | 41.1102 | 675528.0736 | 39884.683 | 50.1437 | 793.1834 | 132 | 2432 | 3689.5386 | 608 | 152 | 0.17425
3511 | 618.065 | 501.6 | 800 | 3200 | 5 | 97.04% | 100 | 185.9335 | 184.8967 | 184.8967 | 1 | 185.9335 | 100 | 384.0673 | 364.786 | 364.786 | 364.786 | 19.2814 | 384.0673 | 86.9088 | 78.3656 | 78.3656 | 78.3656 | 8.5432 | 86.9088 | 1046.8619 | 936.9451 | 936.9451 | 983.1003 | 63.7616 | 936.9451 | 46.1552 | 46.1552 | 1046.8619 | 277.009 | 224.0067 | 224.0067 | 224.0067 | 53.0023 | 277.009 | 3273.031 | 3273.031 | 1023.1416 | 1023.1416 | 1006.4801 | 1006.4801 | 485.6507 | 485.6507 | 757.7586 | 757.7586 | 266524839.6577 | 1208974723.12 | 224656954.835 | 51843482.3873 | 1752 | 42.867 | 596263.2909 | 35204.7136 | 44.2599 | 865.2909 | 132 | 2432 | 3689.5386 | 608 | 152 | 0.17501
3512 | 669.5704 | 501.6 | 800 | 3200 | 5 | 97.36% | 100 | 190.4986 | 189.5723 | 189.5723 | 1 | 190.4986 | 100 | 407.6142 | 387.1489 | 387.1489 | 387.1489 | 20.4652 | 407.6142 | 86.9018 | 78.3586 | 78.3586 | 78.3586 | 8.5432 | 86.9018 | 1170.8702 | 1054.7464 | 1054.7464 | 1100.7842 | 70.086 | 1054.7464 | 46.0378 | 46.0378 | 1170.8702 | 275.9528 | 223.1011 | 223.1011 | 223.1011 | 52.8517 | 275.9528 | 3357.9969 | 3357.9969 | 1108.3057 | 1108.3057 | 1006.3914 | 1006.3914 | 485.6079 | 485.6079 | 757.6918 | 757.6918 | 271772271.8114 | 1208968181.2083 | 224957942.2202 | 46301604.7601 | 1752 | 44.5554 | 527259.7637 | 31130.5915 | 39.1379 | 937.3985 | 132 | 2432 | 3689.5386 | 608 | 152 | 0.17524
3513 | 721.0758 | 501.6 | 800 | 3200 | 5 | 97.63% | 100 | 195.1081 | 194.0701 | 194.0701 | 1 | 195.1081 | 100 | 431.4304 | 409.7677 | 409.7677 | 409.7677 | 21.6627 | 431.4304 | 86.895 | 78.3518 | 78.3518 | 78.3518 | 8.5431 | 86.895 | 1291.1738 | 1168.902 | 1168.902 | 1214.9245 | 76.2493 | 1168.902 | 46.0225 | 46.0225 | 1291.1738 | 275.5836 | 222.7424 | 222.7424 | 222.7424 | 52.8412 | 275.5836 | 3442.9638 | 3442.9638 | 1193.4604 | 1193.4604 | 1006.3074 | 1006.3074 | 485.5674 | 485.5674 | 757.6285 | 757.6285 | 276399157.5576 | 1208976760.7366 | 225039746.5033 | 41584335.2024 | 1752 | 46.1651 | 472551.0796 | 27900.4689 | 35.0769 | 1009.5061 | 132 | 2432 | 3689.5386 | 608 | 152 | 0.17531
3514 | 772.5812 | 501.6 | 800 | 3200 | 5 | 97.92% | 100 | 199.7267 | 198.1928 | 198.1928 | 1 | 199.7267 | 100 | 454.9734 | 432.1269 | 432.1269 | 432.1269 | 22.8465 | 454.9734 | 86.8886 | 78.3455 | 78.3455 | 78.3455 | 8.5431 | 86.8886 | 1433.7517 | 1304.3297 | 1304.3297 | 1350.167 | 83.5847 | 1304.3297 | 45.8373 | 45.8373 | 1433.7517 | 275.0976 | 222.2981 | 222.2981 | 222.2981 | 52.7995 | 275.0976 | 3527.9315 | 3527.9315 | 1278.6063 | 1278.6063 | 1006.2277 | 1006.2277 | 485.529 | 485.529 | 757.5685 | 757.5685 | 280851637.5434 | 1208976760.7366 | 225676852.82 | 36494748.8999 | 1752 | 47.6763 | 414619.6389 | 24480.0675 | 30.7767 | 1081.6137 | 132 | 2432 | 3689.5386 | 608 | 152 | 0.1758
3515 | 824.0866 | 501.6 | 800 | 3200 | 5 | 98.13% | 100 | 204.3657 | 203.0164 | 203.0164 | 1 | 204.3657 | 100 | 478.3055 | 454.2857 | 454.2857 | 454.2857 | 24.0199 | 478.3055 | 86.8827 | 78.3396 | 78.3396 | 78.3396 | 8.5431 | 86.8827 | 1606.0351 | 1467.4335 | 1467.4335 | 1513.6205 | 92.4146 | 1467.4335 | 46.187 | 46.187 | 1606.0351 | 274.4831 | 221.7542 | 221.7542 | 221.7542 | 52.729 | 274.4831 | 3612.9 | 3612.9 | 1363.7441 | 1363.7441 | 1006.152 | 1006.152 | 485.4924 | 485.4924 | 757.5115 | 757.5115 | 284791632.3804 | 1208976760.7366 | 225526912.2942 | 32704694.5887 | 1752 | 49.1325 | 378232.2741 | 22331.6764 | 28.0758 | 1153.7213 | 132 | 2432 | 3689.5386 | 608 | 152 | 0.17568
3516 | 875.592 | 501.6 | 800 | 3200 | 5 | 98.34% | 100 | 209.0213 | 207.5769 | 207.5769 | 1 | 209.0213 | 100 | 501.7517 | 476.5527 | 476.5527 | 476.5527 | 25.199 | 501.7517 | 86.8771 | 78.334 | 78.334 | 78.334 | 8.5431 | 86.8771 | 1794.1017 | 1645.7689 | 1645.7689 | 1692.0247 | 102.077 | 1645.7689 | 46.2557 | 46.2557 | 1794.1017 | 274.0662 | 221.3753 | 221.3753 | 221.3753 | 52.6908 | 274.0662 | 3697.8693 | 3697.8693 | 1448.8744 | 1448.8744 | 1006.08 | 1006.08 | 485.4577 | 485.4577 | 757.4573 | 757.4573 | 288260106.7635 | 1208976760.7366 | 225694496.7938 | 29068635.7061 | 1752 | 50.509 | 329895.2144 | 19477.7487 | 24.4877 | 1225.8288 | 132 | 2432 | 3689.5386 | 608 | 152 | 0.17582
3517 | 927.0974 | 501.6 | 800 | 3200 | 5 | 98.52% | 100 | 213.6945 | 211.9989 | 211.9989 | 1 | 213.6945 | 100 | 525.3459 | 498.9602 | 498.9602 | 498.9602 | 26.3857 | 525.3459 | 86.8717 | 78.3286 | 78.3286 | 78.3286 | 8.5431 | 86.8717 | 1980.0559 | 1822.6849 | 1822.6849 | 1868.3947 | 111.6611 | 1822.6849 | 45.7098 | 45.7098 | 1980.0559 | 274.0956 | 221.36 | 221.36 | 221.36 | 52.7356 | 274.0956 | 3782.8393 | 3782.8393 | 1533.9977 | 1533.9977 | 1006.0114 | 1006.0114 | 485.4246 | 485.4246 | 757.4057 | 757.4057 | 291424807.5793 | 1208978108.1375 | 225608494.8616 | 25988589.4216 | 1752 | 51.8212 | 290259.3375 | 17137.5582 | 21.5456 | 1297.9364 | 132 | 2432 | 3689.5386 | 608 | 152 | 0.17575
3518 | 978.6028 | 501.6 | 800 | 3200 | 5 | 98.65% | 100 | 218.382 | 216.9866 | 216.9866 | 1 | 218.382 | 100 | 548.8024 | 521.2369 | 521.2369 | 521.2369 | 27.5655 | 548.8024 | 86.8666 | 78.3235 | 78.3235 | 78.3235 | 8.5431 | 86.8666 | 2197.9735 | 2029.7803 | 2029.7803 | 2075.1058 | 122.8677 | 2029.7803 | 45.3255 | 45.3255 | 2197.9735 | 274.1076 | 221.3386 | 221.3386 | 221.3386 | 52.769 | 274.1076 | 3867.81 | 3867.81 | 1619.1145 | 1619.1145 | 1005.946 | 1005.946 | 485.393 | 485.393 | 757.3564 | 757.3564 | 294401299.6493 | 1208978108.1375 | 225009893.6051 | 23610698.6081 | 1752 | 53.0783 | 265857.3335 | 15696.8095 | 19.7343 | 1370.044 | 132 | 2432 | 3689.5386 | 608 | 152 | 0.17528
3519 | 1030.1083 | 501.6 | 800 | 3200 | 5 | 98.78% | 100 | 223.0882 | 221.7573 | 221.7573 | 1 | 223.0882 | 100 | 572.1861 | 543.4444 | 543.4444 | 543.4444 | 28.7417 | 572.1861 | 86.8617 | 78.3186 | 78.3186 | 78.3186 | 8.5431 | 86.8617 | 2432.7438 | 2252.3594 | 2252.3594 | 2297.8198 | 134.924 | 2252.3594 | 45.4604 | 45.4604 | 2432.7438 | 274.3042 | 221.4636 | 221.4636 | 221.4636 | 52.8406 | 274.3042 | 3952.7812 | 3952.7812 | 1704.2253 | 1704.2253 | 1005.8836 | 1005.8836 | 485.3629 | 485.3629 | 757.3094 | 757.3094 | 297055092.2447 | 1208978108.1375 | 224625293.2685 | 21341546.1227 | 1752 | 54.2723 | 242040.1056 | 14290.5873 | 17.9664 | 1442.1516 | 132 | 2432 | 3689.5386 | 608 | 152 | 0.17499
3520 | 20.6022 | 551 | 800 | 3200 | 7 | 86.81% | 100 | 155.7045 | 155.6466 | 155.6466 | 1 | 155.7045 | 100 | 157.872 | 149.9535 | 149.9535 | 149.9535 | 7.9185 | 157.872 | 93.2395 | 84.0819 | 84.0819 | 84.0819 | 9.1576 | 93.2395 | 390.0994 | 309.6156 | 309.6156 | 359.043 | 31.0564 | 309.6156 | 49.4274 | 49.4274 | 390.0994 | 244.5253 | 198.8218 | 198.8218 | 198.8218 | 45.7035 | 244.5253 | 2579.8401 | 2579.8401 | 34.1373 | 34.1373 | 1106.6595 | 1106.6595 | 680.5607 | 680.5607 | 758.4826 | 758.4826 | 22110323.6916 | 1238933597.2382 | 259915598.1452 | 231040465.1474 | 1752 | 24.3753 | 2851586.3502 | 168364.0134 | 211.67 | 28.843 | 145 | 2432 | 3689.5386 | 608 | 152 | 0.20232
3521 | 51.5054 | 551 | 800 | 3200 | 7 | 87.87% | 100 | 157.7686 | 157.604 | 157.604 | 1 | 157.7686 | 100 | 162.8664 | 154.6968 | 154.6968 | 154.6968 | 8.1697 | 162.8664 | 93.2305 | 84.073 | 84.073 | 84.073 | 9.1575 | 93.2305 | 416.5426 | 335.5159 | 335.5159 | 384.3074 | 32.2352 | 335.5159 | 48.7915 | 48.7915 | 416.5426 | 256.5241 | 208.4881 | 208.4881 | 208.4881 | 48.036 | 256.5241 | 2630.8123 | 2630.8123 | 85.3357 | 85.3357 | 1106.5612 | 1106.5612 | 680.5002 | 680.5002 | 758.4152 | 758.4152 | 53543954.0955 | 1238948957.1605 | 246911502.8654 | 212595490.8091 | 1751.9999 | 25.4637 | 2585412.2115 | 152648.499 | 191.9122 | 72.1076 | 145 | 2432 | 3689.5386 | 608 | 152 | 0.19231
3522 | 154.5162 | 551 | 800 | 3200 | 6 | 91.01% | 100 | 158.9049 | 158.4609 | 158.4609 | 1 | 158.9049 | 100 | 187.7499 | 178.331 | 178.331 | 178.331 | 9.419 | 187.7499 | 93.2201 | 84.0627 | 84.0627 | 84.0627 | 9.1574 | 93.2201 | 465.689 | 383.9541 | 383.9541 | 431.3337 | 34.3554 | 383.9541 | 47.3796 | 47.3796 | 465.689 | 289.3249 | 234.7689 | 234.7689 | 234.7689 | 54.5559 | 289.3249 | 2703.9417 | 2703.9417 | 255.976 | 255.976 | 1106.4272 | 1106.4272 | 583.2152 | 583.2152 | 758.3233 | 758.3233 | 138561936.2872 | 1238950220.2481 | 217059119.6363 | 157428723.8283 | 1752 | 29.3151 | 1860098.8188 | 109824.3798 | 138.073 | 216.3227 | 145 | 2432 | 3689.5386 | 608 | 152 | 0.16931
3523 | 206.0217 | 551 | 800 | 3200 | 6 | 92.38% | 100 | 162.7586 | 162.1657 | 162.1657 | 1 | 162.7586 | 100 | 206.1373 | 195.7945 | 195.7945 | 195.7945 | 10.3427 | 206.1373 | 93.2066 | 84.0494 | 84.0494 | 84.0494 | 9.1572 | 93.2066 | 534.4542 | 449.4228 | 449.4228 | 496.6537 | 37.8005 | 449.4228 | 47.2309 | 47.2309 | 534.4542 | 296.003 | 239.9894 | 239.9894 | 239.9894 | 56.0136 | 296.003 | 2788.8986 | 2788.8986 | 341.2563 | 341.2563 | 1106.281 | 1106.281 | 583.1382 | 583.1382 | 758.2231 | 758.2231 | 167483792.9612 | 1238997855.7887 | 212021593.5043 | 133496757.7459 | 1752 | 31.2712 | 1567063.3283 | 92522.9114 | 116.3213 | 288.4303 | 145 | 2432 | 3689.5386 | 608 | 152 | 0.16539
3524 | 257.5271 | 551 | 800 | 3200 | 6 | 93.52% | 100 | 166.7248 | 166.065 | 166.065 | 1 | 166.7248 | 100 | 229.0433 | 217.5499 | 217.5499 | 217.5499 | 11.4934 | 229.0433 | 93.1942 | 84.0372 | 84.0372 | 84.0372 | 9.157 | 93.1942 | 615.1776 | 526.6692 | 526.6692 | 573.2928 | 41.8848 | 526.6692 | 46.6236 | 46.6236 | 615.1776 | 295.8014 | 239.6638 | 239.6638 | 239.6638 | 56.1376 | 295.8014 | 2873.8572 | 2873.8572 | 426.5176 | 426.5176 | 1106.1442 | 1106.1442 | 583.0661 | 583.0661 | 758.1294 | 758.1294 | 187668425.8054 | 1239015131.349 | 211771243.0824 | 113545199.7632 | 1752 | 33.2459 | 1316810.0665 | 77747.4011 | 97.7453 | 360.5379 | 145 | 2432 | 3689.5386 | 608 | 152 | 0.1651
3525 | 309.0325 | 551 | 800 | 3200 | 6 | 94.39% | 100 | 170.9166 | 170.148 | 170.148 | 1 | 170.9166 | 100 | 253.606 | 240.8787 | 240.8787 | 240.8787 | 12.7273 | 253.606 | 93.1838 | 84.0269 | 84.0269 | 84.0269 | 9.1569 | 93.1838 | 698.0351 | 605.3332 | 605.3332 | 651.9697 | 46.0654 | 605.3332 | 46.6364 | 46.6364 | 698.0351 | 295.4135 | 239.1979 | 239.1979 | 239.1979 | 56.2156 | 295.4135 | 2958.8174 | 2958.8174 | 511.7617 | 511.7617 | 1106.0158 | 1106.0158 | 582.9984 | 582.9984 | 758.0414 | 758.0414 | 203043352.578 | 1239023171.0646 | 211600946.1834 | 98332530.1741 | 1752 | 35.2525 | 1143036.5363 | 67487.4246 | 84.8463 | 432.6455 | 145 | 2432 | 3689.5386 | 608 | 152 | 0.16498
3526 | 360.5379 | 551 | 800 | 3200 | 6 | 95.15% | 100 | 175.1781 | 174.2815 | 174.2815 | 1 | 175.1781 | 100 | 277.751 | 263.8105 | 263.8105 | 263.8105 | 13.9405 | 277.751 | 93.1749 | 84.018 | 84.018 | 84.018 | 9.157 | 93.1749 | 794.9101 | 697.5101 | 697.5101 | 743.9155 | 50.9945 | 697.5101 | 46.4054 | 46.4054 | 794.9101 | 294.254 | 238.1394 | 238.1394 | 238.1394 | 56.1146 | 294.254 | 3043.779 | 3043.779 | 596.9903 | 596.9903 | 1105.8952 | 1105.8952 | 582.9348 | 582.9348 | 757.9587 | 757.9587 | 216019167.6601 | 1239009068.389 | 212059281.2584 | 84912482.6924 | 1752 | 37.1934 | 975870.0784 | 57617.5443 | 72.4377 | 504.753 | 145 | 2432 | 3689.5386 | 608 | 152 | 0.16534
3527 | 412.0433 | 551 | 800 | 3200 | 6 | 95.76% | 100 | 179.5337 | 178.6373 | 178.6373 | 1 | 179.5337 | 100 | 302.1621 | 286.995 | 286.995 | 286.995 | 15.1672 | 302.1621 | 93.1675 | 84.0105 | 84.0105 | 84.0105 | 9.1571 | 93.1675 | 900.4779 | 797.8437 | 797.8437 | 844.0983 | 56.3796 | 797.8437 | 46.2546 | 46.2546 | 900.4779 | 293.2031 | 237.1794 | 237.1794 | 237.1794 | 56.0237 | 293.2031 | 3128.7419 | 3128.7419 | 682.2045 | 682.2045 | 1105.7816 | 1105.7816 | 582.8749 | 582.8749 | 757.8809 | 757.8809 | 226528091.7753 | 1239021765.0747 | 212184571.9298 | 74265571.2202 | 1752 | 39.0966 | 855053.4781 | 50484.263 | 63.4696 | 576.8606 | 145 | 2432 | 3689.5386 | 608 | 152 | 0.16545
3528 | 463.5487 | 551 | 800 | 3200 | 6 | 96.26% | 100 | 183.9778 | 183.023 | 183.023 | 1 | 183.9778 | 100 | 327.0777 | 310.6584 | 310.6584 | 310.6584 | 16.4193 | 327.0777 | 93.1575 | 84.0006 | 84.0006 | 84.0006 | 9.1569 | 93.1575 | 1011.7963 | 903.519 | 903.519 | 949.7592 | 62.0371 | 903.519 | 46.2402 | 46.2402 | 1011.7963 | 292.4472 | 236.4764 | 236.4764 | 236.4764 | 55.9708 | 292.4472 | 3213.706 | 3213.706 | 767.4057 | 767.4057 | 1105.6745 | 1105.6745 | 582.8185 | 582.8185 | 757.8074 | 757.8074 | 235075134.953 | 1239028091.6227 | 212457539.1231 | 65439234.3013 | 1752 | 40.9296 | 754383.5185 | 44540.4842 | 55.997 | 648.9682 | 145 | 2432 | 3689.5386 | 608 | 152 | 0.16567
3529 | 515.0541 | 551 | 800 | 3200 | 5 | 96.73% | 100 | 182.349 | 181.3191 | 181.3191 | 1 | 182.349 | 100 | 352.02 | 334.3488 | 334.3488 | 334.3488 | 17.6712 | 352.02 | 93.1581 | 84.0013 | 84.0013 | 84.0013 | 9.1569 | 93.1581 | 955.0188 | 849.5465 | 849.5465 | 895.9073 | 59.1116 | 849.5465 | 46.3608 | 46.3608 | 955.0188 | 291.8239 | 235.9006 | 235.9006 | 235.9006 | 55.9233 | 291.8239 | 3201.879 | 3201.879 | 852.6842 | 852.6842 | 1105.689 | 1105.689 | 485.6884 | 485.6884 | 757.8174 | 757.8174 | 242724633.8603 | 1239034301.4893 | 213035994.1376 | 57205095.4232 | 1752 | 42.6769 | 658644.0757 | 38887.8141 | 48.8904 | 721.0758 | 145 | 2432 | 3689.5386 | 608 | 152 | 0.16611
3530 | 566.5595 | 551 | 800 | 3200 | 5 | 97.18% | 100 | 186.8618 | 185.5327 | 185.5327 | 1 | 186.8618 | 100 | 376.6459 | 357.7368 | 357.7368 | 357.7368 | 18.9091 | 376.6459 | 93.1505 | 83.9936 | 83.9936 | 83.9936 | 9.1569 | 93.1505 | 1082.1013 | 970.134 | 970.134 | 1016.4658 | 65.6356 | 970.134 | 46.3318 | 46.3318 | 1082.1013 | 290.4271 | 234.7044 | 234.7044 | 234.7044 | 55.7227 | 290.4271 | 3286.8441 | 3286.8441 | 937.8661 | 937.8661 | 1105.587 | 1105.587 | 485.6436 | 485.6436 | 757.7475 | 757.7475 | 249374453.7719 | 1239026781.5317 | 214140032.7405 | 49458731.9559 | 1752 | 44.3313 | 568477.9921 | 33564.2076 | 42.1975 | 793.1834 | 145 | 2432 | 3689.5386 | 608 | 152 | 0.16697
3531 | 618.065 | 551 | 800 | 3200 | 5 | 97.51% | 100 | 191.4089 | 190.2398 | 190.2398 | 1 | 191.4089 | 100 | 401.2479 | 381.102 | 381.102 | 381.102 | 20.1459 | 401.2479 | 93.1437 | 83.9868 | 83.9868 | 83.9868 | 9.1569 | 93.1437 | 1229.6849 | 1110.1773 | 1110.1773 | 1156.5147 | 73.1702 | 1110.1773 | 46.3374 | 46.3374 | 1229.6849 | 289.1112 | 233.5837 | 233.5837 | 233.5837 | 55.5276 | 289.1112 | 3371.8102 | 3371.8102 | 1023.0373 | 1023.0373 | 1105.4904 | 1105.4904 | 485.6012 | 485.6012 | 757.6813 | 757.6813 | 255058772.7021 | 1239026781.5317 | 214340079.7766 | 43574365.9896 | 1752 | 45.9283 | 499797.0473 | 29509.1316 | 37.0994 | 865.2909 | 145 | 2432 | 3689.5386 | 608 | 152 | 0.16712
3532 | 669.5704 | 551 | 800 | 3200 | 5 | 97.76% | 100 | 195.9946 | 195.0687 | 195.0687 | 1 | 195.9946 | 100 | 426.1683 | 404.7696 | 404.7696 | 404.7696 | 21.3987 | 426.1683 | 93.1358 | 83.979 | 83.979 | 83.979 | 9.1568 | 93.1358 | 1373.3785 | 1246.8228 | 1246.8228 | 1292.8603 | 80.5182 | 1246.8228 | 46.0375 | 46.0375 | 1373.3785 | 288.7335 | 233.2076 | 233.2076 | 233.2076 | 55.5259 | 288.7335 | 3456.7772 | 3456.7772 | 1108.1986 | 1108.1986 | 1105.3989 | 1105.3989 | 485.561 | 485.561 | 757.6186 | 757.6186 | 259896481.6974 | 1239038169.1701 | 213851130.1496 | 39214218.9829 | 1752 | 47.4655 | 448412.4014 | 26475.2675 | 33.2851 | 937.3985 | 145 | 2432 | 3689.5386 | 608 | 152 | 0.16674
3533 | 721.0758 | 551 | 800 | 3200 | 5 | 98.01% | 100 | 200.6178 | 199.3993 | 199.3993 | 1 | 200.6178 | 100 | 450.9788 | 428.3326 | 428.3326 | 428.3326 | 22.6462 | 450.9788 | 93.1292 | 83.9724 | 83.9724 | 83.9724 | 9.1568 | 93.1292 | 1521.9597 | 1388.0794 | 1388.0794 | 1433.8155 | 88.1443 | 1388.0794 | 45.7361 | 45.7361 | 1521.9597 | 288.9001 | 233.2799 | 233.2799 | 233.2799 | 55.6201 | 288.9001 | 3541.745 | 3541.745 | 1193.351 | 1193.351 | 1105.3121 | 1105.3121 | 485.5229 | 485.5229 | 757.5591 | 757.5591 | 264436484.6098 | 1239022123.6836 | 213750283.6938 | 34791108.0128 | 1752 | 48.9178 | 394287.636 | 23279.6208 | 29.2675 | 1009.5061 | 145 | 2432 | 3689.5386 | 608 | 152 | 0.16667
3534 | 772.5812 | 551 | 800 | 3200 | 5 | 98.22% | 100 | 205.2647 | 204.1062 | 204.1062 | 1 | 205.2647 | 100 | 475.6553 | 451.7683 | 451.7683 | 451.7683 | 23.8871 | 475.6553 | 93.1236 | 83.9667 | 83.9667 | 83.9667 | 9.1569 | 93.1236 | 1698.7769 | 1555.8307 | 1555.8307 | 1601.5729 | 97.204 | 1555.8307 | 45.7422 | 45.7422 | 1698.7769 | 288.8665 | 233.2059 | 233.2059 | 233.2059 | 55.6605 | 288.8665 | 3626.7137 | 3626.7137 | 1278.4949 | 1278.4949 | 1105.2296 | 1105.2296 | 485.4866 | 485.4866 | 757.5025 | 757.5025 | 268453706.7392 | 1239027351.8816 | 213391750.5552 | 31127190.824 | 1752 | 50.3056 | 356359.764 | 21040.2747 | 26.4522 | 1081.6137 | 145 | 2432 | 3689.5386 | 608 | 152 | 0.16639
3535 | 824.0866 | 551 | 800 | 3200 | 5 | 98.44% | 100 | 209.9303 | 208.4179 | 208.4179 | 1 | 209.9303 | 100 | 500.3095 | 475.1827 | 475.1827 | 475.1827 | 25.1269 | 500.3095 | 93.1179 | 83.961 | 83.961 | 83.961 | 9.1569 | 93.1179 | 1904.6835 | 1750.8853 | 1750.8853 | 1796.9327 | 107.7508 | 1750.8853 | 46.0474 | 46.0474 | 1904.6835 | 288.75 | 233.07 | 233.07 | 233.07 | 55.68 | 288.75 | 3711.6831 | 3711.6831 | 1363.631 | 1363.631 | 1105.1511 | 1105.1511 | 485.4522 | 485.4522 | 757.4487 | 757.4487 | 272167922.9792 | 1239032580.0795 | 213525521.6432 | 27273975.298 | 1752 | 51.6171 | 310462.7324 | 18330.4116 | 23.0453 | 1153.7213 | 145 | 2432 | 3689.5386 | 608 | 152 | 0.16649
3536 | 875.592 | 551 | 800 | 3200 | 5 | 98.62% | 100 | 214.605 | 213.0568 | 213.0568 | 1 | 214.605 | 100 | 524.9665 | 498.5996 | 498.5996 | 498.5996 | 26.3669 | 524.9665 | 93.112 | 83.9551 | 83.9551 | 83.9551 | 9.1569 | 93.112 | 2131.4778 | 1966.285 | 1966.285 | 2012.0565 | 119.4213 | 1966.285 | 45.7715 | 45.7715 | 2131.4778 | 288.8142 | 233.0847 | 233.0847 | 233.0847 | 55.7295 | 288.8142 | 3796.6532 | 3796.6532 | 1448.76 | 1448.76 | 1105.0764 | 1105.0764 | 485.4193 | 485.4193 | 757.3975 | 757.3975 | 275440670.5426 | 1239010347.9778 | 213288362.9897 | 24260618.4899 | 1752 | 52.8742 | 272730.5221 | 16102.6179 | 20.2445 | 1225.8288 | 145 | 2432 | 3689.5386 | 608 | 152 | 0.16631
3537 | 927.0974 | 551 | 800 | 3200 | 5 | 98.75% | 100 | 219.3003 | 218.0096 | 218.0096 | 1 | 219.3003 | 100 | 549.7659 | 522.1517 | 522.1517 | 522.1517 | 27.6142 | 549.7659 | 93.1062 | 83.9494 | 83.9494 | 83.9494 | 9.1569 | 93.1062 | 2373.1868 | 2195.7027 | 2195.7027 | 2241.3405 | 131.8462 | 2195.7027 | 45.6378 | 45.6378 | 2373.1868 | 289.039 | 233.2317 | 233.2317 | 233.2317 | 55.8073 | 289.039 | 3881.6239 | 3881.6239 | 1533.8822 | 1533.8822 | 1105.0051 | 1105.0051 | 485.388 | 485.388 | 757.3486 | 757.3486 | 278352649.3099 | 1239038169.1701 | 212657446.9005 | 21951740.5052 | 1752 | 54.079 | 250724.7054 | 14803.3454 | 18.611 | 1297.9364 | 145 | 2432 | 3689.5386 | 608 | 152 | 0.16582
3538 | 978.6028 | 551 | 800 | 3200 | 5 | 98.89% | 100 | 224.0167 | 222.3394 | 222.3394 | 1 | 224.0167 | 100 | 574.4184 | 545.5643 | 545.5643 | 545.5643 | 28.8541 | 574.4184 | 93.1007 | 83.9439 | 83.9439 | 83.9439 | 9.1568 | 93.1007 | 2636.8492 | 2445.4609 | 2445.4609 | 2491.4536 | 145.3956 | 2445.4609 | 45.9927 | 45.9927 | 2636.8492 | 289.495 | 233.5705 | 233.5705 | 233.5705 | 55.9244 | 289.495 | 3966.5953 | 3966.5953 | 1618.9981 | 1618.9981 | 1104.937 | 1104.937 | 485.3581 | 485.3581 | 757.302 | 757.302 | 281207888.1199 | 1239037584.29 | 212345190.3359 | 19409353.5453 | 1752 | 55.2197 | 221267.0532 | 13064.1 | 16.4244 | 1370.044 | 145 | 2432 | 3689.5386 | 608 | 152 | 0.16558
3539 | 1030.1083 | 551 | 800 | 3200 | 5 | 98.99% | 100 | 228.7452 | 227.2434 | 227.2434 | 1 | 228.7452 | 100 | 599.0587 | 568.9652 | 568.9652 | 568.9652 | 30.0935 | 599.0587 | 93.0956 | 83.9388 | 83.9388 | 83.9388 | 9.1568 | 93.0956 | 2904.4167 | 2698.8524 | 2698.8524 | 2745.2647 | 159.152 | 2698.8524 | 46.4122 | 46.4122 | 2904.4167 | 290.1908 | 234.0999 | 234.0999 | 234.0999 | 56.0908 | 290.1908 | 4051.5672 | 4051.5672 | 1704.1082 | 1704.1082 | 1104.872 | 1104.872 | 485.3295 | 485.3295 | 757.2574 | 757.2574 | 283688350.7985 | 1239038169.1701 | 211561811.7337 | 17711668.2977 | 1752 | 56.3168 | 205988.5785 | 12162.0248 | 15.2903 | 1442.1516 | 145 | 2432 | 3689.5386 | 608 | 152 | 0.16498
3540 | 20.6022 | 600.4 | 800 | 3200 | 7 | 88.39% | 100 | 160.4477 | 160.3862 | 160.3862 | 1 | 160.4477 | 100 | 163.7444 | 155.5301 | 155.5301 | 155.5301 | 8.2143 | 163.7444 | 99.4968 | 89.7231 | 89.7231 | 89.7231 | 9.7737 | 99.4968 | 434.4296 | 351.6296 | 351.6296 | 401.1427 | 33.2869 | 351.6296 | 49.5131 | 49.5131 | 434.4296 | 241.2453 | 195.9705 | 195.9705 | 195.9705 | 45.2748 | 241.2453 | 2678.6055 | 2678.6055 | 34.1315 | 34.1315 | 1205.6737 | 1205.6737 | 680.4458 | 680.4458 | 758.3545 | 758.3545 | 21316508.2766 | 1264898827.779 | 262432442.0799 | 203352221.8645 | 1752 | 28.8653 | 2511698.78 | 148296.2937 | 186.4405 | 28.843 | 158 | 2432 | 3689.5386 | 608 | 152 | 0.20421
3541 | 51.5054 | 600.4 | 800 | 3200 | 7 | 89.31% | 100 | 162.612 | 162.4331 | 162.4331 | 1 | 162.612 | 100 | 168.1133 | 159.6791 | 159.6791 | 159.6791 | 8.4342 | 168.1133 | 99.4877 | 89.7142 | 89.7142 | 89.7142 | 9.7735 | 99.4877 | 464.0008 | 380.4331 | 380.4331 | 429.352 | 34.6487 | 380.4331 | 48.919 | 48.919 | 464.0008 | 254.5222 | 206.6556 | 206.6556 | 206.6556 | 47.8666 | 254.5222 | 2729.5791 | 2729.5791 | 85.3219 | 85.3219 | 1205.5749 | 1205.5749 | 680.39 | 680.39 | 758.2924 | 758.2924 | 51853865.1131 | 1264929496.4892 | 247854719.3416 | 187361934.8812 | 1752 | 29.948 | 2288532.3353 | 135120.0495 | 169.8751 | 72.1076 | 158 | 2432 | 3689.5386 | 608 | 152 | 0.19299
3542 | 154.5162 | 600.4 | 800 | 3200 | 6 | 92.12% | 100 | 163.9605 | 163.4866 | 163.4866 | 1 | 163.9605 | 100 | 194.0395 | 184.3036 | 184.3036 | 184.3036 | 9.7359 | 194.0395 | 99.4776 | 89.7041 | 89.7041 | 89.7041 | 9.7735 | 99.4776 | 522.243 | 437.7082 | 437.7082 | 485.0078 | 37.2352 | 437.7082 | 47.2997 | 47.2997 | 522.243 | 290.7379 | 235.6947 | 235.6947 | 235.6947 | 55.0432 | 290.7379 | 2802.7105 | 2802.7105 | 255.9369 | 255.9369 | 1205.4399 | 1205.4399 | 583.1261 | 583.1261 | 758.2075 | 758.2075 | 134038194.2674 | 1264929817.8501 | 215031645.0092 | 138000508.6493 | 1752.0002 | 33.5647 | 1621206.3193 | 95719.6342 | 120.3403 | 216.3227 | 158 | 2432 | 3689.5386 | 608 | 152 | 0.16775
3543 | 206.0217 | 600.4 | 800 | 3200 | 6 | 93.38% | 100 | 167.8524 | 167.2755 | 167.2755 | 1 | 167.8524 | 100 | 213.2591 | 202.5576 | 202.5576 | 202.5576 | 10.7015 | 213.2591 | 99.4654 | 89.6921 | 89.6921 | 89.6921 | 9.7734 | 99.4654 | 606.4683 | 518.2871 | 518.2871 | 565.0076 | 41.4606 | 518.2871 | 46.7205 | 46.7205 | 606.4683 | 298.1632 | 241.5351 | 241.5351 | 241.5351 | 56.628 | 298.1632 | 2887.6693 | 2887.6693 | 341.2075 | 341.2075 | 1205.2924 | 1205.2924 | 583.0548 | 583.0548 | 758.1147 | 758.1147 | 161570564.8274 | 1264938888.6235 | 209555911.9796 | 115934634.5695 | 1752 | 35.3597 | 1348781.402 | 79635.06 | 100.1185 | 288.4303 | 158 | 2432 | 3689.5386 | 608 | 152 | 0.16344
3544 | 257.5271 | 600.4 | 800 | 3200 | 6 | 94.3% | 100 | 171.991 | 171.2969 | 171.2969 | 1 | 171.991 | 100 | 238.0233 | 226.0778 | 226.0778 | 226.0778 | 11.9455 | 238.0233 | 99.4549 | 89.6815 | 89.6815 | 89.6815 | 9.7733 | 99.4549 | 690.3646 | 598.0885 | 598.0885 | 644.6607 | 45.7039 | 598.0885 | 46.5722 | 46.5722 | 690.3646 | 301.7796 | 244.2771 | 244.2771 | 244.2771 | 57.5025 | 301.7796 | 2972.6298 | 2972.6298 | 426.4604 | 426.4604 | 1205.154 | 1205.154 | 582.9878 | 582.9878 | 758.0276 | 758.0276 | 180568855.4099 | 1264946766.3334 | 206540249.8699 | 99944128.3867 | 1752 | 37.2194 | 1162857.9446 | 68657.7247 | 86.3176 | 360.5379 | 158 | 2432 | 3689.5386 | 608 | 152 | 0.16112
3545 | 309.0325 | 600.4 | 800 | 3200 | 6 | 95.09% | 100 | 176.2487 | 175.4019 | 175.4019 | 1 | 176.2487 | 100 | 263.2946 | 250.0795 | 250.0795 | 250.0795 | 13.2151 | 263.2946 | 99.4461 | 89.6727 | 89.6727 | 89.6727 | 9.7734 | 99.4461 | 788.1541 | 690.7398 | 690.7398 | 737.4892 | 50.6648 | 690.7398 | 46.7494 | 46.7494 | 788.1541 | 302.8746 | 245.0198 | 245.0198 | 245.0198 | 57.8548 | 302.8746 | 3057.5916 | 3057.5916 | 511.6972 | 511.6972 | 1205.0238 | 1205.0238 | 582.9248 | 582.9248 | 757.9458 | 757.9458 | 195563595.6601 | 1264924548.7849 | 205520353.2226 | 85991470.344 | 1752 | 39.036 | 999065.0696 | 58987.0283 | 74.1595 | 432.6455 | 158 | 2432 | 3689.5386 | 608 | 152 | 0.16035
3546 | 360.5379 | 600.4 | 800 | 3200 | 6 | 95.75% | 100 | 180.5526 | 179.7046 | 179.7046 | 1 | 180.5526 | 100 | 288.6534 | 274.164 | 274.164 | 274.164 | 14.4893 | 288.6534 | 99.4369 | 89.6635 | 89.6635 | 89.6635 | 9.7734 | 99.4369 | 900.0773 | 797.3282 | 797.3282 | 843.6945 | 56.3827 | 797.3282 | 46.3663 | 46.3663 | 900.0773 | 302.866 | 244.8814 | 244.8814 | 244.8814 | 57.9846 | 302.866 | 3142.5547 | 3142.5547 | 596.9193 | 596.9193 | 1204.9012 | 1204.9012 | 582.8655 | 582.8655 | 757.8686 | 757.8686 | 207714379.8604 | 1264932463.9205 | 204844567.5546 | 74508556.6762 | 1752 | 40.8113 | 855343.8433 | 50501.4068 | 63.4912 | 504.753 | 158 | 2432 | 3689.5386 | 608 | 152 | 0.15984
3547 | 412.0433 | 600.4 | 800 | 3200 | 6 | 96.31% | 100 | 184.9571 | 183.9834 | 183.9834 | 1 | 184.9571 | 100 | 314.203 | 298.4297 | 298.4297 | 298.4297 | 15.7732 | 314.203 | 99.4272 | 89.6539 | 89.6539 | 89.6539 | 9.7733 | 99.4272 | 1024.6196 | 915.6298 | 915.6298 | 961.8494 | 62.7701 | 915.6298 | 46.2197 | 46.2197 | 1024.6196 | 302.7542 | 244.6905 | 244.6905 | 244.6905 | 58.0638 | 302.7542 | 3227.519 | 3227.519 | 682.128 | 682.128 | 1204.7855 | 1204.7855 | 582.8096 | 582.8096 | 757.7959 | 757.7959 | 217813425.604 | 1264945034.4787 | 204662685.2355 | 64578822.6934 | 1752 | 42.5238 | 744792.5137 | 43974.2099 | 55.2851 | 576.8606 | 158 | 2432 | 3689.5386 | 608 | 152 | 0.15972
3548 | 463.5487 | 600.4 | 800 | 3200 | 5 | 96.79% | 100 | 183.3117 | 182.4082 | 182.4082 | 1 | 183.3117 | 100 | 340.1454 | 323.07 | 323.07 | 323.07 | 17.0754 | 340.1454 | 99.4286 | 89.6552 | 89.6552 | 89.6552 | 9.7733 | 99.4286 | 976.3544 | 869.5922 | 869.5922 | 916.0932 | 60.2612 | 869.5922 | 46.501 | 46.501 | 976.3544 | 302.6583 | 244.5305 | 244.5305 | 244.5305 | 58.1278 | 302.6583 | 3215.692 | 3215.692 | 767.404 | 767.404 | 1204.8012 | 1204.8012 | 485.681 | 485.681 | 757.8058 | 757.8058 | 226050735.1598 | 1264932465.8314 | 204730644.1939 | 56286154.815 | 1752 | 44.1736 | 650574.978 | 38411.3966 | 48.2914 | 648.9682 | 158 | 2432 | 3689.5386 | 608 | 152 | 0.15977
3549 | 515.0541 | 600.4 | 800 | 3200 | 5 | 97.24% | 100 | 187.8116 | 186.6666 | 186.6666 | 1 | 187.8116 | 100 | 366.1063 | 347.7261 | 347.7261 | 347.7261 | 18.3802 | 366.1063 | 99.4201 | 89.6468 | 89.6468 | 89.6468 | 9.7733 | 99.4201 | 1115.891 | 1001.968 | 1001.968 | 1048.5001 | 67.3909 | 1001.968 | 46.5321 | 46.5321 | 1115.891 | 301.4429 | 243.4736 | 243.4736 | 243.4736 | 57.9692 | 301.4429 | 3300.6572 | 3300.6572 | 852.5931 | 852.5931 | 1204.6911 | 1204.6911 | 485.6366 | 485.6366 | 757.7365 | 757.7365 | 233243105.6015 | 1264954525.3204 | 205451414.7895 | 48350954.2886 | 1752 | 45.7411 | 558145.3064 | 32954.1428 | 41.4305 | 721.0758 | 158 | 2432 | 3689.5386 | 608 | 152 | 0.16033
3550 | 566.5595 | 600.4 | 800 | 3200 | 5 | 97.59% | 100 | 192.3601 | 191.257 | 191.257 | 1 | 192.3601 | 100 | 392.0362 | 372.3526 | 372.3526 | 372.3526 | 19.6836 | 392.0362 | 99.4114 | 89.6382 | 89.6382 | 89.6382 | 9.7732 | 99.4114 | 1272.6452 | 1150.5882 | 1150.5882 | 1197.2188 | 75.4264 | 1150.5882 | 46.6306 | 46.6306 | 1272.6452 | 300.6488 | 242.7674 | 242.7674 | 242.7674 | 57.8813 | 300.6488 | 3385.6234 | 3385.6234 | 937.7713 | 937.7713 | 1204.5868 | 1204.5868 | 485.5945 | 485.5945 | 757.6709 | 757.6709 | 239362493.1322 | 1264956808.2416 | 205471209.4504 | 42209555.5364 | 1752.0001 | 47.2583 | 491481.1417 | 29018.142 | 36.4821 | 793.1834 | 158 | 2432 | 3689.5386 | 608 | 152 | 0.16034
3551 | 618.065 | 600.4 | 800 | 3200 | 5 | 97.88% | 100 | 196.9465 | 195.8335 | 195.8335 | 1 | 196.9465 | 100 | 418.0464 | 397.0552 | 397.0552 | 397.0552 | 20.9912 | 418.0464 | 99.4031 | 89.63 | 89.63 | 89.63 | 9.7731 | 99.4031 | 1434.2768 | 1304.22 | 1304.22 | 1350.5592 | 83.7175 | 1304.22 | 46.3392 | 46.3392 | 1434.2768 | 300.6436 | 242.7007 | 242.7007 | 242.7007 | 57.943 | 300.6436 | 3470.5906 | 3470.5906 | 1022.9392 | 1022.9392 | 1204.4879 | 1204.4879 | 485.5547 | 485.5547 | 757.6087 | 757.6087 | 244730844.6152 | 1264966761.8171 | 205074148.629 | 37228244.9387 | 1752 | 48.7089 | 426161.474 | 25161.5232 | 31.6335 | 865.2909 | 158 | 2432 | 3689.5386 | 608 | 152 | 0.16003
3552 | 669.5704 | 600.4 | 800 | 3200 | 5 | 98.11% | 100 | 201.5688 | 200.2885 | 200.2885 | 1 | 201.5688 | 100 | 444.1587 | 421.8547 | 421.8547 | 421.8547 | 22.304 | 444.1587 | 99.396 | 89.6229 | 89.6229 | 89.6229 | 9.7731 | 99.396 | 1593.6123 | 1455.9035 | 1455.9035 | 1501.7302 | 91.882 | 1455.9035 | 45.8267 | 45.8267 | 1593.6123 | 301.2909 | 243.1604 | 243.1604 | 243.1604 | 58.1305 | 301.2909 | 3555.5586 | 3555.5586 | 1108.0979 | 1108.0979 | 1204.3941 | 1204.3941 | 485.5169 | 485.5169 | 757.5497 | 757.5497 | 249346225.2866 | 1264972588.049 | 204553355.8436 | 33127830.8208 | 1752 | 50.1 | 375060.0943 | 22144.3839 | 27.8403 | 937.3985 | 158 | 2432 | 3689.5386 | 608 | 152 | 0.15963
3553 | 721.0758 | 600.4 | 800 | 3200 | 5 | 98.32% | 100 | 206.2158 | 204.9255 | 204.9255 | 1 | 206.2158 | 100 | 470.1026 | 446.4941 | 446.4941 | 446.4941 | 23.6085 | 470.1026 | 99.3892 | 89.6161 | 89.6161 | 89.6161 | 9.7731 | 99.3892 | 1783.9383 | 1636.5931 | 1636.5931 | 1682.3058 | 101.6325 | 1636.5931 | 45.7127 | 45.7127 | 1783.9383 | 301.6705 | 243.417 | 243.417 | 243.417 | 58.2534 | 301.6705 | 3640.5273 | 3640.5273 | 1193.2478 | 1193.2478 | 1204.305 | 1204.305 | 485.4809 | 485.4809 | 757.4936 | 757.4936 | 253663818.889 | 1264972588.049 | 203910097.9898 | 29453495.0722 | 1752 | 51.4256 | 337028.7784 | 19898.9302 | 25.0173 | 1009.5061 | 158 | 2432 | 3689.5386 | 608 | 152 | 0.15914
3554 | 772.5812 | 600.4 | 800 | 3200 | 5 | 98.49% | 100 | 210.8893 | 209.7451 | 209.7451 | 1 | 210.8893 | 100 | 495.9712 | 471.0619 | 471.0619 | 471.0619 | 24.9093 | 495.9712 | 99.3829 | 89.6098 | 89.6098 | 89.6098 | 9.7731 | 99.3829 | 1997.1726 | 1838.438 | 1838.438 | 1884.641 | 112.5316 | 1838.438 | 46.2029 | 46.2029 | 1997.1726 | 302.1086 | 243.7228 | 243.7228 | 243.7228 | 58.3858 | 302.1086 | 3725.4969 | 3725.4969 | 1278.3898 | 1278.3898 | 1204.2201 | 1204.2201 | 485.4467 | 485.4467 | 757.4403 | 757.4403 | 257407051.2626 | 1264972588.049 | 203237855.4812 | 26382505.2073 | 1752 | 52.6909 | 304936.5812 | 18004.1354 | 22.6351 | 1081.6137 | 158 | 2432 | 3689.5386 | 608 | 152 | 0.15862
3555 | 824.0866 | 600.4 | 800 | 3200 | 5 | 98.7% | 100 | 215.5675 | 213.8492 | 213.8492 | 1 | 215.5675 | 100 | 521.6994 | 495.4963 | 495.4963 | 495.4963 | 26.2031 | 521.6994 | 99.377 | 89.6039 | 89.6039 | 89.6039 | 9.7731 | 99.377 | 2246.6872 | 2075.0634 | 2075.0634 | 2121.3507 | 125.3365 | 2075.0634 | 46.2873 | 46.2873 | 2246.6872 | 302.4879 | 243.9862 | 243.9862 | 243.9862 | 58.5017 | 302.4879 | 3810.4671 | 3810.4671 | 1363.5242 | 1363.5242 | 1204.1393 | 1204.1393 | 485.4141 | 485.4141 | 757.3894 | 757.3894 | 260991466.1181 | 1264964360.0819 | 203196362.5801 | 22847811.22 | 1752 | 53.8855 | 260766.2456 | 15396.2203 | 19.3564 | 1153.7213 | 158 | 2432 | 3689.5386 | 608 | 152 | 0.15859
3556 | 875.592 | 600.4 | 800 | 3200 | 5 | 98.81% | 100 | 220.258 | 219.0305 | 219.0305 | 1 | 220.258 | 100 | 547.6395 | 520.1319 | 520.1319 | 520.1319 | 27.5076 | 547.6395 | 99.3713 | 89.5982 | 89.5982 | 89.5982 | 9.7731 | 99.3713 | 2511.7762 | 2327.0464 | 2327.0464 | 2372.8347 | 138.9416 | 2327.0464 | 45.7882 | 45.7882 | 2511.7762 | 302.9959 | 244.3586 | 244.3586 | 244.3586 | 58.6373 | 302.9959 | 3895.4379 | 3895.4379 | 1448.6517 | 1448.6517 | 1204.0622 | 1204.0622 | 485.3831 | 485.3831 | 757.3409 | 757.3409 | 263925155.3088 | 1264974043.432 | 202317876.2722 | 20782924.9869 | 1752 | 55.0413 | 236674.4642 | 13973.7878 | 17.5681 | 1225.8288 | 158 | 2432 | 3689.5386 | 608 | 152 | 0.15791
3557 | 927.0974 | 600.4 | 800 | 3200 | 5 | 98.93% | 100 | 224.9818 | 223.6758 | 223.6758 | 1 | 224.9818 | 100 | 573.7018 | 544.8834 | 544.8834 | 544.8834 | 28.8184 | 573.7018 | 99.3658 | 89.5927 | 89.5927 | 89.5927 | 9.7731 | 99.3658 | 2759.3911 | 2561.7822 | 2561.7822 | 2607.7452 | 151.6459 | 2561.7822 | 45.9631 | 45.9631 | 2759.3911 | 303.9944 | 245.1299 | 245.1299 | 245.1299 | 58.8645 | 303.9944 | 3980.4093 | 3980.4093 | 1533.7727 | 1533.7727 | 1203.9886 | 1203.9886 | 485.3534 | 485.3534 | 757.2946 | 757.2946 | 266715447.92 | 1264960226.5227 | 201511185.5387 | 18813140.0186 | 1752 | 56.1429 | 213198.7117 | 12587.7271 | 15.8255 | 1297.9364 | 158 | 2432 | 3689.5386 | 608 | 152 | 0.15729
3558 | 978.6028 | 600.4 | 800 | 3200 | 5 | 99.07% | 100 | 229.6955 | 227.8488 | 227.8488 | 1 | 229.6955 | 100 | 599.4241 | 569.312 | 569.312 | 569.312 | 30.1122 | 599.4241 | 99.3613 | 89.5881 | 89.5881 | 89.5881 | 9.7732 | 99.3613 | 3098.8661 | 2883.8496 | 2883.8496 | 2929.7823 | 169.0838 | 2883.8496 | 45.9327 | 45.9327 | 3098.8661 | 304.5183 | 245.5175 | 245.5175 | 245.5175 | 59.0008 | 304.5183 | 4065.3813 | 4065.3813 | 1618.8877 | 1618.8877 | 1203.9182 | 1203.9182 | 485.325 | 485.325 | 757.2504 | 757.2504 | 269423282.7636 | 1264955007.6451 | 201254770.0603 | 16366939.5309 | 1752 | 57.1836 | 184736.8371 | 10907.2746 | 13.7128 | 1370.044 | 158 | 2432 | 3689.5386 | 608 | 152 | 0.15709
3559 | 1030.1083 | 600.4 | 800 | 3200 | 4 | 99.17% | 100 | 228.2818 | 226.9258 | 226.9258 | 1 | 228.2818 | 100 | 625.2674 | 593.8572 | 593.8572 | 593.8572 | 31.4102 | 625.2674 | 99.3626 | 89.5894 | 89.5894 | 89.5894 | 9.7732 | 99.3626 | 2793.3302 | 2594.1657 | 2594.1657 | 2640.0429 | 153.2873 | 2594.1657 | 45.8772 | 45.8772 | 2793.3302 | 305.0528 | 245.9122 | 245.9122 | 245.9122 | 59.1406 | 305.0528 | 4053.5533 | 4053.5533 | 1704.1059 | 1704.1059 | 1203.9278 | 1203.9278 | 388.2631 | 388.2631 | 757.2564 | 757.2564 | 271771262.0671 | 1264961800.0793 | 200683884.899 | 14583052.9545 | 1752 | 58.1857 | 165954.1027 | 9798.3001 | 12.3186 | 1442.1516 | 158 | 2432 | 3689.5386 | 608 | 152 | 0.15665
3560 | 20.6022 | 653.6 | 800 | 3200 | 7 | 89.76% | 100 | 165.7753 | 165.69 | 165.69 | 1 | 165.7753 | 100 | 168.2976 | 159.8535 | 159.8535 | 159.8535 | 8.4441 | 168.2976 | 106.239 | 95.8015 | 95.8015 | 95.8015 | 10.4375 | 106.239 | 483.3677 | 398.1628 | 398.1628 | 447.5797 | 35.788 | 398.1628 | 49.4169 | 49.4169 | 483.3677 | 240.4137 | 195.1208 | 195.1208 | 195.1208 | 45.2929 | 240.4137 | 2784.9713 | 2784.9713 | 34.1258 | 34.1258 | 1312.2859 | 1312.2859 | 680.3319 | 680.3319 | 758.2276 | 758.2276 | 20733133.7207 | 1289409230.3828 | 262460423.5863 | 179397212.3102 | 1752 | 33.3503 | 2210725.9271 | 130526.1857 | 164.0997 | 28.843 | 172 | 2432 | 3689.5386 | 608 | 152 | 0.20418
3561 | 51.5054 | 653.6 | 800 | 3200 | 7 | 90.61% | 100 | 167.9836 | 167.7503 | 167.7503 | 1 | 167.9836 | 100 | 173.652 | 164.9386 | 164.9386 | 164.9386 | 8.7134 | 173.652 | 106.2318 | 95.7943 | 95.7943 | 95.7943 | 10.4375 | 106.2318 | 518.3265 | 432.1732 | 432.1732 | 480.9243 | 37.4023 | 432.1732 | 48.7511 | 48.7511 | 518.3265 | 253.8249 | 205.8998 | 205.8998 | 205.8998 | 47.9251 | 253.8249 | 2835.9462 | 2835.9462 | 85.3081 | 85.3081 | 1312.187 | 1312.187 | 680.2806 | 680.2806 | 758.1705 | 758.1705 | 50172302.3441 | 1289410929.3264 | 247851219.5874 | 164565548.742 | 1752 | 34.3352 | 2001301.7929 | 118161.3181 | 148.5543 | 72.1076 | 172 | 2432 | 3689.5386 | 608 | 152 | 0.19299
3562 | 154.5162 | 653.6 | 800 | 3200 | 6 | 93.16% | 100 | 169.5313 | 169.0175 | 169.0175 | 1 | 169.5313 | 100 | 201.0002 | 190.9136 | 190.9136 | 190.9136 | 10.0866 | 201.0002 | 106.2212 | 95.7837 | 95.7837 | 95.7837 | 10.4375 | 106.2212 | 591.6343 | 503.6538 | 503.6538 | 550.8561 | 40.7782 | 503.6538 | 47.2023 | 47.2023 | 591.6343 | 291.8099 | 236.3659 | 236.3659 | 236.3659 | 55.4441 | 291.8099 | 2909.0793 | 2909.0793 | 255.898 | 255.898 | 1312.0516 | 1312.0516 | 583.0375 | 583.0375 | 758.0922 | 758.0922 | 129314236.7181 | 1289419820.7655 | 213488034.7612 | 119777915.9678 | 1752 | 37.6835 | 1409689.8195 | 83231.2287 | 104.6397 | 216.3227 | 172 | 2432 | 3689.5386 | 608 | 152 | 0.16652
3563 | 206.0217 | 653.6 | 800 | 3200 | 6 | 94.19% | 100 | 173.5985 | 172.9503 | 172.9503 | 1 | 173.5985 | 100 | 220.8821 | 209.7965 | 209.7965 | 209.7965 | 11.0855 | 220.8821 | 106.2096 | 95.7722 | 95.7722 | 95.7722 | 10.4374 | 106.2096 | 682.1538 | 589.6868 | 589.6868 | 636.7896 | 45.3642 | 589.6868 | 47.1027 | 47.1027 | 682.1538 | 303.766 | 245.8604 | 245.8604 | 245.8604 | 57.9056 | 303.766 | 2994.0401 | 2994.0401 | 341.1588 | 341.1588 | 1311.9032 | 1311.9032 | 582.9716 | 582.9716 | 758.0065 | 758.0065 | 156194642.8838 | 1289420528.4565 | 204663510.3763 | 101721319.1355 | 1752 | 39.3827 | 1192494.6606 | 70407.5424 | 88.5175 | 288.4303 | 172 | 2432 | 3689.5386 | 608 | 152 | 0.15973
3564 | 257.5271 | 653.6 | 800 | 3200 | 6 | 95.03% | 100 | 177.7792 | 177.0262 | 177.0262 | 1 | 177.7792 | 100 | 246.5878 | 234.2109 | 234.2109 | 234.2109 | 12.3769 | 246.5878 | 106.1992 | 95.7618 | 95.7618 | 95.7618 | 10.4374 | 106.1992 | 783.4197 | 685.971 | 685.971 | 732.9286 | 50.4911 | 685.971 | 46.9576 | 46.9576 | 783.4197 | 308.3439 | 249.3783 | 249.3783 | 249.3783 | 58.9657 | 308.3439 | 3079.0023 | 3079.0023 | 426.4031 | 426.4031 | 1311.7637 | 1311.7637 | 582.9096 | 582.9096 | 757.9259 | 757.9259 | 174252630.8156 | 1289423629.8654 | 201300289.364 | 87023449.9551 | 1752 | 41.0559 | 1017951.6512 | 60102.1342 | 75.5614 | 360.5379 | 172 | 2432 | 3689.5386 | 608 | 152 | 0.15715
3565 | 309.0325 | 653.6 | 800 | 3200 | 6 | 95.76% | 100 | 182.0486 | 181.2048 | 181.2048 | 1 | 182.0486 | 100 | 273.0124 | 259.3079 | 259.3079 | 259.3079 | 13.7045 | 273.0124 | 106.1885 | 95.7512 | 95.7512 | 95.7512 | 10.4373 | 106.1885 | 903.1601 | 799.9049 | 799.9049 | 846.5523 | 56.6078 | 799.9049 | 46.6474 | 46.6474 | 903.1601 | 310.0827 | 250.6395 | 250.6395 | 250.6395 | 59.4432 | 310.0827 | 3163.9657 | 3163.9657 | 511.6325 | 511.6325 | 1311.6322 | 1311.6322 | 582.8511 | 582.8511 | 757.8499 | 757.8499 | 188525011.2097 | 1289449374.4355 | 199657721.6213 | 74367892.7335 | 1752 | 42.6909 | 859351.9092 | 50738.0519 | 63.7887 | 432.6455 | 172 | 2432 | 3689.5386 | 608 | 152 | 0.1559
3566 | 360.5379 | 653.6 | 800 | 3200 | 6 | 96.36% | 100 | 186.4094 | 185.4674 | 185.4674 | 1 | 186.4094 | 100 | 299.7341 | 284.6869 | 284.6869 | 284.6869 | 15.0472 | 299.7341 | 106.1798 | 95.7425 | 95.7425 | 95.7425 | 10.4373 | 106.1798 | 1039.095 | 929.2278 | 929.2278 | 975.5224 | 63.5726 | 929.2278 | 46.2945 | 46.2945 | 1039.095 | 310.9285 | 251.2058 | 251.2058 | 251.2058 | 59.7227 | 310.9285 | 3248.9303 | 3248.9303 | 596.8481 | 596.8481 | 1311.5081 | 1311.5081 | 582.796 | 582.796 | 757.7782 | 757.7782 | 200013801.2794 | 1289438387.9653 | 198768284.526 | 63779526.2294 | 1752 | 44.2819 | 735803.2472 | 43443.4636 | 54.6178 | 504.753 | 172 | 2432 | 3689.5386 | 608 | 152 | 0.15523
3567 | 412.0433 | 653.6 | 800 | 3200 | 5 | 96.84% | 100 | 184.7559 | 183.9416 | 183.9416 | 1 | 184.7559 | 100 | 326.6137 | 310.2172 | 310.2172 | 310.2172 | 16.3964 | 326.6137 | 106.1803 | 95.7431 | 95.7431 | 95.7431 | 10.4372 | 106.1803 | 997.0363 | 888.7866 | 888.7866 | 935.6742 | 61.3622 | 888.7866 | 46.8876 | 46.8876 | 997.0363 | 312.2135 | 252.1458 | 252.1458 | 252.1458 | 60.0677 | 312.2135 | 3237.1032 | 3237.1032 | 682.1208 | 682.1208 | 1311.5249 | 1311.5249 | 485.6696 | 485.6696 | 757.7879 | 757.7879 | 209544184.4094 | 1289453878.8616 | 197629270.7103 | 55372666.0187 | 1752 | 45.8354 | 649482.548 | 38346.8971 | 48.2103 | 576.8606 | 172 | 2432 | 3689.5386 | 608 | 152 | 0.15436
3568 | 463.5487 | 653.6 | 800 | 3200 | 5 | 97.28% | 100 | 189.2512 | 188.3133 | 188.3133 | 1 | 189.2512 | 100 | 353.8352 | 336.0707 | 336.0707 | 336.0707 | 17.7645 | 353.8352 | 106.1703 | 95.7332 | 95.7332 | 95.7332 | 10.4371 | 106.1703 | 1141.4555 | 1025.8957 | 1025.8957 | 1072.6843 | 68.7712 | 1025.8957 | 46.7886 | 46.7886 | 1141.4555 | 312.211 | 252.0622 | 252.0622 | 252.0622 | 60.1488 | 312.211 | 3322.0687 | 3322.0687 | 767.3167 | 767.3167 | 1311.4066 | 1311.4066 | 485.6258 | 485.6258 | 757.7196 | 757.7196 | 217263649.5819 | 1289475730.9424 | 197539701.0811 | 47720918.3947 | 1752 | 47.3164 | 554504.3767 | 32739.1742 | 41.1602 | 648.9682 | 172 | 2432 | 3689.5386 | 608 | 152 | 0.15429
3569 | 515.0541 | 653.6 | 800 | 3200 | 5 | 97.64% | 100 | 193.7887 | 192.7102 | 192.7102 | 1 | 193.7887 | 100 | 381.0979 | 361.9631 | 361.9631 | 361.9631 | 19.1348 | 381.0979 | 106.1614 | 95.7244 | 95.7244 | 95.7244 | 10.437 | 106.1614 | 1300.6095 | 1177.1187 | 1177.1187 | 1223.6949 | 76.9147 | 1177.1187 | 46.5762 | 46.5762 | 1300.6095 | 312.3986 | 252.1331 | 252.1331 | 252.1331 | 60.2656 | 312.3986 | 3407.0352 | 3407.0352 | 852.5013 | 852.5013 | 1311.2947 | 1311.2947 | 485.5843 | 485.5843 | 757.6549 | 757.6549 | 223945461.5098 | 1289475730.9424 | 197232509.2252 | 41346298.3227 | 1752 | 48.7393 | 476579.4989 | 28138.3157 | 35.376 | 721.0758 | 172 | 2432 | 3689.5386 | 608 | 152 | 0.15405
3570 | 566.5595 | 653.6 | 800 | 3200 | 5 | 97.96% | 100 | 198.346 | 197.1538 | 197.1538 | 1 | 198.346 | 100 | 408.3341 | 387.8302 | 387.8302 | 387.8302 | 20.5039 | 408.3341 | 106.1542 | 95.7171 | 95.7171 | 95.7171 | 10.4371 | 106.1542 | 1491.1213 | 1358.4705 | 1358.4705 | 1404.4619 | 86.6595 | 1358.4705 | 45.9913 | 45.9913 | 1491.1213 | 312.1643 | 251.8739 | 251.8739 | 251.8739 | 60.2904 | 312.1643 | 3492.0025 | 3492.0025 | 937.6755 | 937.6755 | 1311.1885 | 1311.1885 | 485.545 | 485.545 | 757.5935 | 757.5935 | 229743688.1073 | 1289429008.509 | 197166473.3339 | 35660830.0499 | 1752 | 50.0975 | 406548.4026 | 24003.5237 | 30.1776 | 793.1834 | 172 | 2432 | 3689.5386 | 608 | 152 | 0.154
3571 | 618.065 | 653.6 | 800 | 3200 | 5 | 98.2% | 100 | 202.9665 | 201.7167 | 201.7167 | 1 | 202.9665 | 100 | 435.6329 | 413.7566 | 413.7566 | 413.7566 | 21.8763 | 435.6329 | 106.1482 | 95.711 | 95.711 | 95.711 | 10.4372 | 106.1482 | 1677.1969 | 1535.1921 | 1535.1921 | 1581.0277 | 96.1692 | 1535.1921 | 45.8357 | 45.8357 | 1677.1969 | 313.0281 | 252.503 | 252.503 | 252.503 | 60.5251 | 313.0281 | 3576.9707 | 3576.9707 | 1022.8401 | 1022.8401 | 1311.0877 | 1311.0877 | 485.5076 | 485.5076 | 757.5353 | 757.5353 | 234751728.4229 | 1289460853.1916 | 196292610.9086 | 31494807.4769 | 1752 | 51.4152 | 357597.5423 | 21113.3559 | 26.5441 | 865.2909 | 172 | 2432 | 3689.5386 | 608 | 152 | 0.15333
3572 | 669.5704 | 653.6 | 800 | 3200 | 5 | 98.38% | 100 | 207.6221 | 206.6298 | 206.6298 | 1 | 207.6221 | 100 | 462.9441 | 439.6947 | 439.6947 | 439.6947 | 23.2494 | 462.9441 | 106.1401 | 95.703 | 95.703 | 95.703 | 10.4371 | 106.1401 | 1871.3647 | 1719.3998 | 1719.3998 | 1765.2408 | 106.1238 | 1719.3998 | 45.841 | 45.841 | 1871.3647 | 314.24 | 253.4213 | 253.4213 | 253.4213 | 60.8187 | 314.24 | 3661.9397 | 3661.9397 | 1107.9958 | 1107.9958 | 1310.9918 | 1310.9918 | 485.4722 | 485.4722 | 757.4799 | 757.4799 | 239198297.2354 | 1289475730.9424 | 194916614.3408 | 28409357.4814 | 1752 | 52.6823 | 325228.9389 | 19202.2414 | 24.1414 | 937.3985 | 172 | 2432 | 3689.5386 | 608 | 152 | 0.15227
3573 | 721.0758 | 653.6 | 800 | 3200 | 5 | 98.57% | 100 | 212.3063 | 210.9559 | 210.9559 | 1 | 212.3063 | 100 | 489.9862 | 465.3771 | 465.3771 | 465.3771 | 24.6091 | 489.9862 | 106.1327 | 95.6957 | 95.6957 | 95.6957 | 10.437 | 106.1327 | 2088.2887 | 1924.5167 | 1924.5167 | 1971.0144 | 117.2743 | 1924.5167 | 46.4977 | 46.4977 | 2088.2887 | 315.5408 | 254.4184 | 254.4184 | 254.4184 | 61.1224 | 315.5408 | 3746.9094 | 3746.9094 | 1193.1432 | 1193.1432 | 1310.9006 | 1310.9006 | 485.4384 | 485.4384 | 757.4272 | 757.4272 | 243273463.8457 | 1289475730.9424 | 194229829.1645 | 25020976.0474 | 1752 | 53.881 | 289733.5862 | 17106.5166 | 21.5066 | 1009.5061 | 172 | 2432 | 3689.5386 | 608 | 152 | 0.15174
3574 | 772.5812 | 653.6 | 800 | 3200 | 5 | 98.76% | 100 | 216.9885 | 215.288 | 215.288 | 1 | 216.9885 | 100 | 517.0445 | 491.0748 | 491.0748 | 491.0748 | 25.9697 | 517.0445 | 106.1264 | 95.6893 | 95.6893 | 95.6893 | 10.437 | 106.1264 | 2356.0084 | 2178.3096 | 2178.3096 | 2225.0266 | 130.9818 | 2178.3096 | 46.7169 | 46.7169 | 2356.0084 | 316.2861 | 254.9757 | 254.9757 | 254.9757 | 61.3104 | 316.2861 | 3831.8798 | 3831.8798 | 1278.283 | 1278.283 | 1310.8137 | 1310.8137 | 485.4062 | 485.4062 | 757.377 | 757.377 | 246934098.0683 | 1289475730.9424 | 193786650.7242 | 21803520.2651 | 1752 | 55.0211 | 253077.6549 | 14942.2688 | 18.7857 | 1081.6137 | 172 | 2432 | 3689.5386 | 608 | 152 | 0.1514
3575 | 824.0866 | 653.6 | 800 | 3200 | 5 | 98.89% | 100 | 221.6786 | 220.2326 | 220.2326 | 1 | 221.6786 | 100 | 544.152 | 516.8192 | 516.8192 | 516.8192 | 27.3329 | 544.152 | 106.1202 | 95.6832 | 95.6832 | 95.6832 | 10.437 | 106.1202 | 2661.2547 | 2468.1406 | 2468.1406 | 2514.6091 | 146.6456 | 2468.1406 | 46.4684 | 46.4684 | 2661.2547 | 316.9755 | 255.4923 | 255.4923 | 255.4923 | 61.4833 | 316.9755 | 3916.8508 | 3916.8508 | 1363.4155 | 1363.4155 | 1310.7307 | 1310.7307 | 485.3755 | 485.3755 | 757.329 | 757.329 | 250087214.4813 | 1289475730.9424 | 192991729.2939 | 19445325.2824 | 1752 | 56.1172 | 221392.8077 | 13071.5248 | 16.4337 | 1153.7213 | 172 | 2432 | 3689.5386 | 608 | 152 | 0.15078
3576 | 875.592 | 653.6 | 800 | 3200 | 5 | 99% | 100 | 226.3803 | 225.1333 | 225.1333 | 1 | 226.3803 | 100 | 571.4609 | 542.7547 | 542.7547 | 542.7547 | 28.7062 | 571.4609 | 106.1145 | 95.6774 | 95.6774 | 95.6774 | 10.437 | 106.1145 | 2968.9613 | 2760.8447 | 2760.8447 | 2806.5601 | 162.4012 | 2760.8447 | 45.7154 | 45.7154 | 2968.9613 | 317.9072 | 256.2001 | 256.2001 | 256.2001 | 61.7071 | 317.9072 | 4001.8223 | 4001.8223 | 1448.5415 | 1448.5415 | 1310.6515 | 1310.6515 | 485.3461 | 485.3461 | 757.2833 | 757.2833 | 252877253.6721 | 1289475730.9424 | 192128029.0649 | 17518986.3206 | 1752 | 57.1664 | 196089.6376 | 11577.5692 | 14.5555 | 1225.8288 | 172 | 2432 | 3689.5386 | 608 | 152 | 0.15012
3577 | 927.0974 | 653.6 | 800 | 3200 | 5 | 99.1% | 100 | 231.1069 | 229.7113 | 229.7113 | 1 | 231.1069 | 100 | 598.7696 | 568.6899 | 568.6899 | 568.6899 | 30.0797 | 598.7696 | 106.1092 | 95.6722 | 95.6722 | 95.6722 | 10.437 | 106.1092 | 3265.9987 | 3042.823 | 3042.823 | 3088.3452 | 177.6535 | 3042.823 | 45.5222 | 45.5222 | 3265.9987 | 319.2046 | 257.2037 | 257.2037 | 257.2037 | 62.0009 | 319.2046 | 4086.7945 | 4086.7945 | 1533.6611 | 1533.6611 | 1310.5757 | 1310.5757 | 485.3181 | 485.3181 | 757.2395 | 757.2395 | 255517667.5518 | 1289475276.0283 | 191208406.5964 | 15798584.2193 | 1751.9999 | 58.1704 | 179580.2971 | 10602.821 | 13.33 | 1297.9364 | 172 | 2432 | 3689.5386 | 608 | 152 | 0.14941
3578 | 978.6028 | 653.6 | 800 | 3200 | 5 | 99.22% | 100 | 235.8329 | 233.7011 | 233.7011 | 1 | 235.8329 | 100 | 625.8306 | 594.3898 | 594.3898 | 594.3898 | 31.4408 | 625.8306 | 106.1032 | 95.6662 | 95.6662 | 95.6662 | 10.437 | 106.1032 | 3679.6903 | 3435.0317 | 3435.0317 | 3480.757 | 198.9333 | 3435.0317 | 45.7252 | 45.7252 | 3679.6903 | 319.9974 | 257.804 | 257.804 | 257.804 | 62.1934 | 319.9974 | 4171.7671 | 4171.7671 | 1618.775 | 1618.775 | 1310.5033 | 1310.5033 | 485.2912 | 485.2912 | 757.1976 | 757.1976 | 258017668.3406 | 1289485392.3475 | 190890931.018 | 13606008.2939 | 1752 | 59.1222 | 153162.2984 | 9043.0434 | 11.3691 | 1370.044 | 172 | 2432 | 3689.5386 | 608 | 152 | 0.14917
3579 | 1030.1083 | 653.6 | 800 | 3200 | 4 | 99.29% | 100 | 234.4339 | 233.3954 | 233.3954 | 1 | 234.4339 | 100 | 652.9578 | 620.1544 | 620.1544 | 620.1544 | 32.8034 | 652.9578 | 106.1036 | 95.6667 | 95.6667 | 95.6667 | 10.4369 | 106.1036 | 3298.1463 | 3073.2983 | 3073.2983 | 3118.8787 | 179.2676 | 3073.2983 | 45.5804 | 45.5804 | 3298.1463 | 321.0142 | 258.5878 | 258.5878 | 258.5878 | 62.4265 | 321.0142 | 4159.939 | 4159.939 | 1703.9865 | 1703.9865 | 1310.5132 | 1310.5132 | 388.2359 | 388.2359 | 757.2033 | 757.2033 | 260181739.1731 | 1289485392.3475 | 189820714.5633 | 12512153.9161 | 1752 | 60.0442 | 139917.2877 | 8261.0285 | 10.3859 | 1442.1516 | 172 | 2432 | 3689.5386 | 608 | 152 | 0.14834
3580 | 20.6022 | 703 | 800 | 3200 | 7 | 90.87% | 100 | 170.8012 | 170.7357 | 170.7357 | 1 | 170.8012 | 100 | 173.7315 | 165.0136 | 165.0136 | 165.0136 | 8.7179 | 173.7315 | 112.4991 | 101.4451 | 101.4451 | 101.4451 | 11.054 | 112.4991 | 534.4125 | 446.9766 | 446.9766 | 496.0516 | 38.3609 | 446.9766 | 49.0749 | 49.0749 | 534.4125 | 239.4874 | 194.2253 | 194.2253 | 194.2253 | 45.2621 | 239.4874 | 2883.7419 | 2883.7419 | 34.1209 | 34.1209 | 1411.2678 | 1411.2678 | 680.2343 | 680.2343 | 758.1188 | 758.1188 | 20079045.3611 | 1309516310.031 | 262497787.6192 | 159906856.9886 | 1752 | 37.106 | 1959638.575 | 115701.4289 | 145.4617 | 28.843 | 185 | 2432 | 3689.5386 | 608 | 152 | 0.20408
3581 | 51.5054 | 703 | 800 | 3200 | 6 | 91.62% | 100 | 166.9648 | 166.8123 | 166.8123 | 1 | 166.9648 | 100 | 179.9045 | 170.8774 | 170.8774 | 170.8774 | 9.0271 | 179.9045 | 112.506 | 101.452 | 101.452 | 101.452 | 11.054 | 112.506 | 501.1631 | 416.1428 | 416.1428 | 464.668 | 36.4951 | 416.1428 | 48.5253 | 48.5253 | 501.1631 | 253.3479 | 205.3799 | 205.3799 | 205.3799 | 47.9679 | 253.3479 | 2837.932 | 2837.932 | 85.3079 | 85.3079 | 1411.3598 | 1411.3598 | 583.096 | 583.096 | 758.1683 | 758.1683 | 48411434.8466 | 1309510533.0974 | 247278684.0309 | 146799348.025 | 1752 | 38.052 | 1777699.3576 | 104959.332 | 131.9566 | 72.1076 | 185 | 2432 | 3689.5386 | 608 | 152 | 0.19246
3582 | 154.5162 | 703 | 800 | 3200 | 6 | 93.93% | 100 | 174.8426 | 174.3381 | 174.3381 | 1 | 174.8426 | 100 | 207.353 | 196.9463 | 196.9463 | 196.9463 | 10.4067 | 207.353 | 112.479 | 101.4253 | 101.4253 | 101.4253 | 11.0537 | 112.479 | 659.4157 | 567.9062 | 567.9062 | 615.1552 | 44.2605 | 567.9062 | 47.249 | 47.249 | 659.4157 | 294.3263 | 238.2382 | 238.2382 | 238.2382 | 56.0881 | 294.3263 | 3007.8526 | 3007.8526 | 255.8646 | 255.8646 | 1411.0337 | 1411.0337 | 582.9612 | 582.9612 | 757.9931 | 757.9931 | 125379848.9027 | 1309561880.8489 | 210712720.1737 | 106345550.0748 | 1752 | 41.1676 | 1250857.5804 | 73853.4193 | 92.8497 | 216.3227 | 185 | 2432 | 3689.5386 | 608 | 152 | 0.16444
3583 | 206.0217 | 703 | 800 | 3200 | 6 | 94.85% | 100 | 178.9544 | 178.3461 | 178.3461 | 1 | 178.9544 | 100 | 227.8755 | 216.4377 | 216.4377 | 216.4377 | 11.4379 | 227.8755 | 112.4706 | 101.4167 | 101.4167 | 101.4167 | 11.0539 | 112.4706 | 763.2745 | 666.9682 | 666.9682 | 713.7713 | 49.5032 | 666.9682 | 46.8031 | 46.8031 | 763.2745 | 307.8888 | 249.0306 | 249.0306 | 249.0306 | 58.8582 | 307.8888 | 3092.8149 | 3092.8149 | 341.1168 | 341.1168 | 1410.8851 | 1410.8851 | 582.8998 | 582.8998 | 757.9132 | 757.9132 | 151332755.2174 | 1309541328.1356 | 200964678.1943 | 90161238.4527 | 1752 | 42.7205 | 1051998.4504 | 62112.3331 | 78.0886 | 288.4303 | 185 | 2432 | 3689.5386 | 608 | 152 | 0.15694
3584 | 257.5271 | 703 | 800 | 3200 | 6 | 95.6% | 100 | 183.2153 | 182.461 | 182.461 | 1 | 183.2153 | 100 | 254.8891 | 242.0941 | 242.0941 | 242.0941 | 12.795 | 254.8891 | 112.458 | 101.4044 | 101.4044 | 101.4044 | 11.0536 | 112.458 | 876.6467 | 774.5255 | 774.5255 | 821.3823 | 55.2644 | 774.5255 | 46.8567 | 46.8567 | 876.6467 | 314.1894 | 253.9398 | 253.9398 | 253.9398 | 60.2496 | 314.1894 | 3177.7785 | 3177.7785 | 426.3537 | 426.3537 | 1410.745 | 1410.745 | 582.842 | 582.842 | 757.838 | 757.838 | 168484665.7863 | 1309567443.3342 | 196815104.1698 | 77132786.7097 | 1752 | 44.2589 | 899241.4038 | 53093.2166 | 66.7497 | 360.5379 | 185 | 2432 | 3689.5386 | 608 | 152 | 0.15376
3585 | 309.0325 | 703 | 800 | 3200 | 6 | 96.26% | 100 | 187.5343 | 186.6353 | 186.6353 | 1 | 187.5343 | 100 | 282.652 | 268.4621 | 268.4621 | 268.4621 | 14.1899 | 282.652 | 112.4486 | 101.395 | 101.395 | 101.395 | 11.0537 | 112.4486 | 1015.6811 | 906.8189 | 906.8189 | 953.2956 | 62.3855 | 906.8189 | 46.4767 | 46.4767 | 1015.6811 | 316.7673 | 255.8893 | 255.8893 | 255.8893 | 60.8779 | 316.7673 | 3262.7433 | 3262.7433 | 511.5764 | 511.5764 | 1410.6127 | 1410.6127 | 582.7873 | 582.7873 | 757.7669 | 757.7669 | 182046804.9824 | 1309547254.4667 | 194898169.4278 | 65507771.123 | 1752 | 45.7446 | 755378.567 | 44599.2341 | 56.0709 | 432.6455 | 185 | 2432 | 3689.5386 | 608 | 152 | 0.15229
3586 | 360.5379 | 703 | 800 | 3200 | 6 | 96.81% | 100 | 191.9433 | 190.9478 | 190.9478 | 1 | 191.9433 | 100 | 310.304 | 294.7247 | 294.7247 | 294.7247 | 15.5794 | 310.304 | 112.4385 | 101.3849 | 101.3849 | 101.3849 | 11.0535 | 112.4385 | 1176.7478 | 1059.5605 | 1059.5605 | 1106.098 | 70.6497 | 1059.5605 | 46.5376 | 46.5376 | 1176.7478 | 318.5643 | 257.2188 | 257.2188 | 257.2188 | 61.3454 | 318.5643 | 3347.7091 | 3347.7091 | 596.7862 | 596.7862 | 1410.4875 | 1410.4875 | 582.7356 | 582.7356 | 757.6997 | 757.6997 | 193153709.4707 | 1309587055.8737 | 193384081.6401 | 55875076.9013 | 1751.9999 | 47.1962 | 648668.3127 | 38298.8228 | 48.1499 | 504.753 | 185 | 2432 | 3689.5386 | 608 | 152 | 0.15114
3587 | 412.0433 | 703 | 800 | 3200 | 5 | 97.28% | 100 | 190.2878 | 189.3358 | 189.3358 | 1 | 190.2878 | 100 | 338.1939 | 321.2144 | 321.2144 | 321.2144 | 16.9795 | 338.1939 | 112.4399 | 101.3864 | 101.3864 | 101.3864 | 11.0536 | 112.4399 | 1142.8911 | 1027.2787 | 1027.2787 | 1074.0514 | 68.8397 | 1027.2787 | 46.7727 | 46.7727 | 1142.8911 | 319.9184 | 258.2119 | 258.2119 | 258.2119 | 61.7064 | 319.9184 | 3335.8819 | 3335.8819 | 682.0496 | 682.0496 | 1410.5046 | 1410.5046 | 485.6189 | 485.6189 | 757.7088 | 757.7088 | 202272577.1149 | 1309577047.75 | 192479605.3188 | 47670769.8164 | 1752 | 48.5915 | 552840.3898 | 32640.9287 | 41.0367 | 576.8606 | 185 | 2432 | 3689.5386 | 608 | 152 | 0.15044
3588 | 463.5487 | 703 | 800 | 3200 | 5 | 97.63% | 100 | 194.8173 | 193.831 | 193.831 | 1 | 194.8173 | 100 | 366.7412 | 348.3271 | 348.3271 | 348.3271 | 18.4142 | 366.7412 | 112.4309 | 101.3774 | 101.3774 | 101.3774 | 11.0535 | 112.4309 | 1301.2691 | 1177.998 | 1177.998 | 1224.3296 | 76.9395 | 1177.998 | 46.3316 | 46.3316 | 1301.2691 | 321.2942 | 259.2336 | 259.2336 | 259.2336 | 62.0606 | 321.2942 | 3420.8485 | 3420.8485 | 767.2409 | 767.2409 | 1410.3852 | 1410.3852 | 485.5778 | 485.5778 | 757.6447 | 757.6447 | 209536994.9921 | 1309587055.8737 | 191358217.7276 | 41517731.4066 | 1752 | 49.9524 | 480147.4681 | 28348.9766 | 35.6408 | 648.9682 | 185 | 2432 | 3689.5386 | 608 | 152 | 0.14958
3589 | 515.0541 | 703 | 800 | 3200 | 5 | 97.95% | 100 | 199.3927 | 198.2633 | 198.2633 | 1 | 199.3927 | 100 | 395.0993 | 375.2597 | 375.2597 | 375.2597 | 19.8396 | 395.0993 | 112.4228 | 101.3693 | 101.3693 | 101.3693 | 11.0535 | 112.4228 | 1482.8687 | 1350.3704 | 1350.3704 | 1396.6015 | 86.2672 | 1350.3704 | 46.2311 | 46.2311 | 1482.8687 | 322.4794 | 260.1112 | 260.1112 | 260.1112 | 62.3681 | 322.4794 | 3505.816 | 3505.816 | 852.4214 | 852.4214 | 1410.2719 | 1410.2719 | 485.5388 | 485.5388 | 757.5839 | 757.5839 | 216036472.6125 | 1309587055.8737 | 190378018.292 | 35998453.2218 | 1752 | 51.2568 | 412840.3489 | 24375.0143 | 30.6447 | 721.0758 | 185 | 2432 | 3689.5386 | 608 | 152 | 0.14882
3590 | 566.5595 | 703 | 800 | 3200 | 5 | 98.21% | 100 | 203.7006 | 202.5417 | 202.5417 | 1 | 203.7006 | 100 | 423.4315 | 402.1677 | 402.1677 | 402.1677 | 21.2638 | 423.4315 | 112.415 | 101.3615 | 101.3615 | 101.3615 | 11.0535 | 112.415 | 1691.0899 | 1547.9269 | 1547.9269 | 1594.1843 | 96.9055 | 1547.9269 | 46.2574 | 46.2574 | 1691.0899 | 320.7184 | 258.0884 | 258.0884 | 258.0884 | 62.63 | 320.7184 | 3590.7843 | 3590.7843 | 937.5921 | 937.5921 | 1410.1644 | 1410.1644 | 485.5017 | 485.5017 | 757.5261 | 757.5261 | 221500784.7939 | 1309587055.8737 | 189537629.495 | 31374529.8375 | 1752 | 52.5054 | 360011.1017 | 21255.8578 | 26.7232 | 793.1834 | 185 | 2432 | 3689.5386 | 608 | 152 | 0.14818
3591 | 618.065 | 703 | 800 | 3200 | 5 | 98.4% | 100 | 208.3407 | 207.4093 | 207.4093 | 1 | 208.3407 | 100 | 451.9997 | 429.2997 | 429.2997 | 429.2997 | 22.7 | 451.9997 | 112.4072 | 101.3537 | 101.3537 | 101.3537 | 11.0535 | 112.4072 | 1906.3144 | 1752.0219 | 1752.0219 | 1798.3961 | 107.9183 | 1752.0219 | 46.3741 | 46.3741 | 1906.3144 | 321.9719 | 259.0231 | 259.0231 | 259.0231 | 62.9487 | 321.9719 | 3675.7534 | 3675.7534 | 1022.7536 | 1022.7536 | 1410.0621 | 1410.0621 | 485.4665 | 485.4665 | 757.4712 | 757.4712 | 226164686.6504 | 1309587055.8737 | 188273292.5331 | 27974964.9427 | 1752 | 53.7117 | 323878.3127 | 19122.4974 | 24.0411 | 865.2909 | 185 | 2432 | 3689.5386 | 608 | 152 | 0.1472
3592 | 669.5704 | 703 | 800 | 3200 | 5 | 98.59% | 100 | 213.0101 | 211.6931 | 211.6931 | 1 | 213.0101 | 100 | 480.5048 | 456.3716 | 456.3716 | 456.3716 | 24.1331 | 480.5048 | 112.4012 | 101.3476 | 101.3476 | 101.3476 | 11.0536 | 112.4012 | 2119.3917 | 1954.3328 | 1954.3328 | 2000.5309 | 118.8608 | 1954.3328 | 46.1981 | 46.1981 | 2119.3917 | 323.7488 | 260.3882 | 260.3882 | 260.3882 | 63.3605 | 323.7488 | 3760.7232 | 3760.7232 | 1107.9065 | 1107.9065 | 1409.9648 | 1409.9648 | 485.433 | 485.433 | 757.4189 | 757.4189 | 230421259.5186 | 1309560555.8028 | 187330063.0913 | 24688121.5873 | 1752 | 54.8581 | 280645.9499 | 16569.9623 | 20.832 | 937.3985 | 185 | 2432 | 3689.5386 | 608 | 152 | 0.14648
3593 | 721.0758 | 703 | 800 | 3200 | 5 | 98.77% | 100 | 217.6795 | 216.3235 | 216.3235 | 1 | 217.6795 | 100 | 508.5844 | 483.0394 | 483.0394 | 483.0394 | 25.545 | 508.5844 | 112.3957 | 101.342 | 101.342 | 101.342 | 11.0537 | 112.3957 | 2416.8138 | 2236.7408 | 2236.7408 | 2282.7349 | 134.0789 | 2236.7408 | 45.9941 | 45.9941 | 2416.8138 | 324.6571 | 261.0727 | 261.0727 | 261.0727 | 63.5844 | 324.6571 | 3845.6937 | 3845.6937 | 1193.0516 | 1193.0516 | 1409.872 | 1409.872 | 485.4011 | 485.4011 | 757.369 | 757.369 | 234361120.5699 | 1309556740.7314 | 186543403.7121 | 21538734.9866 | 1752 | 55.952 | 246864.7206 | 14575.4433 | 18.3245 | 1009.5061 | 185 | 2432 | 3689.5386 | 608 | 152 | 0.14587
3594 | 772.5812 | 703 | 800 | 3200 | 5 | 98.93% | 100 | 222.3757 | 220.6604 | 220.6604 | 1 | 222.3757 | 100 | 536.6988 | 509.74 | 509.74 | 509.74 | 26.9587 | 536.6988 | 112.3894 | 101.3357 | 101.3357 | 101.3357 | 11.0537 | 112.3894 | 2722.2039 | 2526.5181 | 2526.5181 | 2572.4693 | 149.7346 | 2526.5181 | 45.9512 | 45.9512 | 2722.2039 | 326.0366 | 262.1372 | 262.1372 | 262.1372 | 63.8995 | 326.0366 | 3930.6648 | 3930.6648 | 1278.1893 | 1278.1893 | 1409.7835 | 1409.7835 | 485.3706 | 485.3706 | 757.3215 | 757.3215 | 237862169.5124 | 1309563115.9284 | 185771021.2336 | 18803693.3256 | 1752 | 57.0008 | 213476.709 | 12604.1407 | 15.8461 | 1081.6137 | 185 | 2432 | 3689.5386 | 608 | 152 | 0.14528
3595 | 824.0866 | 703 | 800 | 3200 | 5 | 99.02% | 100 | 227.0864 | 225.864 | 225.864 | 1 | 227.0864 | 100 | 564.9591 | 536.5792 | 536.5792 | 536.5792 | 28.3799 | 564.9591 | 112.383 | 101.3294 | 101.3294 | 101.3294 | 11.0537 | 112.383 | 3045.849 | 2833.7851 | 2833.7851 | 2879.4842 | 166.3648 | 2833.7851 | 45.6991 | 45.6991 | 3045.849 | 327.4725 | 263.2497 | 263.2497 | 263.2497 | 64.2228 | 327.4725 | 4015.6365 | 4015.6365 | 1363.3201 | 1363.3201 | 1409.6989 | 1409.6989 | 485.3415 | 485.3415 | 757.276 | 757.276 | 240807893.1095 | 1309563249.1658 | 184535369.3126 | 17093488.412 | 1752 | 58.0125 | 191817.2771 | 11325.3195 | 14.2384 | 1153.7213 | 185 | 2432 | 3689.5386 | 608 | 152 | 0.14432
3596 | 875.592 | 703 | 800 | 3200 | 5 | 99.12% | 100 | 231.8081 | 230.6217 | 230.6217 | 1 | 231.8081 | 100 | 593.5012 | 563.6859 | 563.6859 | 563.6859 | 29.8153 | 593.5012 | 112.3766 | 101.323 | 101.323 | 101.323 | 11.0536 | 112.3766 | 3367.3241 | 3139.3637 | 3139.3637 | 3184.4351 | 182.889 | 3139.3637 | 45.0714 | 45.0714 | 3367.3241 | 328.9697 | 264.4102 | 264.4102 | 264.4102 | 64.5595 | 328.9697 | 4100.6087 | 4100.6087 | 1448.4445 | 1448.4445 | 1409.618 | 1409.618 | 485.3136 | 485.3136 | 757.2326 | 757.2326 | 243435149.9766 | 1309572761.3354 | 183542112.4312 | 15449976.2569 | 1752 | 58.9782 | 173723.6081 | 10257.029 | 12.8953 | 1225.8288 | 185 | 2432 | 3689.5386 | 608 | 152 | 0.14356
3597 | 927.0974 | 703 | 800 | 3200 | 5 | 99.24% | 100 | 236.5352 | 234.5463 | 234.5463 | 1 | 236.5352 | 100 | 621.9029 | 590.6592 | 590.6592 | 590.6592 | 31.2437 | 621.9029 | 112.371 | 101.3174 | 101.3174 | 101.3174 | 11.0536 | 112.371 | 3805.5542 | 3554.8526 | 3554.8526 | 3600.1403 | 205.4139 | 3554.8526 | 45.2877 | 45.2877 | 3805.5542 | 329.8699 | 265.0934 | 265.0934 | 265.0934 | 64.7764 | 329.8699 | 4185.5814 | 4185.5814 | 1533.5629 | 1533.5629 | 1409.5406 | 1409.5406 | 485.287 | 485.287 | 757.191 | 757.191 | 246010983.5618 | 1309567917.4953 | 183192234.0812 | 13228864.8618 | 1752 | 59.8942 | 148923.5905 | 8792.7807 | 11.0544 | 1297.9364 | 185 | 2432 | 3689.5386 | 608 | 152 | 0.14329
3598 | 978.6028 | 703 | 800 | 3200 | 4 | 99.32% | 100 | 235.1372 | 234.0424 | 234.0424 | 1 | 235.1372 | 100 | 650.1177 | 617.4567 | 617.4567 | 617.4567 | 32.661 | 650.1177 | 112.3719 | 101.3183 | 101.3183 | 101.3183 | 11.0536 | 112.3719 | 3459.7522 | 3226.6948 | 3226.6948 | 3272.1877 | 187.5645 | 3226.6948 | 45.4929 | 45.4929 | 3459.7522 | 330.9248 | 265.9085 | 265.9085 | 265.9085 | 65.0163 | 330.9248 | 4173.7532 | 4173.7532 | 1618.7729 | 1618.7729 | 1409.5511 | 1409.5511 | 388.2325 | 388.2325 | 757.1967 | 757.1967 | 248300338.4338 | 1309578871.6011 | 182225423.4389 | 11895366.5262 | 1752 | 60.7793 | 134107.5825 | 7918.0106 | 9.9547 | 1370.044 | 185 | 2432 | 3689.5386 | 608 | 152 | 0.14254
3599 | 1030.1083 | 703 | 800 | 3200 | 4 | 99.38% | 100 | 239.886 | 238.8665 | 238.8665 | 1 | 239.886 | 100 | 678.4172 | 644.3328 | 644.3328 | 644.3328 | 34.0844 | 678.4172 | 112.3664 | 101.3128 | 101.3128 | 101.3128 | 11.0536 | 112.3664 | 3806.8152 | 3556.2979 | 3556.2979 | 3601.4155 | 205.3997 | 3556.2979 | 45.1176 | 45.1176 | 3806.8152 | 332.4986 | 267.1369 | 267.1369 | 267.1369 | 65.3618 | 332.4986 | 4258.7263 | 4258.7263 | 1703.8813 | 1703.8813 | 1409.4765 | 1409.4765 | 388.2119 | 388.2119 | 757.1566 | 757.1566 | 250355732.1744 | 1309571399.4233 | 181241197.5193 | 10831670.883 | 1752 | 61.6292 | 120483.7089 | 7113.6267 | 8.9434 | 1442.1516 | 185 | 2432 | 3689.5386 | 608 | 152 | 0.14179
3600 | 20.6022 | 752.4 | 800 | 3200 | 7 | 91.85% | 100 | 175.9712 | 175.8892 | 175.8892 | 1 | 175.9712 | 100 | 178.82 | 169.8456 | 169.8456 | 169.8456 | 8.9744 | 178.82 | 118.7551 | 107.085 | 107.085 | 107.085 | 11.6701 | 118.7551 | 590.2328 | 500.1065 | 500.1065 | 549.0505 | 41.1823 | 500.1065 | 48.944 | 48.944 | 590.2328 | 239.2717 | 193.9343 | 193.9343 | 193.9343 | 45.3374 | 239.2717 | 2982.5146 | 2982.5146 | 34.1164 | 34.1164 | 1510.2367 | 1510.2367 | 680.1437 | 680.1437 | 758.0178 | 758.0178 | 19502611.6376 | 1327554355.6952 | 262120732.9076 | 142822299.7597 | 1752 | 40.5235 | 1744440.363 | 102995.6468 | 129.4878 | 28.843 | 198 | 2432 | 3689.5386 | 608 | 152 | 0.20396
3601 | 51.5054 | 752.4 | 800 | 3200 | 6 | 92.53% | 100 | 172.1894 | 171.9831 | 171.9831 | 1 | 172.1894 | 100 | 185.6863 | 176.3678 | 176.3678 | 176.3678 | 9.3185 | 185.6863 | 118.766 | 107.0955 | 107.0955 | 107.0955 | 11.6705 | 118.766 | 553.0074 | 465.4807 | 465.4807 | 513.9028 | 39.1046 | 465.4807 | 48.422 | 48.422 | 553.0074 | 253.5452 | 205.4096 | 205.4096 | 205.4096 | 48.1357 | 253.5452 | 2936.7038 | 2936.7038 | 85.2961 | 85.2961 | 1510.3283 | 1510.3283 | 583.0156 | 583.0156 | 758.0638 | 758.0638 | 46900903.1663 | 1327520024.3323 | 246651141.7173 | 130927930.7841 | 1752 | 41.4047 | 1581771.9055 | 93391.3385 | 117.4131 | 72.1076 | 198 | 2432 | 3689.5386 | 608 | 152 | 0.19212
3602 | 154.5162 | 752.4 | 800 | 3200 | 6 | 94.6% | 100 | 180.2325 | 179.6996 | 179.6996 | 1 | 180.2325 | 100 | 213.3615 | 202.6519 | 202.6519 | 202.6519 | 10.7095 | 213.3615 | 118.7408 | 107.0705 | 107.0705 | 107.0705 | 11.6703 | 118.7408 | 732.5982 | 637.3658 | 637.3658 | 684.5886 | 48.0096 | 637.3658 | 47.2228 | 47.2228 | 732.5982 | 297.39 | 240.5727 | 240.5727 | 240.5727 | 56.8173 | 297.39 | 3106.6276 | 3106.6276 | 255.8334 | 255.8334 | 1510.0034 | 1510.0034 | 582.8902 | 582.8902 | 757.9007 | 757.9007 | 121796167.7705 | 1327530854.8086 | 207998704.9376 | 94674272.4834 | 1752 | 44.3158 | 1115519.6352 | 65862.7654 | 82.8038 | 216.3227 | 198 | 2432 | 3689.5386 | 608 | 152 | 0.1624
3603 | 206.0217 | 752.4 | 800 | 3200 | 6 | 95.41% | 100 | 184.4258 | 183.7313 | 183.7313 | 1 | 184.4258 | 100 | 234.8624 | 223.0725 | 223.0725 | 223.0725 | 11.7898 | 234.8624 | 118.7296 | 107.0594 | 107.0594 | 107.0594 | 11.6702 | 118.7296 | 845.9285 | 745.2984 | 745.2984 | 792.192 | 53.7365 | 745.2984 | 46.8936 | 46.8936 | 845.9285 | 313.1241 | 253.1101 | 253.1101 | 253.1101 | 60.0141 | 313.1241 | 3191.5914 | 3191.5914 | 341.0776 | 341.0776 | 1509.8548 | 1509.8548 | 582.8329 | 582.8329 | 757.8261 | 757.8261 | 146820239.012 | 1327521437.0941 | 197221698.6628 | 80436625.2311 | 1752 | 45.7508 | 938177.1788 | 55392.0715 | 69.6398 | 288.4303 | 198 | 2432 | 3689.5386 | 608 | 152 | 0.15412
3604 | 257.5271 | 752.4 | 800 | 3200 | 6 | 96.09% | 100 | 188.713 | 187.8831 | 187.8831 | 1 | 188.713 | 100 | 263.1238 | 249.9141 | 249.9141 | 249.9141 | 13.2097 | 263.1238 | 118.7198 | 107.0495 | 107.0495 | 107.0495 | 11.6703 | 118.7198 | 976.0177 | 868.9332 | 868.9332 | 915.6309 | 60.3868 | 868.9332 | 46.6977 | 46.6977 | 976.0177 | 320.1032 | 258.5597 | 258.5597 | 258.5597 | 61.5435 | 320.1032 | 3276.5563 | 3276.5563 | 426.3074 | 426.3074 | 1509.7145 | 1509.7145 | 582.7787 | 582.7787 | 757.7557 | 757.7557 | 163153876.7906 | 1327530761.5784 | 192724779.3125 | 68590582.3184 | 1752 | 47.1572 | 796940.1748 | 47053.124 | 59.156 | 360.5379 | 198 | 2432 | 3689.5386 | 608 | 152 | 0.15066
3605 | 309.0325 | 752.4 | 800 | 3200 | 6 | 96.67% | 100 | 192.7813 | 191.846 | 191.846 | 1 | 192.7813 | 100 | 292.0782 | 277.4137 | 277.4137 | 277.4137 | 14.6645 | 292.0782 | 118.7089 | 107.0388 | 107.0388 | 107.0388 | 11.6701 | 118.7089 | 1131.9892 | 1017.3345 | 1017.3345 | 1063.6191 | 68.3701 | 1017.3345 | 46.2846 | 46.2846 | 1131.9892 | 321.2304 | 258.811 | 258.811 | 258.811 | 62.4194 | 321.2304 | 3361.5223 | 3361.5223 | 511.5239 | 511.5239 | 1509.5818 | 1509.5818 | 582.7275 | 582.7275 | 757.6891 | 757.6891 | 176081876.5019 | 1327557046.5485 | 190007821.6726 | 58353255.277 | 1752 | 48.5215 | 673399.9189 | 39759.032 | 49.9857 | 432.6455 | 198 | 2432 | 3689.5386 | 608 | 152 | 0.14858
3606 | 360.5379 | 752.4 | 800 | 3200 | 5 | 97.21% | 100 | 191.098 | 190.1107 | 190.1107 | 1 | 191.098 | 100 | 320.7788 | 304.6734 | 304.6734 | 304.6734 | 16.1053 | 320.7788 | 118.7108 | 107.0406 | 107.0406 | 107.0406 | 11.6702 | 118.7108 | 1113.6478 | 999.4711 | 999.4711 | 1046.2949 | 67.3529 | 999.4711 | 46.8237 | 46.8237 | 1113.6478 | 323.4827 | 260.5158 | 260.5158 | 260.5158 | 62.9669 | 323.4827 | 3349.6951 | 3349.6951 | 596.785 | 596.785 | 1509.5998 | 1509.5998 | 485.612 | 485.612 | 757.6982 | 757.6982 | 186846000.5861 | 1327553180.6027 | 188645222.764 | 48955596.0471 | 1752 | 49.8304 | 571000.1406 | 33713.1209 | 42.3847 | 504.753 | 198 | 2432 | 3689.5386 | 608 | 152 | 0.14754
3607 | 412.0433 | 752.4 | 800 | 3200 | 5 | 97.59% | 100 | 195.5999 | 194.6242 | 194.6242 | 1 | 195.5999 | 100 | 349.9528 | 332.3814 | 332.3814 | 332.3814 | 17.5715 | 349.9528 | 118.6995 | 107.0296 | 107.0296 | 107.0296 | 11.67 | 118.6995 | 1282.3038 | 1159.8201 | 1159.8201 | 1206.311 | 75.9928 | 1159.8201 | 46.4909 | 46.4909 | 1282.3038 | 325.9102 | 262.368 | 262.368 | 262.368 | 63.5422 | 325.9102 | 3434.6618 | 3434.6618 | 681.9828 | 681.9828 | 1509.4732 | 1509.4732 | 485.5713 | 485.5713 | 757.6346 | 757.6346 | 195418223.8969 | 1327572542.4923 | 186792601.5404 | 42216632.0704 | 1752 | 51.1209 | 486139.3009 | 28702.7478 | 36.0856 | 576.8606 | 198 | 2432 | 3689.5386 | 608 | 152 | 0.14612
3608 | 463.5487 | 752.4 | 800 | 3200 | 5 | 97.88% | 100 | 200.1641 | 199.3075 | 199.3075 | 1 | 200.1641 | 100 | 379.6408 | 360.5772 | 360.5772 | 360.5772 | 19.0636 | 379.6408 | 118.6915 | 107.0215 | 107.0215 | 107.0215 | 11.67 | 118.6915 | 1456.9933 | 1325.7509 | 1325.7509 | 1372.0688 | 84.9245 | 1325.7509 | 46.3179 | 46.3179 | 1456.9933 | 328.2419 | 264.1476 | 264.1476 | 264.1476 | 64.0944 | 328.2419 | 3519.6295 | 3519.6295 | 767.1696 | 767.1696 | 1509.353 | 1509.353 | 485.5326 | 485.5326 | 757.5743 | 757.5743 | 202375074.5533 | 1327570002.7843 | 184936090.5608 | 37118832.1017 | 1752 | 52.3703 | 430136.7262 | 25396.2309 | 31.9286 | 648.9682 | 198 | 2432 | 3689.5386 | 608 | 152 | 0.14468
3609 | 515.0541 | 752.4 | 800 | 3200 | 5 | 98.17% | 100 | 204.7682 | 203.5705 | 203.5705 | 1 | 204.7682 | 100 | 409.0207 | 388.4804 | 388.4804 | 388.4804 | 20.5403 | 409.0207 | 118.6829 | 107.0129 | 107.0129 | 107.0129 | 11.6699 | 118.6829 | 1658.6801 | 1516.9661 | 1516.9661 | 1563.3913 | 95.2888 | 1516.9661 | 46.4252 | 46.4252 | 1658.6801 | 330.3218 | 265.7408 | 265.7408 | 265.7408 | 64.581 | 330.3218 | 3604.5979 | 3604.5979 | 852.3462 | 852.3462 | 1509.2389 | 1509.2389 | 485.4959 | 485.4959 | 757.517 | 757.517 | 208607096.268 | 1327572542.4923 | 183840546.5025 | 31979814.7372 | 1752 | 53.5566 | 367933.5776 | 21723.6184 | 27.3113 | 721.0758 | 198 | 2432 | 3689.5386 | 608 | 152 | 0.14384
3610 | 566.5595 | 752.4 | 800 | 3200 | 5 | 98.41% | 100 | 209.3844 | 208.2351 | 208.2351 | 1 | 209.3844 | 100 | 438.7065 | 416.6738 | 416.6738 | 416.6738 | 22.0326 | 438.7065 | 118.6749 | 107.005 | 107.005 | 107.005 | 11.6699 | 118.6749 | 1898.12 | 1744.3181 | 1744.3181 | 1790.6044 | 107.5155 | 1744.3181 | 46.2863 | 46.2863 | 1898.12 | 331.5119 | 266.6222 | 266.6222 | 266.6222 | 64.8897 | 331.5119 | 3689.5671 | 3689.5671 | 937.5134 | 937.5134 | 1509.1303 | 1509.1303 | 485.461 | 485.461 | 757.4625 | 757.4625 | 213731790.1304 | 1327576533.7661 | 182819025.1579 | 27872650.9456 | 1752 | 54.7 | 320253.853 | 18908.5012 | 23.7721 | 793.1834 | 198 | 2432 | 3689.5386 | 608 | 152 | 0.14305
3611 | 618.065 | 752.4 | 800 | 3200 | 5 | 98.6% | 100 | 214.0307 | 212.8749 | 212.8749 | 1 | 214.0307 | 100 | 468.3094 | 444.7885 | 444.7885 | 444.7885 | 23.5209 | 468.3094 | 118.6677 | 106.9978 | 106.9978 | 106.9978 | 11.6699 | 118.6677 | 2153.6737 | 1987.1816 | 1987.1816 | 2033.076 | 120.5977 | 1987.1816 | 45.8943 | 45.8943 | 2153.6737 | 333.084 | 267.8198 | 267.8198 | 267.8198 | 65.2641 | 333.084 | 3774.5371 | 3774.5371 | 1022.6718 | 1022.6718 | 1509.0269 | 1509.0269 | 485.4277 | 485.4277 | 757.4106 | 757.4106 | 218303776.6007 | 1327563749.7376 | 181676227.0144 | 24456246.6473 | 1752 | 55.7971 | 277687.9613 | 16395.3161 | 20.6125 | 865.2909 | 198 | 2432 | 3689.5386 | 608 | 152 | 0.14217
3612 | 669.5704 | 752.4 | 800 | 3200 | 5 | 98.79% | 100 | 218.7065 | 217.2401 | 217.2401 | 1 | 218.7065 | 100 | 497.7035 | 472.7047 | 472.7047 | 472.7047 | 24.9987 | 497.7035 | 118.6615 | 106.9915 | 106.9915 | 106.9915 | 11.67 | 118.6615 | 2438.2557 | 2257.3633 | 2257.3633 | 2303.0521 | 135.2036 | 2257.3633 | 45.6888 | 45.6888 | 2438.2557 | 334.8166 | 269.1608 | 269.1608 | 269.1608 | 65.6559 | 334.8166 | 3859.5076 | 3859.5076 | 1107.8221 | 1107.8221 | 1508.9284 | 1508.9284 | 485.396 | 485.396 | 757.3611 | 757.3611 | 222474492.4659 | 1327562363.617 | 180699322.2096 | 21263821.7075 | 1752 | 56.8475 | 241313.3079 | 14247.6755 | 17.9124 | 937.3985 | 198 | 2432 | 3689.5386 | 608 | 152 | 0.14142
3613 | 721.0758 | 752.4 | 800 | 3200 | 5 | 98.93% | 100 | 223.4052 | 221.8551 | 221.8551 | 1 | 223.4052 | 100 | 526.9682 | 500.498 | 500.498 | 500.498 | 26.4702 | 526.9682 | 118.6543 | 106.9843 | 106.9843 | 106.9843 | 11.67 | 118.6543 | 2748.0785 | 2551.2545 | 2551.2545 | 2596.9704 | 151.1081 | 2551.2545 | 45.7159 | 45.7159 | 2748.0785 | 336.7434 | 270.6641 | 270.6641 | 270.6641 | 66.0793 | 336.7434 | 3944.4788 | 3944.4788 | 1192.9648 | 1192.9648 | 1508.8343 | 1508.8343 | 485.3658 | 485.3658 | 757.3139 | 757.3139 | 226159637.7881 | 1327578303.4639 | 179506857.8157 | 18755141.3006 | 1751.9999 | 57.8572 | 212829.768 | 12565.9438 | 15.7981 | 1009.5061 | 198 | 2432 | 3689.5386 | 608 | 152 | 0.1405
3614 | 772.5812 | 752.4 | 800 | 3200 | 5 | 99.06% | 100 | 228.1097 | 226.5863 | 226.5863 | 1 | 228.1097 | 100 | 556.2123 | 528.2716 | 528.2716 | 528.2716 | 27.9408 | 556.2123 | 118.6477 | 106.9778 | 106.9778 | 106.9778 | 11.6699 | 118.6477 | 3124.1329 | 2907.7957 | 2907.7957 | 2953.7196 | 170.4133 | 2907.7957 | 45.9239 | 45.9239 | 3124.1329 | 338.2292 | 271.8105 | 271.8105 | 271.8105 | 66.4187 | 338.2292 | 4029.4506 | 4029.4506 | 1278.1004 | 1278.1004 | 1508.7445 | 1508.7445 | 485.3369 | 485.3369 | 757.2688 | 757.2688 | 229434525.9794 | 1327572053.3418 | 178517968.5371 | 16475452.1417 | 1752 | 58.8224 | 187698.2452 | 11082.1227 | 13.9326 | 1081.6137 | 198 | 2432 | 3689.5386 | 608 | 152 | 0.13974
3615 | 824.0866 | 752.4 | 800 | 3200 | 5 | 99.14% | 100 | 232.8256 | 231.7578 | 231.7578 | 1 | 232.8256 | 100 | 585.6936 | 556.2703 | 556.2703 | 556.2703 | 29.4233 | 585.6936 | 118.6411 | 106.9713 | 106.9713 | 106.9713 | 11.6699 | 118.6411 | 3477.5649 | 3243.8195 | 3243.8195 | 3288.9992 | 188.5657 | 3243.8195 | 45.1797 | 45.1797 | 3477.5649 | 340.1207 | 273.2813 | 273.2813 | 273.2813 | 66.8394 | 340.1207 | 4114.4229 | 4114.4229 | 1363.2295 | 1363.2295 | 1508.6585 | 1508.6585 | 485.3092 | 485.3092 | 757.2257 | 757.2257 | 232235036.8169 | 1327578303.4639 | 177158794.4337 | 15027865.2855 | 1752 | 59.754 | 167358.1122 | 9881.1959 | 12.4228 | 1153.7213 | 198 | 2432 | 3689.5386 | 608 | 152 | 0.13869
3616 | 875.592 | 752.4 | 800 | 3200 | 5 | 99.24% | 100 | 237.56 | 235.9996 | 235.9996 | 1 | 237.56 | 100 | 615.3735 | 584.4576 | 584.4576 | 584.4576 | 30.9159 | 615.3735 | 118.6351 | 106.9652 | 106.9652 | 106.9652 | 11.6699 | 118.6351 | 3852.2972 | 3599.2546 | 3599.2546 | 3644.46 | 207.8373 | 3599.2546 | 45.2054 | 45.2054 | 3852.2972 | 341.8653 | 274.6366 | 274.6366 | 274.6366 | 67.2288 | 341.8653 | 4199.3956 | 4199.3956 | 1448.3523 | 1448.3523 | 1508.5762 | 1508.5762 | 485.2827 | 485.2827 | 757.1844 | 757.1844 | 234767696.674 | 1327578303.4639 | 176359914.0861 | 13294085.7761 | 1752 | 60.6413 | 150670.0009 | 8895.8926 | 11.1841 | 1225.8288 | 198 | 2432 | 3689.5386 | 608 | 152 | 0.13808
3617 | 927.0974 | 752.4 | 800 | 3200 | 4 | 99.35% | 100 | 236.1653 | 234.4495 | 234.4495 | 1 | 236.1653 | 100 | 644.8026 | 612.4084 | 612.4084 | 612.4084 | 32.3942 | 644.8026 | 118.6361 | 106.9662 | 106.9662 | 106.9662 | 11.6699 | 118.6361 | 3486.9066 | 3252.141 | 3252.141 | 3297.9206 | 188.986 | 3252.141 | 45.7796 | 45.7796 | 3486.9066 | 343.2664 | 275.7237 | 275.7237 | 275.7237 | 67.5427 | 343.2664 | 4187.5675 | 4187.5675 | 1533.5609 | 1533.5609 | 1508.5875 | 1508.5875 | 388.2291 | 388.2291 | 757.19 | 757.19 | 237272027.1755 | 1327578303.4639 | 175691298.6732 | 11458370.8599 | 1752 | 61.489 | 130267.9024 | 7691.3073 | 9.6696 | 1297.9364 | 198 | 2432 | 3689.5386 | 608 | 152 | 0.13756
3618 | 978.6028 | 752.4 | 800 | 3200 | 4 | 99.4% | 100 | 240.9093 | 239.7103 | 239.7103 | 1 | 240.9093 | 100 | 674.1391 | 640.2694 | 640.2694 | 640.2694 | 33.8697 | 674.1391 | 118.6303 | 106.9605 | 106.9605 | 106.9605 | 11.6699 | 118.6303 | 3910.1878 | 3653.8058 | 3653.8058 | 3699.4532 | 210.7345 | 3653.8058 | 45.6474 | 45.6474 | 3910.1878 | 344.7972 | 276.9171 | 276.9171 | 276.9171 | 67.8801 | 344.7972 | 4272.5407 | 4272.5407 | 1618.6736 | 1618.6736 | 1508.5081 | 1508.5081 | 388.2087 | 388.2087 | 757.1502 | 757.1502 | 239413530.6916 | 1327578303.4639 | 174548406.7266 | 10459759.1179 | 1752 | 62.3093 | 117134.6071 | 6915.8883 | 8.6948 | 1370.044 | 198 | 2432 | 3689.5386 | 608 | 152 | 0.13668
3619 | 1030.1083 | 752.4 | 800 | 3200 | 4 | 99.49% | 100 | 245.6528 | 243.9654 | 243.9654 | 1 | 245.6528 | 100 | 703.5235 | 668.1757 | 668.1757 | 668.1757 | 35.3477 | 703.5235 | 118.6249 | 106.955 | 106.955 | 106.955 | 11.6699 | 118.6249 | 4435.8179 | 4153.0788 | 4153.0788 | 4198.0676 | 237.7502 | 4153.0788 | 44.9888 | 44.9888 | 4435.8179 | 346.02 | 277.8651 | 277.8651 | 277.8651 | 68.1549 | 346.02 | 4357.5143 | 4357.5143 | 1703.7811 | 1703.7811 | 1508.4321 | 1508.4321 | 388.1891 | 388.1891 | 757.112 | 757.112 | 241411499.4732 | 1327578303.4639 | 174017176.1841 | 8993020.8788 | 1752 | 63.0904 | 98659.8121 | 5825.0952 | 7.3234 | 1442.1516 | 198 | 2432 | 3689.5386 | 608 | 152 | 0.13627
3620 | 20.6022 | 801.8 | 800 | 3200 | 7 | 92.64% | 100 | 181.2474 | 181.1517 | 181.1517 | 1 | 181.2474 | 100 | 184.8105 | 175.5344 | 175.5344 | 175.5344 | 9.2761 | 184.8105 | 125.0243 | 112.7368 | 112.7368 | 112.7368 | 12.2875 | 125.0243 | 645.9858 | 553.3068 | 553.3068 | 602.0063 | 43.9795 | 553.3068 | 48.6995 | 48.6995 | 645.9858 | 240.171 | 194.5415 | 194.5415 | 194.5415 | 45.6295 | 240.171 | 3081.2892 | 3081.2892 | 34.1122 | 34.1122 | 1609.194 | 1609.194 | 680.0593 | 680.0593 | 757.9238 | 757.9238 | 18868013.1946 | 1343626571.4775 | 260488698.1017 | 129016735.1355 | 1752 | 43.6616 | 1569311.0538 | 92655.6221 | 116.4882 | 28.843 | 211 | 2432 | 3689.5386 | 608 | 152 | 0.20282
3621 | 51.5054 | 801.8 | 800 | 3200 | 6 | 93.28% | 100 | 177.4774 | 177.3022 | 177.3022 | 1 | 177.4774 | 100 | 191.4238 | 181.8163 | 181.8163 | 181.8163 | 9.6076 | 191.4238 | 125.0298 | 112.7423 | 112.7423 | 112.7423 | 12.2875 | 125.0298 | 607.7676 | 517.9474 | 517.9474 | 565.9199 | 41.8477 | 517.9474 | 47.9725 | 47.9725 | 607.7676 | 254.3312 | 205.9224 | 205.9224 | 205.9224 | 48.4088 | 254.3312 | 3035.4775 | 3035.4775 | 85.2852 | 85.2852 | 1609.2849 | 1609.2849 | 582.9409 | 582.9409 | 757.9666 | 757.9666 | 45490568.1883 | 1343646883.175 | 245040985.5115 | 117821563.1252 | 1752 | 44.4734 | 1409256.6364 | 83205.6526 | 104.6075 | 72.1076 | 211 | 2432 | 3689.5386 | 608 | 152 | 0.19094
3622 | 154.5162 | 801.8 | 800 | 3200 | 6 | 95.14% | 100 | 185.7066 | 185.0796 | 185.0796 | 1 | 185.7066 | 100 | 219.7937 | 208.7602 | 208.7602 | 208.7602 | 11.0336 | 219.7937 | 125.0053 | 112.718 | 112.718 | 112.718 | 12.2873 | 125.0053 | 805.3416 | 706.474 | 706.474 | 753.6044 | 51.7372 | 706.474 | 47.1303 | 47.1303 | 805.3416 | 301.2958 | 243.5932 | 243.5932 | 243.5932 | 57.7025 | 301.2958 | 3205.4043 | 3205.4043 | 255.8043 | 255.8043 | 1608.9618 | 1608.9618 | 582.8238 | 582.8238 | 757.8144 | 757.8144 | 118233339.8587 | 1343660533.6824 | 204994726.9668 | 85111399.4921 | 1752 | 47.1826 | 995734.498 | 58790.3839 | 73.9122 | 216.3227 | 211 | 2432 | 3689.5386 | 608 | 152 | 0.16015
3623 | 206.0217 | 801.8 | 800 | 3200 | 6 | 95.87% | 100 | 189.9308 | 189.2114 | 189.2114 | 1 | 189.9308 | 100 | 242.0968 | 229.9426 | 229.9426 | 229.9426 | 12.1542 | 242.0968 | 124.9964 | 112.709 | 112.709 | 112.709 | 12.2874 | 124.9964 | 932.5958 | 827.9855 | 827.9855 | 874.4271 | 58.1688 | 827.9855 | 46.4416 | 46.4416 | 932.5958 | 318.111 | 256.9989 | 256.9989 | 256.9989 | 61.1122 | 318.111 | 3290.3694 | 3290.3694 | 341.0409 | 341.0409 | 1608.8137 | 1608.8137 | 582.7702 | 582.7702 | 757.7446 | 757.7446 | 142374971.8666 | 1343653751.3696 | 193602338.3158 | 72368938.448 | 1752 | 48.5059 | 836751.7021 | 49403.6853 | 62.1111 | 288.4303 | 211 | 2432 | 3689.5386 | 608 | 152 | 0.15139
3624 | 257.5271 | 801.8 | 800 | 3200 | 6 | 96.49% | 100 | 193.9543 | 193.2184 | 193.2184 | 1 | 193.9543 | 100 | 271.6096 | 257.9726 | 257.9726 | 257.9726 | 13.637 | 271.6096 | 124.9837 | 112.6966 | 112.6966 | 112.6966 | 12.2871 | 124.9837 | 1084.3618 | 972.2862 | 972.2862 | 1018.4611 | 65.9007 | 972.2862 | 46.1748 | 46.1748 | 1084.3618 | 322.7434 | 260.0337 | 260.0337 | 260.0337 | 62.7098 | 322.7434 | 3375.3355 | 3375.3355 | 426.264 | 426.264 | 1608.6735 | 1608.6735 | 582.7194 | 582.7194 | 757.6786 | 757.6786 | 157996225.3327 | 1343661734.6845 | 188797634.4511 | 61544405.5317 | 1752 | 49.7918 | 707423.8755 | 41767.8822 | 52.5113 | 360.5379 | 211 | 2432 | 3689.5386 | 608 | 152 | 0.1477
3625 | 309.0325 | 801.8 | 800 | 3200 | 5 | 97.01% | 100 | 192.2604 | 191.4952 | 191.4952 | 1 | 192.2604 | 100 | 301.6227 | 286.479 | 286.479 | 286.479 | 15.1438 | 301.6227 | 124.9846 | 112.6975 | 112.6975 | 112.6975 | 12.2871 | 124.9846 | 1053.922 | 943.21 | 943.21 | 989.6176 | 64.3043 | 943.21 | 46.4077 | 46.4077 | 1053.922 | 328.3864 | 264.4461 | 264.4461 | 264.4461 | 63.9403 | 328.3864 | 3363.5083 | 3363.5083 | 511.5229 | 511.5229 | 1608.6925 | 1608.6925 | 485.6053 | 485.6053 | 757.6876 | 757.6876 | 170526499.6168 | 1343675612.173 | 185372218.8267 | 52425669.3835 | 1752 | 51.0459 | 607752.6538 | 35883.0712 | 45.1128 | 432.6455 | 211 | 2432 | 3689.5386 | 608 | 152 | 0.14507
3626 | 360.5379 | 801.8 | 800 | 3200 | 5 | 97.47% | 100 | 196.7408 | 195.896 | 195.896 | 1 | 196.7408 | 100 | 331.3634 | 314.7251 | 314.7251 | 314.7251 | 16.6383 | 331.3634 | 124.9753 | 112.6882 | 112.6882 | 112.6882 | 12.2871 | 124.9753 | 1232.126 | 1111.7344 | 1111.7344 | 1158.7065 | 73.4195 | 1111.7344 | 46.9722 | 46.9722 | 1232.126 | 331.6639 | 266.9655 | 266.9655 | 266.9655 | 64.6984 | 331.6639 | 3448.4752 | 3448.4752 | 596.7271 | 596.7271 | 1608.5587 | 1608.5587 | 485.5649 | 485.5649 | 757.6246 | 757.6246 | 180737048.8535 | 1343690412.5634 | 183246011.2443 | 44326527.3388 | 1752 | 52.2552 | 516773.7477 | 30511.4738 | 38.3595 | 504.753 | 211 | 2432 | 3689.5386 | 608 | 152 | 0.14344
3627 | 412.0433 | 801.8 | 800 | 3200 | 5 | 97.82% | 100 | 201.2586 | 200.4064 | 200.4064 | 1 | 201.2586 | 100 | 361.908 | 343.7347 | 343.7347 | 343.7347 | 18.1733 | 361.908 | 124.9642 | 112.6773 | 112.6773 | 112.6773 | 12.2869 | 124.9642 | 1416.9297 | 1287.9061 | 1287.9061 | 1334.0257 | 82.9039 | 1287.9061 | 46.1197 | 46.1197 | 1416.9297 | 334.7756 | 269.3656 | 269.3656 | 269.3656 | 65.4101 | 334.7756 | 3533.443 | 3533.443 | 681.9199 | 681.9199 | 1608.4317 | 1608.4317 | 485.5265 | 485.5265 | 757.5648 | 757.5648 | 188886927.848 | 1343699268.5671 | 181171884.1466 | 38241919.4382 | 1752 | 53.4329 | 439116.4257 | 25926.4124 | 32.5951 | 576.8606 | 211 | 2432 | 3689.5386 | 608 | 152 | 0.14184
3628 | 463.5487 | 801.8 | 800 | 3200 | 5 | 98.12% | 100 | 205.8482 | 204.8026 | 204.8026 | 1 | 205.8482 | 100 | 392.6927 | 372.9721 | 372.9721 | 372.9721 | 19.7206 | 392.6927 | 124.9563 | 112.6694 | 112.6694 | 112.6694 | 12.2869 | 124.9563 | 1620.7237 | 1480.9718 | 1480.9718 | 1527.3979 | 93.3258 | 1480.9718 | 46.4261 | 46.4261 | 1620.7237 | 337.4022 | 271.3826 | 271.3826 | 271.3826 | 66.0195 | 337.4022 | 3618.4116 | 3618.4116 | 767.1024 | 767.1024 | 1608.3111 | 1608.3111 | 485.4901 | 485.4901 | 757.5079 | 757.5079 | 195693313.3197 | 1343694286.5343 | 179629292.5055 | 32983107.6406 | 1752 | 54.5673 | 379612.0463 | 22413.1412 | 28.1782 | 648.9682 | 211 | 2432 | 3689.5386 | 608 | 152 | 0.14065
3629 | 515.0541 | 801.8 | 800 | 3200 | 5 | 98.38% | 100 | 210.4457 | 209.4713 | 209.4713 | 1 | 210.4457 | 100 | 423.1441 | 401.8928 | 401.8928 | 401.8928 | 21.2513 | 423.1441 | 124.9468 | 112.66 | 112.66 | 112.66 | 12.2868 | 124.9468 | 1877.2086 | 1724.521 | 1724.521 | 1770.7323 | 106.4764 | 1724.521 | 46.2113 | 46.2113 | 1877.2086 | 339.1694 | 272.7226 | 272.7226 | 272.7226 | 66.4468 | 339.1694 | 3703.3809 | 3703.3809 | 852.2752 | 852.2752 | 1608.1964 | 1608.1964 | 485.4555 | 485.4555 | 757.4539 | 757.4539 | 201540850.1207 | 1343709094.7879 | 178338848.0348 | 28411207.0566 | 1752 | 55.6561 | 328134.1238 | 19373.77 | 24.357 | 721.0758 | 211 | 2432 | 3689.5386 | 608 | 152 | 0.13966
3630 | 566.5595 | 801.8 | 800 | 3200 | 5 | 98.6% | 100 | 215.0892 | 213.7956 | 213.7956 | 1 | 215.0892 | 100 | 453.8581 | 431.0628 | 431.0628 | 431.0628 | 22.7953 | 453.8581 | 124.9391 | 112.6523 | 112.6523 | 112.6523 | 12.2868 | 124.9391 | 2136.3719 | 1970.3915 | 1970.3915 | 2016.5995 | 119.7724 | 1970.3915 | 46.208 | 46.208 | 2136.3719 | 341.4234 | 274.4562 | 274.4562 | 274.4562 | 66.9671 | 341.4234 | 3788.3509 | 3788.3509 | 937.439 | 937.439 | 1608.0871 | 1608.0871 | 485.4225 | 485.4225 | 757.4024 | 757.4024 | 206601231.2721 | 1343709094.7879 | 177143631.1619 | 24546042.7781 | 1752 | 56.7034 | 279660.8605 | 16511.8005 | 20.7589 | 793.1834 | 211 | 2432 | 3689.5386 | 608 | 152 | 0.13874
3631 | 618.065 | 801.8 | 800 | 3200 | 5 | 98.77% | 100 | 219.7492 | 218.6224 | 218.6224 | 1 | 219.7492 | 100 | 484.5713 | 460.2319 | 460.2319 | 460.2319 | 24.3394 | 484.5713 | 124.9319 | 112.6451 | 112.6451 | 112.6451 | 12.2868 | 124.9319 | 2430.5952 | 2249.9889 | 2249.9889 | 2295.738 | 134.8571 | 2249.9889 | 45.7491 | 45.7491 | 2430.5952 | 343.4408 | 276.0115 | 276.0115 | 276.0115 | 67.4293 | 343.4408 | 3873.3216 | 3873.3216 | 1022.5944 | 1022.5944 | 1607.9828 | 1607.9828 | 485.391 | 485.391 | 757.3533 | 757.3533 | 210947511.5365 | 1343709094.7879 | 175706516.0715 | 21636877.6041 | 1752 | 57.7131 | 244850.8367 | 14456.5391 | 18.175 | 865.2909 | 211 | 2432 | 3689.5386 | 608 | 152 | 0.13763
3632 | 669.5704 | 801.8 | 800 | 3200 | 5 | 98.91% | 100 | 224.4417 | 223.2906 | 223.2906 | 1 | 224.4417 | 100 | 515.0788 | 489.2055 | 489.2055 | 489.2055 | 25.8732 | 515.0788 | 124.9248 | 112.638 | 112.638 | 112.638 | 12.2868 | 124.9248 | 2734.6604 | 2538.5043 | 2538.5043 | 2584.2311 | 150.4293 | 2538.5043 | 45.7268 | 45.7268 | 2734.6604 | 345.9225 | 277.9476 | 277.9476 | 277.9476 | 67.9749 | 345.9225 | 3958.2929 | 3958.2929 | 1107.7421 | 1107.7421 | 1607.8833 | 1607.8833 | 485.361 | 485.361 | 757.3065 | 757.3065 | 214908814.5098 | 1343709094.7879 | 174228764.9832 | 19153325.7191 | 1752 | 58.6831 | 217926.9768 | 12866.8944 | 16.1765 | 937.3985 | 211 | 2432 | 3689.5386 | 608 | 152 | 0.13649
3633 | 721.0758 | 801.8 | 800 | 3200 | 5 | 99.04% | 100 | 229.1565 | 227.6294 | 227.6294 | 1 | 229.1565 | 100 | 545.4049 | 518.0068 | 518.0068 | 518.0068 | 27.3981 | 545.4049 | 124.9183 | 112.6315 | 112.6315 | 112.6315 | 12.2868 | 124.9183 | 3063.099 | 2849.9421 | 2849.9421 | 2895.8113 | 167.2877 | 2849.9421 | 45.8693 | 45.8693 | 3063.099 | 348.5233 | 279.9926 | 279.9926 | 279.9926 | 68.5307 | 348.5233 | 4043.2647 | 4043.2647 | 1192.8825 | 1192.8825 | 1607.7883 | 1607.7883 | 485.3323 | 485.3323 | 757.2617 | 757.2617 | 218501871.4143 | 1343709094.7879 | 172977908.8722 | 16811124.9255 | 1752 | 59.6119 | 192481.7983 | 11364.5543 | 14.2877 | 1009.5061 | 211 | 2432 | 3689.5386 | 608 | 152 | 0.13553
3634 | 772.5812 | 801.8 | 800 | 3200 | 5 | 99.14% | 100 | 233.8689 | 232.5969 | 232.5969 | 1 | 233.8689 | 100 | 575.7407 | 546.8171 | 546.8171 | 546.8171 | 28.9236 | 575.7407 | 124.9118 | 112.625 | 112.625 | 112.625 | 12.2868 | 124.9118 | 3460.0678 | 3226.7195 | 3226.7195 | 3272.3896 | 187.6782 | 3226.7195 | 45.6702 | 45.6702 | 3460.0678 | 350.5765 | 281.5921 | 281.5921 | 281.5921 | 68.9844 | 350.5765 | 4128.2371 | 4128.2371 | 1278.0161 | 1278.0161 | 1607.6973 | 1607.6973 | 485.3048 | 485.3048 | 757.2188 | 757.2188 | 221591768.7853 | 1343709094.7879 | 171702175.6865 | 14996960.7404 | 1752 | 60.504 | 169966.5454 | 10035.2036 | 12.6164 | 1081.6137 | 211 | 2432 | 3689.5386 | 608 | 152 | 0.13454
3635 | 824.0866 | 801.8 | 800 | 3200 | 5 | 99.25% | 100 | 238.5859 | 237.0497 | 237.0497 | 1 | 238.5859 | 100 | 606.373 | 575.909 | 575.909 | 575.909 | 30.464 | 606.373 | 124.9056 | 112.6188 | 112.6188 | 112.6188 | 12.2868 | 124.9056 | 3920.4203 | 3663.7561 | 3663.7561 | 3709.0896 | 211.3306 | 3663.7561 | 45.3335 | 45.3335 | 3920.4203 | 352.1703 | 282.819 | 282.819 | 282.819 | 69.3513 | 352.1703 | 4213.2099 | 4213.2099 | 1363.1433 | 1363.1433 | 1607.6102 | 1607.6102 | 485.2785 | 485.2785 | 757.1778 | 757.1778 | 224314569.4607 | 1343709094.7879 | 170898519.5326 | 13077816.2188 | 1752 | 61.3569 | 147119.3681 | 8686.2554 | 10.9205 | 1153.7213 | 211 | 2432 | 3689.5386 | 608 | 152 | 0.13392
3636 | 875.592 | 801.8 | 800 | 3200 | 4 | 99.35% | 100 | 237.1833 | 235.9687 | 235.9687 | 1 | 237.1833 | 100 | 637.0245 | 605.0208 | 605.0208 | 605.0208 | 32.0037 | 637.0245 | 124.9068 | 112.62 | 112.62 | 112.62 | 12.2868 | 124.9068 | 3582.2228 | 3342.9109 | 3342.9109 | 3388.3543 | 193.8685 | 3342.9109 | 45.4434 | 45.4434 | 3582.2228 | 353.6375 | 283.9552 | 283.9552 | 283.9552 | 69.6823 | 353.6375 | 4201.3818 | 4201.3818 | 1448.3505 | 1448.3505 | 1607.6221 | 1607.6221 | 388.2257 | 388.2257 | 757.1834 | 757.1834 | 226818094.724 | 1343709094.7879 | 170039154.6599 | 11433655.8282 | 1752 | 62.1758 | 129202.6705 | 7628.4136 | 9.5906 | 1225.8288 | 211 | 2432 | 3689.5386 | 608 | 152 | 0.13326
3637 | 927.0974 | 801.8 | 800 | 3200 | 4 | 99.43% | 100 | 241.9306 | 240.266 | 240.266 | 1 | 241.9306 | 100 | 667.4849 | 633.9492 | 633.9492 | 633.9492 | 33.5357 | 667.4849 | 124.901 | 112.6142 | 112.6142 | 112.6142 | 12.2868 | 124.901 | 4022.2103 | 3760.3028 | 3760.3028 | 3805.7468 | 216.4634 | 3760.3028 | 45.444 | 45.444 | 4022.2103 | 355.5405 | 285.4486 | 285.4486 | 285.4486 | 70.0918 | 355.5405 | 4286.355 | 4286.355 | 1533.4675 | 1533.4675 | 1607.5382 | 1607.5382 | 388.2054 | 388.2054 | 757.1439 | 757.1439 | 229147828.8794 | 1343709094.7879 | 169196693.0463 | 9946383.2864 | 1752 | 62.9634 | 111020.5449 | 6554.9004 | 8.2409 | 1297.9364 | 211 | 2432 | 3689.5386 | 608 | 152 | 0.13261
3638 | 978.6028 | 801.8 | 800 | 3200 | 4 | 99.49% | 100 | 246.6816 | 245.5402 | 245.5402 | 1 | 246.6816 | 100 | 697.9336 | 662.8665 | 662.8665 | 662.8665 | 35.0671 | 697.9336 | 124.8951 | 112.6083 | 112.6083 | 112.6083 | 12.2868 | 124.8951 | 4555.4755 | 4266.5112 | 4266.5112 | 4311.5985 | 243.877 | 4266.5112 | 45.0873 | 45.0873 | 4555.4755 | 357.2253 | 286.7734 | 286.7734 | 286.7734 | 70.4518 | 357.2253 | 4371.3287 | 4371.3287 | 1618.5791 | 1618.5791 | 1607.4577 | 1607.4577 | 388.186 | 388.186 | 757.106 | 757.106 | 231224585.9628 | 1343709094.7879 | 168078821.2707 | 8987497.9785 | 1752 | 63.7232 | 100697.5126 | 5945.4056 | 7.4747 | 1370.044 | 211 | 2432 | 3689.5386 | 608 | 152 | 0.13175
3639 | 1030.1083 | 801.8 | 800 | 3200 | 4 | 99.54% | 100 | 251.4129 | 250.2727 | 250.2727 | 1 | 251.4129 | 100 | 728.4392 | 691.8376 | 691.8376 | 691.8376 | 36.6015 | 728.4392 | 124.8896 | 112.6028 | 112.6028 | 112.6028 | 12.2868 | 124.8896 | 5059.9273 | 4745.3869 | 4745.3869 | 4790.1505 | 269.7768 | 4745.3869 | 44.7636 | 44.7636 | 5059.9273 | 358.8636 | 287.9972 | 287.9972 | 287.9972 | 70.8664 | 358.8636 | 4456.3028 | 4456.3028 | 1703.6855 | 1703.6855 | 1607.3804 | 1607.3804 | 388.1673 | 388.1673 | 757.0696 | 757.0696 | 233129496.3741 | 1343710239.4752 | 167080606.4972 | 8079657.6535 | 1752 | 64.4523 | 89585.907 | 5289.3516 | 6.6499 | 1442.1516 | 211 | 2432 | 3689.5386 | 608 | 152 | 0.13098
3640 | 20.6022 | 851.2 | 800 | 3200 | 7 | 93.3% | 100 | 186.6227 | 186.5169 | 186.5169 | 1 | 186.6227 | 100 | 190.1753 | 180.6288 | 180.6288 | 180.6288 | 9.5465 | 190.1753 | 131.3157 | 118.4085 | 118.4085 | 118.4085 | 12.9072 | 131.3157 | 703.4104 | 608.0118 | 608.0118 | 656.5234 | 46.887 | 608.0118 | 48.5116 | 48.5116 | 703.4104 | 241.5896 | 195.5839 | 195.5839 | 195.5839 | 46.0057 | 241.5896 | 3180.0655 | 3180.0655 | 34.1082 | 34.1082 | 1708.1408 | 1708.1408 | 679.9805 | 679.9805 | 757.836 | 757.836 | 18331390.7517 | 1357927511.2749 | 258381272.6054 | 117359825.368 | 1752 | 46.5396 | 1422306.2759 | 83976.1324 | 105.5762 | 28.843 | 224 | 2432 | 3689.5386 | 608 | 152 | 0.20126
3641 | 51.5054 | 851.2 | 800 | 3200 | 6 | 93.88% | 100 | 182.901 | 182.7179 | 182.7179 | 1 | 182.901 | 100 | 196.8065 | 186.9276 | 186.9276 | 186.9276 | 9.8788 | 196.8065 | 131.3238 | 118.4164 | 118.4164 | 118.4164 | 12.9074 | 131.3238 | 661.1668 | 568.6906 | 568.6906 | 616.5996 | 44.5672 | 568.6906 | 47.909 | 47.909 | 661.1668 | 256.277 | 207.3753 | 207.3753 | 207.3753 | 48.9017 | 256.277 | 3134.2531 | 3134.2531 | 85.275 | 85.275 | 1708.2309 | 1708.2309 | 582.8712 | 582.8712 | 757.876 | 757.876 | 44256428.5968 | 1357903215.4685 | 242574809.3513 | 107265546.5834 | 1752 | 47.2998 | 1282004.2306 | 75692.3869 | 95.1617 | 72.1076 | 224 | 2432 | 3689.5386 | 608 | 152 | 0.1891
3642 | 154.5162 | 851.2 | 800 | 3200 | 6 | 95.61% | 100 | 191.2068 | 190.6263 | 190.6263 | 1 | 191.2068 | 100 | 225.6751 | 214.3452 | 214.3452 | 214.3452 | 11.33 | 225.6751 | 131.3011 | 118.3937 | 118.3937 | 118.3937 | 12.9074 | 131.3011 | 887.0522 | 784.283 | 784.283 | 831.1252 | 55.927 | 784.283 | 46.8422 | 46.8422 | 887.0522 | 304.4901 | 246.0454 | 246.0454 | 246.0454 | 58.4447 | 304.4901 | 3304.1825 | 3304.1825 | 255.777 | 255.777 | 1707.9101 | 1707.9101 | 582.7617 | 582.7617 | 757.7337 | 757.7337 | 115080911.7444 | 1357912678.4047 | 202179737.0638 | 76826672.7871 | 1752 | 49.7943 | 897026.7729 | 52962.4598 | 66.5853 | 216.3227 | 224 | 2432 | 3689.5386 | 608 | 152 | 0.15804
3643 | 206.0217 | 851.2 | 800 | 3200 | 6 | 96.27% | 100 | 195.2052 | 194.4035 | 194.4035 | 1 | 195.2052 | 100 | 249.0681 | 236.5626 | 236.5626 | 236.5626 | 12.5054 | 249.0681 | 131.2911 | 118.3838 | 118.3838 | 118.3838 | 12.9074 | 131.2911 | 1022.8114 | 913.5202 | 913.5202 | 959.9944 | 62.817 | 913.5202 | 46.4742 | 46.4742 | 1022.8114 | 320.279 | 258.0781 | 258.0781 | 258.0781 | 62.2008 | 320.279 | 3389.1488 | 3389.1488 | 341.0065 | 341.0065 | 1707.7626 | 1707.7626 | 582.7114 | 582.7114 | 757.6682 | 757.6682 | 138349445.0491 | 1357924701.4024 | 190320536.2353 | 65405384.5425 | 1752.0001 | 51.0158 | 757048.667 | 44697.8405 | 56.1949 | 288.4303 | 224 | 2432 | 3689.5386 | 608 | 152 | 0.14892
3644 | 257.5271 | 851.2 | 800 | 3200 | 6 | 96.82% | 100 | 199.5777 | 198.6871 | 198.6871 | 1 | 199.5777 | 100 | 279.6517 | 265.6096 | 265.6096 | 265.6096 | 14.0421 | 279.6517 | 131.2769 | 118.37 | 118.37 | 118.37 | 12.9069 | 131.2769 | 1187.3316 | 1069.7998 | 1069.7998 | 1116.1252 | 71.2064 | 1069.7998 | 46.3254 | 46.3254 | 1187.3316 | 329.0337 | 264.9579 | 264.9579 | 264.9579 | 64.0758 | 329.0337 | 3474.116 | 3474.116 | 426.2233 | 426.2233 | 1707.6228 | 1707.6228 | 582.6637 | 582.6637 | 757.6062 | 757.6062 | 153479788.3917 | 1357957040.4309 | 184921643.907 | 55641527.2705 | 1752 | 52.1983 | 641856.1808 | 37896.6194 | 47.6443 | 360.5379 | 224 | 2432 | 3689.5386 | 608 | 152 | 0.14477
3645 | 309.0325 | 851.2 | 800 | 3200 | 5 | 97.33% | 100 | 197.8816 | 197.0226 | 197.0226 | 1 | 197.8816 | 100 | 310.6853 | 295.0851 | 295.0851 | 295.0851 | 15.6002 | 310.6853 | 131.2788 | 118.3718 | 118.3718 | 118.3718 | 12.907 | 131.2788 | 1171.9065 | 1055.0095 | 1055.0095 | 1101.5519 | 70.3547 | 1055.0095 | 46.5424 | 46.5424 | 1171.9065 | 334.1338 | 268.9282 | 268.9282 | 268.9282 | 65.2056 | 334.1338 | 3462.2886 | 3462.2886 | 511.4736 | 511.4736 | 1707.6418 | 1707.6418 | 485.5585 | 485.5585 | 757.6146 | 757.6146 | 165525542.8934 | 1357941557.5675 | 181828516.3988 | 46704383.1402 | 1752 | 53.3383 | 543845.9395 | 32109.8763 | 40.3691 | 432.6455 | 224 | 2432 | 3689.5386 | 608 | 152 | 0.1424
3646 | 360.5379 | 851.2 | 800 | 3200 | 5 | 97.73% | 100 | 202.3619 | 201.6489 | 201.6489 | 1 | 202.3619 | 100 | 341.7828 | 324.6198 | 324.6198 | 324.6198 | 17.1629 | 341.7828 | 131.2678 | 118.361 | 118.361 | 118.361 | 12.9068 | 131.2678 | 1375.4679 | 1248.4516 | 1248.4516 | 1294.706 | 80.7619 | 1248.4516 | 46.2544 | 46.2544 | 1375.4679 | 337.8975 | 271.8334 | 271.8334 | 271.8334 | 66.0641 | 337.8975 | 3547.2565 | 3547.2565 | 596.6725 | 596.6725 | 1707.5082 | 1707.5082 | 485.5205 | 485.5205 | 757.5553 | 757.5553 | 175186271.2059 | 1357956311.1204 | 179143524.7841 | 39713892.8897 | 1752 | 54.4513 | 454135.0436 | 26813.1451 | 33.7099 | 504.753 | 224 | 2432 | 3689.5386 | 608 | 152 | 0.14033
3647 | 412.0433 | 851.2 | 800 | 3200 | 5 | 98.04% | 100 | 206.9474 | 205.9088 | 205.9088 | 1 | 206.9474 | 100 | 373.2531 | 354.5085 | 354.5085 | 354.5085 | 18.7446 | 373.2531 | 131.2592 | 118.3524 | 118.3524 | 118.3524 | 12.9068 | 131.2592 | 1562.7841 | 1425.9341 | 1425.9341 | 1472.4182 | 90.3658 | 1425.9341 | 46.4842 | 46.4842 | 1562.7841 | 342.9358 | 275.7778 | 275.7778 | 275.7778 | 67.158 | 342.9358 | 3632.2252 | 3632.2252 | 681.8607 | 681.8607 | 1707.3811 | 1707.3811 | 485.4844 | 485.4844 | 757.499 | 757.499 | 183190688.5216 | 1357972919.2061 | 176548625.6243 | 34287766.648 | 1752 | 55.536 | 395623.9413 | 23358.5192 | 29.3667 | 576.8606 | 224 | 2432 | 3689.5386 | 608 | 152 | 0.13833
3648 | 463.5487 | 851.2 | 800 | 3200 | 5 | 98.33% | 100 | 211.5446 | 210.1604 | 210.1604 | 1 | 211.5446 | 100 | 404.9815 | 384.6422 | 384.6422 | 384.6422 | 20.3393 | 404.9815 | 131.2492 | 118.3425 | 118.3425 | 118.3425 | 12.9067 | 131.2492 | 1792.2933 | 1643.7458 | 1643.7458 | 1690.1389 | 102.1543 | 1643.7458 | 46.3931 | 46.3931 | 1792.2933 | 346.2166 | 278.3197 | 278.3197 | 278.3197 | 67.8969 | 346.2166 | 3717.1947 | 3717.1947 | 767.039 | 767.039 | 1707.2603 | 1707.2603 | 485.45 | 485.45 | 757.4454 | 757.4454 | 189780761.5058 | 1357989109.542 | 174909150.9481 | 29320978.0042 | 1752 | 56.574 | 333338.1069 | 19681.0247 | 24.7433 | 648.9682 | 224 | 2432 | 3689.5386 | 608 | 152 | 0.13707
3649 | 515.0541 | 851.2 | 800 | 3200 | 5 | 98.54% | 100 | 216.1519 | 215.0859 | 215.0859 | 1 | 216.1519 | 100 | 436.5812 | 414.6535 | 414.6535 | 414.6535 | 21.9278 | 436.5812 | 131.2419 | 118.3352 | 118.3352 | 118.3352 | 12.9068 | 131.2419 | 2073.3656 | 1911.0761 | 1911.0761 | 1956.8593 | 116.5063 | 1911.0761 | 45.7832 | 45.7832 | 2073.3656 | 348.5482 | 280.1078 | 280.1078 | 280.1078 | 68.4404 | 348.5482 | 3802.1648 | 3802.1648 | 852.2081 | 852.2081 | 1707.1452 | 1707.1452 | 485.4173 | 485.4173 | 757.3943 | 757.3943 | 195306378.0722 | 1357974647.5993 | 173164418.4408 | 25554555.8878 | 1752 | 57.5795 | 290710.7972 | 17164.2134 | 21.5791 | 721.0758 | 224 | 2432 | 3689.5386 | 608 | 152 | 0.13572
3650 | 566.5595 | 851.2 | 800 | 3200 | 5 | 98.75% | 100 | 220.807 | 219.5252 | 219.5252 | 1 | 220.807 | 100 | 468.3959 | 444.8687 | 444.8687 | 444.8687 | 23.5271 | 468.3959 | 131.2324 | 118.3258 | 118.3258 | 118.3258 | 12.9066 | 131.2324 | 2390.8712 | 2212.3279 | 2212.3279 | 2258.0532 | 132.818 | 2212.3279 | 45.7253 | 45.7253 | 2390.8712 | 350.7677 | 281.8283 | 281.8283 | 281.8283 | 68.9394 | 350.7677 | 3887.1356 | 3887.1356 | 937.3686 | 937.3686 | 1707.0354 | 1707.0354 | 485.386 | 485.386 | 757.3456 | 757.3456 | 200123574.4895 | 1357986983.2416 | 172003723.3709 | 21885718.898 | 1752 | 58.542 | 247745.5868 | 14627.4516 | 18.3899 | 793.1834 | 224 | 2432 | 3689.5386 | 608 | 152 | 0.13483
3651 | 618.065 | 851.2 | 800 | 3200 | 5 | 98.9% | 100 | 225.4922 | 224.1009 | 224.1009 | 1 | 225.4922 | 100 | 500.1357 | 475.0128 | 475.0128 | 475.0128 | 25.1229 | 500.1357 | 131.2248 | 118.3183 | 118.3183 | 118.3183 | 12.9065 | 131.2248 | 2701.1121 | 2506.769 | 2506.769 | 2552.3852 | 148.727 | 2506.769 | 45.6162 | 45.6162 | 2701.1121 | 353.6779 | 284.1025 | 284.1025 | 284.1025 | 69.5754 | 353.6779 | 3972.1069 | 3972.1069 | 1022.5211 | 1022.5211 | 1706.9305 | 1706.9305 | 485.3562 | 485.3562 | 757.299 | 757.299 | 204428332.6848 | 1358000566.7041 | 170344815.1697 | 19226285.4413 | 1752 | 59.4731 | 217559.9391 | 12845.2237 | 16.1492 | 865.2909 | 224 | 2432 | 3689.5386 | 608 | 152 | 0.13355
3652 | 669.5704 | 851.2 | 800 | 3200 | 5 | 99.04% | 100 | 230.1952 | 228.5727 | 228.5727 | 1 | 230.1952 | 100 | 531.6634 | 504.9554 | 504.9554 | 504.9554 | 26.708 | 531.6634 | 131.2177 | 118.3112 | 118.3112 | 118.3112 | 12.9065 | 131.2177 | 3052.6021 | 2840.0526 | 2840.0526 | 2885.8359 | 166.7662 | 2840.0526 | 45.7833 | 45.7833 | 3052.6021 | 356.4443 | 286.2673 | 286.2673 | 286.2673 | 70.1771 | 356.4443 | 4057.0789 | 4057.0789 | 1107.6662 | 1107.6662 | 1706.8303 | 1706.8303 | 485.3277 | 485.3277 | 757.2546 | 757.2546 | 208205530.2725 | 1358000566.7041 | 168975444.5192 | 16818458.5042 | 1752 | 60.3658 | 192128.3528 | 11343.6861 | 14.2615 | 937.3985 | 224 | 2432 | 3689.5386 | 608 | 152 | 0.1325
3653 | 721.0758 | 851.2 | 800 | 3200 | 5 | 99.16% | 100 | 234.9046 | 233.1218 | 233.1218 | 1 | 234.9046 | 100 | 562.9776 | 534.6949 | 534.6949 | 534.6949 | 28.2826 | 562.9776 | 131.2113 | 118.3047 | 118.3047 | 118.3047 | 12.9065 | 131.2113 | 3475.6679 | 3241.3254 | 3241.3254 | 3287.1653 | 188.5026 | 3241.3254 | 45.8398 | 45.8398 | 3475.6679 | 358.8734 | 288.1647 | 288.1647 | 288.1647 | 70.7087 | 358.8734 | 4142.0513 | 4142.0513 | 1192.8043 | 1192.8043 | 1706.7345 | 1706.7345 | 485.3005 | 485.3005 | 757.2121 | 757.2121 | 211710042.8098 | 1358000566.7041 | 167646883.4922 | 14642506.9938 | 1752 | 61.2223 | 165302.9959 | 9759.8573 | 12.2703 | 1009.5061 | 224 | 2432 | 3689.5386 | 608 | 152 | 0.13147
3654 | 772.5812 | 851.2 | 800 | 3200 | 5 | 99.25% | 100 | 239.5964 | 238.2975 | 238.2975 | 1 | 239.5964 | 100 | 594.3812 | 564.5194 | 564.5194 | 564.5194 | 29.8618 | 594.3812 | 131.2048 | 118.2982 | 118.2982 | 118.2982 | 12.9065 | 131.2048 | 3925.0615 | 3667.697 | 3667.697 | 3713.4892 | 211.5722 | 3667.697 | 45.7922 | 45.7922 | 3925.0615 | 361.0196 | 289.7731 | 289.7731 | 289.7731 | 71.2465 | 361.0196 | 4227.0243 | 4227.0243 | 1277.9359 | 1277.9359 | 1706.6427 | 1706.6427 | 485.2744 | 485.2744 | 757.1713 | 757.1713 | 214616920.072 | 1358000566.7041 | 166196274.1619 | 13186239.062 | 1752 | 62.0496 | 151185.5359 | 8926.331 | 11.2223 | 1081.6137 | 224 | 2432 | 3689.5386 | 608 | 152 | 0.13036
3655 | 824.0866 | 851.2 | 800 | 3200 | 4 | 99.35% | 100 | 238.1925 | 236.7236 | 236.7236 | 1 | 238.1925 | 100 | 625.9353 | 594.4885 | 594.4885 | 594.4885 | 31.4469 | 625.9353 | 131.2056 | 118.2991 | 118.2991 | 118.2991 | 12.9065 | 131.2056 | 3575.7719 | 3336.4346 | 3336.4346 | 3382.1968 | 193.5751 | 3336.4346 | 45.7623 | 45.7623 | 3575.7719 | 363.1156 | 291.4093 | 291.4093 | 291.4093 | 71.7063 | 363.1156 | 4215.1961 | 4215.1961 | 1363.1416 | 1363.1416 | 1706.6552 | 1706.6552 | 388.2224 | 388.2224 | 757.1769 | 757.1769 | 217336900.4445 | 1358000566.7041 | 165340239.2777 | 11322293.5737 | 1752 | 62.8377 | 127159.8056 | 7507.7983 | 9.4389 | 1153.7213 | 224 | 2432 | 3689.5386 | 608 | 152 | 0.1297
3656 | 875.592 | 851.2 | 800 | 3200 | 4 | 99.42% | 100 | 242.9324 | 241.7494 | 241.7494 | 1 | 242.9324 | 100 | 657.5635 | 624.526 | 624.526 | 624.526 | 33.0375 | 657.5635 | 131.1996 | 118.293 | 118.293 | 118.293 | 12.9065 | 131.1996 | 4016.4429 | 3754.9757 | 3754.9757 | 3800.2518 | 216.1911 | 3754.9757 | 45.2761 | 45.2761 | 4016.4429 | 365.2812 | 293.1041 | 293.1041 | 293.1041 | 72.177 | 365.2812 | 4300.1694 | 4300.1694 | 1448.2629 | 1448.2629 | 1706.5667 | 1706.5667 | 388.2022 | 388.2022 | 757.1376 | 757.1376 | 219688129.298 | 1358000566.7041 | 164110621.0145 | 10200682.9833 | 1752 | 63.601 | 114373.7737 | 6752.8825 | 8.4898 | 1225.8288 | 224 | 2432 | 3689.5386 | 608 | 152 | 0.12875
3657 | 927.0974 | 851.2 | 800 | 3200 | 4 | 99.5% | 100 | 247.678 | 246.1137 | 246.1137 | 1 | 247.678 | 100 | 689.1317 | 654.5065 | 654.5065 | 654.5065 | 34.6252 | 689.1317 | 131.1936 | 118.2871 | 118.2871 | 118.2871 | 12.9065 | 131.1936 | 4585.2875 | 4294.9835 | 4294.9835 | 4339.8873 | 245.4001 | 4294.9835 | 44.9038 | 44.9038 | 4585.2875 | 367.0554 | 294.4933 | 294.4933 | 294.4933 | 72.562 | 367.0554 | 4385.1432 | 4385.1432 | 1533.3785 | 1533.3785 | 1706.4818 | 1706.4818 | 388.1829 | 388.1829 | 757.1 | 757.1 | 221928059.9467 | 1358000566.7041 | 163315850.3415 | 8755523.0077 | 1752 | 64.3309 | 96516.8724 | 5698.5713 | 7.1643 | 1297.9364 | 224 | 2432 | 3689.5386 | 608 | 152 | 0.12814
3658 | 978.6028 | 851.2 | 800 | 3200 | 4 | 99.55% | 100 | 252.438 | 251.136 | 251.136 | 1 | 252.438 | 100 | 720.6691 | 684.4577 | 684.4577 | 684.4577 | 36.2114 | 720.6691 | 131.1879 | 118.2814 | 118.2814 | 118.2814 | 12.9065 | 131.1879 | 5136.4215 | 4818.0265 | 4818.0265 | 4862.758 | 273.6635 | 4818.0265 | 44.7315 | 44.7315 | 5136.4215 | 369.2059 | 296.1885 | 296.1885 | 296.1885 | 73.0173 | 369.2059 | 4470.1173 | 4470.1173 | 1618.4889 | 1618.4889 | 1706.4003 | 1706.4003 | 388.1644 | 388.1644 | 757.0638 | 757.0638 | 223925483.3466 | 1358000566.7041 | 162172382.5742 | 7901567.3751 | 1752 | 65.0361 | 86596.0643 | 5112.8246 | 6.4279 | 1370.044 | 224 | 2432 | 3689.5386 | 608 | 152 | 0.12726
3659 | 1030.1083 | 851.2 | 800 | 3200 | 4 | 99.58% | 100 | 257.2006 | 256.358 | 256.358 | 1 | 257.2006 | 100 | 752.2676 | 714.4668 | 714.4668 | 714.4668 | 37.8008 | 752.2676 | 131.1825 | 118.276 | 118.276 | 118.276 | 12.9065 | 131.1825 | 5639.0376 | 5295.7709 | 5295.7709 | 5339.5689 | 299.4687 | 5295.7709 | 43.798 | 43.798 | 5639.0376 | 371.5241 | 298.0112 | 298.0112 | 298.0112 | 73.5129 | 371.5241 | 4555.0919 | 4555.0919 | 1703.5943 | 1703.5943 | 1706.322 | 1706.322 | 388.1466 | 388.1466 | 757.0291 | 757.0291 | 225703388.3728 | 1358000566.7041 | 160953324.5422 | 7342720.3809 | 1752 | 65.7175 | 78809.9165 | 4653.1131 | 5.85 | 1442.1516 | 224 | 2432 | 3689.5386 | 608 | 152 | 0.12632
3660 | 20.6022 | 900.6 | 800 | 3200 | 6 | 93.92% | 100 | 185.8969 | 185.8015 | 185.8015 | 1 | 185.8969 | 100 | 195.3387 | 185.533 | 185.533 | 185.533 | 9.8057 | 195.3387 | 137.6313 | 124.1032 | 124.1032 | 124.1032 | 13.528 | 137.6313 | 667.1972 | 573.8307 | 573.8307 | 622.2144 | 44.9828 | 573.8307 | 48.3837 | 48.3837 | 667.1972 | 242.5173 | 196.2248 | 196.2248 | 196.2248 | 46.2925 | 242.5173 | 3182.0515 | 3182.0515 | 34.1081 | 34.1081 | 1807.2699 | 1807.2699 | 582.8391 | 582.8391 | 757.8343 | 757.8343 | 17850608.8285 | 1370808009.903 | 256779315.0159 | 106562066.2525 | 1752 | 49.1543 | 1287806.3669 | 76034.958 | 95.5924 | 28.843 | 237 | 2432 | 3689.5386 | 608 | 152 | 0.20009
3661 | 51.5054 | 900.6 | 800 | 3200 | 6 | 94.46% | 100 | 188.3526 | 188.1213 | 188.1213 | 1 | 188.3526 | 100 | 201.4187 | 191.3073 | 191.3073 | 191.3073 | 10.1114 | 201.4187 | 137.6237 | 124.0958 | 124.0958 | 124.0958 | 13.528 | 137.6237 | 723.3093 | 627.7924 | 627.7924 | 675.5489 | 47.7604 | 627.7924 | 47.7565 | 47.7565 | 723.3093 | 257.6009 | 208.3452 | 208.3452 | 208.3452 | 49.2557 | 257.6009 | 3233.0302 | 3233.0302 | 85.2655 | 85.2655 | 1807.1674 | 1807.1674 | 582.8061 | 582.8061 | 757.7913 | 757.7913 | 43248827.8044 | 1370802106.8354 | 240964731.4699 | 96984414.3072 | 1752.0001 | 49.8616 | 1156840.3049 | 68302.4298 | 85.8709 | 72.1076 | 237 | 2432 | 3689.5386 | 608 | 152 | 0.18793
3662 | 154.5162 | 900.6 | 800 | 3200 | 6 | 96.01% | 100 | 196.7758 | 196.2586 | 196.2586 | 1 | 196.7758 | 100 | 231.7025 | 220.0689 | 220.0689 | 220.0689 | 11.6337 | 231.7025 | 137.6037 | 124.0756 | 124.0756 | 124.0756 | 13.5281 | 137.6037 | 970.3166 | 863.4442 | 863.4442 | 910.1131 | 60.2034 | 863.4442 | 46.669 | 46.669 | 970.3166 | 308.0963 | 248.8456 | 248.8456 | 248.8456 | 59.2507 | 308.0963 | 3402.9621 | 3402.9621 | 255.7514 | 255.7514 | 1806.8493 | 1806.8493 | 582.7035 | 582.7035 | 757.6579 | 757.6579 | 112055271.0468 | 1370786965.6586 | 199196649.2973 | 69961113.9972 | 1752 | 52.1833 | 814390.6146 | 48083.4369 | 60.4513 | 216.3227 | 237 | 2432 | 3689.5386 | 608 | 152 | 0.1558
3663 | 206.0217 | 900.6 | 800 | 3200 | 6 | 96.61% | 100 | 200.8129 | 200.1724 | 200.1724 | 1 | 200.8129 | 100 | 255.8563 | 243.0089 | 243.0089 | 243.0089 | 12.8474 | 255.8563 | 137.5932 | 124.0651 | 124.0651 | 124.0651 | 13.5281 | 137.5932 | 1126.3695 | 1011.6506 | 1011.6506 | 1058.2261 | 68.1433 | 1011.6506 | 46.5755 | 46.5755 | 1126.3695 | 324.3581 | 261.248 | 261.248 | 261.248 | 63.11 | 324.3581 | 3487.9294 | 3487.9294 | 340.9742 | 340.9742 | 1806.7026 | 1806.7026 | 582.6562 | 582.6562 | 757.5964 | 757.5964 | 134607868.4737 | 1370787397.9402 | 187175989.2982 | 59428744.2879 | 1752 | 53.3071 | 691313.4334 | 40816.6858 | 51.3154 | 288.4303 | 237 | 2432 | 3689.5386 | 608 | 152 | 0.14655
3664 | 257.5271 | 900.6 | 800 | 3200 | 5 | 97.12% | 100 | 199.0976 | 198.463 | 198.463 | 1 | 199.0976 | 100 | 287.4395 | 273.0064 | 273.0064 | 273.0064 | 14.4331 | 287.4395 | 137.5951 | 124.0669 | 124.0669 | 124.0669 | 13.5281 | 137.5951 | 1099.2174 | 985.7964 | 985.7964 | 1032.5434 | 66.674 | 985.7964 | 46.7471 | 46.7471 | 1099.2174 | 334.313 | 269.0928 | 269.0928 | 269.0928 | 65.2202 | 334.313 | 3476.102 | 3476.102 | 426.2225 | 426.2225 | 1806.7226 | 1806.7226 | 485.5522 | 485.5522 | 757.6048 | 757.6048 | 149319704.6035 | 1370793512.5235 | 181358169.0644 | 50528613.8086 | 1752 | 54.3974 | 590600.3202 | 34870.3592 | 43.8396 | 360.5379 | 237 | 2432 | 3689.5386 | 608 | 152 | 0.14208
3665 | 309.0325 | 900.6 | 800 | 3200 | 5 | 97.58% | 100 | 203.5636 | 202.7946 | 202.7946 | 1 | 203.5636 | 100 | 319.4908 | 303.4471 | 303.4471 | 303.4471 | 16.0437 | 319.4908 | 137.5848 | 124.0567 | 124.0567 | 124.0567 | 13.5281 | 137.5848 | 1289.2611 | 1165.9714 | 1165.9714 | 1212.8716 | 76.3895 | 1165.9714 | 46.9002 | 46.9002 | 1289.2611 | 340.4902 | 273.9267 | 273.9267 | 273.9267 | 66.5635 | 340.4902 | 3561.07 | 3561.07 | 511.4273 | 511.4273 | 1806.5823 | 1806.5823 | 485.5145 | 485.5145 | 757.546 | 757.546 | 160907829.2665 | 1370792869.189 | 177847045.6049 | 42452265.0925 | 1752 | 55.4464 | 496460.7195 | 29312.1473 | 36.8517 | 432.6455 | 237 | 2432 | 3689.5386 | 608 | 152 | 0.13938
3666 | 360.5379 | 900.6 | 800 | 3200 | 5 | 97.94% | 100 | 208.0819 | 207.0461 | 207.0461 | 1 | 208.0819 | 100 | 351.9039 | 334.2313 | 334.2313 | 334.2313 | 17.6726 | 351.9039 | 137.5765 | 124.0483 | 124.0483 | 124.0483 | 13.5282 | 137.5765 | 1490.087 | 1357.1816 | 1357.1816 | 1403.4215 | 86.6655 | 1357.1816 | 46.2399 | 46.2399 | 1490.087 | 346.0539 | 278.2784 | 278.2784 | 278.2784 | 67.7755 | 346.0539 | 3646.0389 | 3646.0389 | 596.6211 | 596.6211 | 1806.449 | 1806.449 | 485.4787 | 485.4787 | 757.4901 | 757.4901 | 170165941.7212 | 1370781509.2979 | 175004825.3482 | 36047723.6327 | 1752 | 56.4693 | 411448.6852 | 24292.8474 | 30.5414 | 504.753 | 237 | 2432 | 3689.5386 | 608 | 152 | 0.13719
3667 | 412.0433 | 900.6 | 800 | 3200 | 5 | 98.24% | 100 | 212.6469 | 211.6536 | 211.6536 | 1 | 212.6469 | 100 | 384.1968 | 364.9011 | 364.9011 | 364.9011 | 19.2957 | 384.1968 | 137.5665 | 124.0385 | 124.0385 | 124.0385 | 13.528 | 137.5665 | 1733.6002 | 1588.4628 | 1588.4628 | 1634.478 | 99.1222 | 1588.4628 | 46.0152 | 46.0152 | 1733.6002 | 350.2694 | 281.562 | 281.562 | 281.562 | 68.7074 | 350.2694 | 3731.0084 | 3731.0084 | 681.8048 | 681.8048 | 1806.3222 | 1806.3222 | 485.4446 | 485.4446 | 757.4369 | 757.4369 | 177910017.1742 | 1370806943.3279 | 172427331.9447 | 30855707.5533 | 1752 | 57.4635 | 353108.3601 | 20848.3045 | 26.2108 | 576.8606 | 237 | 2432 | 3689.5386 | 608 | 152 | 0.13521
3668 | 463.5487 | 900.6 | 800 | 3200 | 5 | 98.5% | 100 | 217.26 | 215.9247 | 215.9247 | 1 | 217.26 | 100 | 416.97 | 396.0271 | 396.0271 | 396.0271 | 20.943 | 416.97 | 137.5566 | 124.0287 | 124.0287 | 124.0287 | 13.5279 | 137.5566 | 1995.0265 | 1836.6993 | 1836.6993 | 1882.5277 | 112.4987 | 1836.6993 | 45.8285 | 45.8285 | 1995.0265 | 354.0758 | 284.5295 | 284.5295 | 284.5295 | 69.5464 | 354.0758 | 3815.9787 | 3815.9787 | 766.9791 | 766.9791 | 1806.2013 | 1806.2013 | 485.4121 | 485.4121 | 757.3862 | 757.3862 | 184204314.8225 | 1370852774.6053 | 170622896.976 | 26320013.5963 | 1752 | 58.4205 | 297762.0416 | 17580.5345 | 22.1025 | 648.9682 | 237 | 2432 | 3689.5386 | 608 | 152 | 0.13382
3669 | 515.0541 | 900.6 | 800 | 3200 | 5 | 98.68% | 100 | 221.9012 | 220.9371 | 220.9371 | 1 | 221.9012 | 100 | 449.7868 | 427.1942 | 427.1942 | 427.1942 | 22.5926 | 449.7868 | 137.5462 | 124.0185 | 124.0185 | 124.0185 | 13.5276 | 137.5462 | 2297.7624 | 2124.1892 | 2124.1892 | 2169.7358 | 128.0266 | 2124.1892 | 45.5466 | 45.5466 | 2297.7624 | 357.2928 | 287.0382 | 287.0382 | 287.0382 | 70.2546 | 357.2928 | 3900.9496 | 3900.9496 | 852.1446 | 852.1446 | 1806.086 | 1806.086 | 485.3811 | 485.3811 | 757.3378 | 757.3378 | 189568186.1386 | 1370850279.8446 | 168488881.0688 | 23092652.948 | 1752 | 59.3505 | 263617.9825 | 15564.5932 | 19.5681 | 721.0758 | 237 | 2432 | 3689.5386 | 608 | 152 | 0.13217
3670 | 566.5595 | 900.6 | 800 | 3200 | 5 | 98.86% | 100 | 226.5481 | 225.4045 | 225.4045 | 1 | 226.5481 | 100 | 482.6518 | 458.407 | 458.407 | 458.407 | 24.2448 | 482.6518 | 137.5376 | 124.0101 | 124.0101 | 124.0101 | 13.5275 | 137.5376 | 2633.3594 | 2442.1758 | 2442.1758 | 2488.1111 | 145.2483 | 2442.1758 | 45.9352 | 45.9352 | 2633.3594 | 359.9988 | 289.083 | 289.083 | 289.083 | 70.9158 | 359.9988 | 3985.921 | 3985.921 | 937.3019 | 937.3019 | 1805.9759 | 1805.9759 | 485.3515 | 485.3515 | 757.2917 | 757.2917 | 194182880.9616 | 1370851656.4846 | 167023680.3986 | 19941782.1553 | 1752 | 60.2403 | 227639.104 | 13440.32 | 16.8974 | 793.1834 | 237 | 2432 | 3689.5386 | 608 | 152 | 0.13105
3671 | 618.065 | 900.6 | 800 | 3200 | 5 | 99% | 100 | 231.246 | 230.0366 | 230.0366 | 1 | 231.246 | 100 | 515.3743 | 489.4843 | 489.4843 | 489.4843 | 25.89 | 515.3743 | 137.5307 | 124.0031 | 124.0031 | 124.0031 | 13.5276 | 137.5307 | 2972.9448 | 2764.3274 | 2764.3274 | 2810.29 | 162.6548 | 2764.3274 | 45.9626 | 45.9626 | 2972.9448 | 363.4028 | 291.7551 | 291.7551 | 291.7551 | 71.6477 | 363.4028 | 4070.893 | 4070.893 | 1022.4516 | 1022.4516 | 1805.8706 | 1805.8706 | 485.3232 | 485.3232 | 757.2475 | 757.2475 | 198331507.2501 | 1370852774.6053 | 165249761.7164 | 17565956.4282 | 1752 | 61.1001 | 199844.103 | 11799.2412 | 14.8342 | 865.2909 | 237 | 2432 | 3689.5386 | 608 | 152 | 0.12968
3672 | 669.5704 | 900.6 | 800 | 3200 | 5 | 99.13% | 100 | 235.9528 | 234.3744 | 234.3744 | 1 | 235.9528 | 100 | 547.8869 | 520.3621 | 520.3621 | 520.3621 | 27.5247 | 547.8869 | 137.5236 | 123.9961 | 123.9961 | 123.9961 | 13.5276 | 137.5236 | 3353.8138 | 3125.7064 | 3125.7064 | 3171.5934 | 182.2204 | 3125.7064 | 45.887 | 45.887 | 3353.8138 | 366.6139 | 294.2698 | 294.2698 | 294.2698 | 72.3441 | 366.6139 | 4155.8656 | 4155.8656 | 1107.5941 | 1107.5941 | 1805.7699 | 1805.7699 | 485.2962 | 485.2962 | 757.2053 | 757.2053 | 202026643.4894 | 1370851455.5747 | 163808831.5353 | 15313069.4006 | 1752 | 61.9252 | 174005.5058 | 10273.6729 | 12.9162 | 937.3985 | 237 | 2432 | 3689.5386 | 608 | 152 | 0.12857
3673 | 721.0758 | 900.6 | 800 | 3200 | 5 | 99.25% | 100 | 240.6654 | 238.8715 | 238.8715 | 1 | 240.6654 | 100 | 580.1009 | 550.9563 | 550.9563 | 550.9563 | 29.1446 | 580.1009 | 137.517 | 123.9894 | 123.9894 | 123.9894 | 13.5276 | 137.517 | 3845.8764 | 3592.4272 | 3592.4272 | 3638.3383 | 207.5381 | 3592.4272 | 45.9111 | 45.9111 | 3845.8764 | 369.2477 | 296.3286 | 296.3286 | 296.3286 | 72.9191 | 369.2477 | 4240.8386 | 4240.8386 | 1192.73 | 1192.73 | 1805.6735 | 1805.6735 | 485.2702 | 485.2702 | 757.1649 | 757.1649 | 205406115.9611 | 1370855768.3364 | 162524234.6008 | 13213881.1016 | 1752 | 62.7173 | 150402.6996 | 8880.1106 | 11.1642 | 1009.5061 | 237 | 2432 | 3689.5386 | 608 | 152 | 0.12758
3674 | 772.5812 | 900.6 | 800 | 3200 | 5 | 99.35% | 100 | 245.3866 | 243.2693 | 243.2693 | 1 | 245.3866 | 100 | 612.4742 | 581.7016 | 581.7016 | 581.7016 | 30.7725 | 612.4742 | 137.5102 | 123.9827 | 123.9827 | 123.9827 | 13.5275 | 137.5102 | 4409.0178 | 4126.7298 | 4126.7298 | 4172.5994 | 236.4184 | 4126.7298 | 45.8696 | 45.8696 | 4409.0178 | 371.6334 | 298.1884 | 298.1884 | 298.1884 | 73.445 | 371.6334 | 4325.812 | 4325.812 | 1277.8595 | 1277.8595 | 1805.581 | 1805.581 | 485.2454 | 485.2454 | 757.1261 | 757.1261 | 208306419.4999 | 1370855768.3364 | 161472378.8424 | 11365433.3213 | 1752 | 63.4776 | 126872.0588 | 7490.8091 | 9.4176 | 1081.6137 | 237 | 2432 | 3689.5386 | 608 | 152 | 0.12677
3675 | 824.0866 | 900.6 | 800 | 3200 | 4 | 99.4% | 100 | 243.9848 | 243.131 | 243.131 | 1 | 243.9848 | 100 | 645.046 | 612.6372 | 612.6372 | 612.6372 | 32.4088 | 645.046 | 137.511 | 123.9835 | 123.9835 | 123.9835 | 13.5275 | 137.511 | 3992.3216 | 3732.7957 | 3732.7957 | 3777.3792 | 214.9424 | 3732.7957 | 44.5835 | 44.5835 | 3992.3216 | 374.2335 | 300.2311 | 300.2311 | 300.2311 | 74.0023 | 374.2335 | 4313.9838 | 4313.9838 | 1363.0597 | 1363.0597 | 1805.5937 | 1805.5937 | 388.199 | 388.199 | 757.1314 | 757.1314 | 210830421.9529 | 1370855768.3364 | 159886910.989 | 10426898.7216 | 1752 | 64.2176 | 114554.0717 | 6763.5277 | 8.5032 | 1153.7213 | 237 | 2432 | 3689.5386 | 608 | 152 | 0.12555
3676 | 875.592 | 900.6 | 800 | 3200 | 4 | 99.49% | 100 | 248.7284 | 247.2308 | 247.2308 | 1 | 248.7284 | 100 | 677.7119 | 643.6602 | 643.6602 | 643.6602 | 34.0516 | 677.7119 | 137.5048 | 123.9773 | 123.9773 | 123.9773 | 13.5275 | 137.5048 | 4525.6458 | 4239.4187 | 4239.4187 | 4283.3297 | 242.3161 | 4239.4187 | 43.911 | 43.911 | 4525.6458 | 376.4756 | 301.9888 | 301.9888 | 301.9888 | 74.4868 | 376.4756 | 4398.9576 | 4398.9576 | 1448.1794 | 1448.1794 | 1805.5044 | 1805.5044 | 388.1798 | 388.1798 | 757.094 | 757.094 | 213135287.1805 | 1370855768.3364 | 159102702.1162 | 8906242.3669 | 1752 | 64.9212 | 95466.8783 | 5636.5773 | 7.0864 | 1225.8288 | 237 | 2432 | 3689.5386 | 608 | 152 | 0.12494
3677 | 927.0974 | 900.6 | 800 | 3200 | 4 | 99.54% | 100 | 253.4853 | 252.3412 | 252.3412 | 1 | 253.4853 | 100 | 710.3643 | 674.6704 | 674.6704 | 674.6704 | 35.6939 | 710.3643 | 137.499 | 123.9715 | 123.9715 | 123.9715 | 13.5275 | 137.499 | 5106.6465 | 4791.2608 | 4791.2608 | 4834.5611 | 272.0854 | 4791.2608 | 43.3002 | 43.3002 | 5106.6465 | 378.777 | 303.8065 | 303.8065 | 303.8065 | 74.9705 | 378.777 | 4483.9319 | 4483.9319 | 1533.2936 | 1533.2936 | 1805.4187 | 1805.4187 | 388.1614 | 388.1614 | 757.0581 | 757.0581 | 215255157.7769 | 1370855768.3364 | 157879966.8151 | 8009107.0716 | 1752 | 65.6045 | 86152.8201 | 5086.6545 | 6.395 | 1297.9364 | 237 | 2432 | 3689.5386 | 608 | 152 | 0.124
3678 | 978.6028 | 900.6 | 800 | 3200 | 4 | 99.57% | 100 | 258.2569 | 257.5778 | 257.5778 | 1 | 258.2569 | 100 | 742.9738 | 705.6398 | 705.6398 | 705.6398 | 37.334 | 742.9738 | 137.4933 | 123.9658 | 123.9658 | 123.9658 | 13.5275 | 137.4933 | 5587.2793 | 5247.0256 | 5247.0256 | 5290.5255 | 296.7537 | 5247.0256 | 43.4999 | 43.4999 | 5587.2793 | 381.5535 | 306.0005 | 306.0005 | 306.0005 | 75.553 | 381.5535 | 4568.9065 | 4568.9065 | 1618.4028 | 1618.4028 | 1805.3364 | 1805.3364 | 388.1437 | 388.1437 | 757.0235 | 757.0235 | 217163671.4042 | 1370855768.3364 | 156512126.9797 | 7468433.2796 | 1752 | 66.2641 | 80447.2315 | 4749.7838 | 5.9715 | 1370.044 | 237 | 2432 | 3689.5386 | 608 | 152 | 0.12295
3679 | 1030.1083 | 900.6 | 800 | 3200 | 4 | 99.6% | 100 | 263.0307 | 262.3431 | 262.3431 | 1 | 263.0307 | 100 | 775.6065 | 736.6311 | 736.6311 | 736.6311 | 38.9754 | 775.6065 | 137.4879 | 123.9604 | 123.9604 | 123.9604 | 13.5275 | 137.4879 | 6007.2334 | 5645.3543 | 5645.3543 | 5688.8408 | 318.3926 | 5645.3543 | 43.4865 | 43.4865 | 6007.2334 | 384.3854 | 308.2314 | 308.2314 | 308.2314 | 76.154 | 384.3854 | 4653.8814 | 4653.8814 | 1703.5072 | 1703.5072 | 1805.2572 | 1805.2572 | 388.1267 | 388.1267 | 756.9903 | 756.9903 | 218905507.0657 | 1370855768.3364 | 155302310.0486 | 6936414.5492 | 1752 | 66.899 | 74937.9662 | 4424.5045 | 5.5626 | 1442.1516 | 237 | 2432 | 3689.5386 | 608 | 152 | 0.12202
3680 | 20.6022 | 950 | 800 | 3200 | 6 | 94.41% | 100 | 191.4134 | 191.266 | 191.266 | 1 | 191.4134 | 100 | 199.9943 | 189.9539 | 189.9539 | 189.9539 | 10.0404 | 199.9943 | 143.9286 | 129.7802 | 129.7802 | 129.7802 | 14.1484 | 143.9286 | 719.2351 | 623.3297 | 623.3297 | 671.5792 | 47.6559 | 623.3297 | 48.2495 | 48.2495 | 719.2351 | 244.8243 | 198.0061 | 198.0061 | 198.0061 | 46.8182 | 244.8243 | 3280.8293 | 3280.8293 | 34.1044 | 34.1044 | 1906.1965 | 1906.1965 | 582.7761 | 582.7761 | 757.7523 | 757.7523 | 17432872.1347 | 1382590626.4386 | 254076369.669 | 97900131.7577 | 1752 | 51.5683 | 1178832.2783 | 69600.8849 | 87.5034 | 28.843 | 250 | 2432 | 3689.5386 | 608 | 152 | 0.19807
3681 | 51.5054 | 950 | 800 | 3200 | 6 | 94.92% | 100 | 193.9097 | 193.623 | 193.623 | 1 | 193.9097 | 100 | 206.1729 | 195.8217 | 195.8217 | 195.8217 | 10.3511 | 206.1729 | 143.9212 | 129.7729 | 129.7729 | 129.7729 | 14.1483 | 143.9212 | 781.3806 | 682.823 | 682.823 | 730.6454 | 50.7352 | 682.823 | 47.8224 | 47.8224 | 781.3806 | 260.3236 | 210.4621 | 210.4621 | 210.4621 | 49.8615 | 260.3236 | 3331.8088 | 3331.8088 | 85.2566 | 85.2566 | 1906.0952 | 1906.0952 | 582.7451 | 582.7451 | 757.712 | 757.712 | 42241493.0101 | 1382601947.1572 | 238171669.8 | 88984890.0326 | 1752 | 52.2215 | 1060262.1293 | 62600.2391 | 78.702 | 72.1076 | 250 | 2432 | 3689.5386 | 608 | 152 | 0.18584
3682 | 154.5162 | 950 | 800 | 3200 | 6 | 96.34% | 100 | 202.3999 | 201.9093 | 201.9093 | 1 | 202.3999 | 100 | 237.9486 | 226.0003 | 226.0003 | 226.0003 | 11.9483 | 237.9486 | 143.8983 | 129.7501 | 129.7501 | 129.7501 | 14.1482 | 143.8983 | 1053.8262 | 942.4653 | 942.4653 | 989.3193 | 64.5069 | 942.4653 | 46.8541 | 46.8541 | 1053.8262 | 312.1148 | 251.9716 | 251.9716 | 251.9716 | 60.1433 | 312.1148 | 3501.7428 | 3501.7428 | 255.7274 | 255.7274 | 1905.78 | 1905.78 | 582.6487 | 582.6487 | 757.5867 | 757.5867 | 109131410.0237 | 1382599435.3591 | 196106902.8075 | 64162258.9888 | 1752 | 54.3719 | 750705.9738 | 44323.3538 | 55.724 | 216.3227 | 250 | 2432 | 3689.5386 | 608 | 152 | 0.15348
3683 | 206.0217 | 950 | 800 | 3200 | 6 | 96.91% | 100 | 206.4766 | 205.8034 | 205.8034 | 1 | 206.4766 | 100 | 262.8631 | 249.6627 | 249.6627 | 249.6627 | 13.2004 | 262.8631 | 143.8886 | 129.7404 | 129.7404 | 129.7404 | 14.1482 | 143.8886 | 1228.354 | 1108.0166 | 1108.0166 | 1154.974 | 73.38 | 1108.0166 | 46.9575 | 46.9575 | 1228.354 | 329.0547 | 264.9215 | 264.9215 | 264.9215 | 64.1332 | 329.0547 | 3586.7111 | 3586.7111 | 340.9438 | 340.9438 | 1905.6344 | 1905.6344 | 582.6042 | 582.6042 | 757.5288 | 757.5288 | 131022726.0409 | 1382605808.9057 | 184164784.5398 | 54206728.8886 | 1752 | 55.4039 | 634494.8416 | 37461.9895 | 47.0978 | 288.4303 | 250 | 2432 | 3689.5386 | 608 | 152 | 0.14429
3684 | 257.5271 | 950 | 800 | 3200 | 5 | 97.41% | 100 | 204.7526 | 204.0589 | 204.0589 | 1 | 204.7526 | 100 | 295.1598 | 280.3378 | 280.3378 | 280.3378 | 14.8221 | 295.1598 | 143.8887 | 129.7406 | 129.7406 | 129.7406 | 14.1481 | 143.8887 | 1212.3485 | 1093.1807 | 1093.1807 | 1139.8586 | 72.4899 | 1093.1807 | 46.6779 | 46.6779 | 1212.3485 | 339.0935 | 272.8271 | 272.8271 | 272.8271 | 66.2664 | 339.0935 | 3574.8836 | 3574.8836 | 426.1842 | 426.1842 | 1905.6542 | 1905.6542 | 485.5085 | 485.5085 | 757.5367 | 757.5367 | 145360127.8272 | 1382613707.4879 | 178565894.0621 | 45460318.9979 | 1752 | 56.4005 | 528297.9665 | 31191.8893 | 39.215 | 360.5379 | 250 | 2432 | 3689.5386 | 608 | 152 | 0.13999
3685 | 309.0325 | 950 | 800 | 3200 | 5 | 97.8% | 100 | 209.2641 | 208.3362 | 208.3362 | 1 | 209.2641 | 100 | 328.3441 | 311.8544 | 311.8544 | 311.8544 | 16.4896 | 328.3441 | 143.8786 | 129.7306 | 129.7306 | 129.7306 | 14.148 | 143.8786 | 1405.993 | 1276.8353 | 1276.8353 | 1323.5961 | 82.3969 | 1276.8353 | 46.7608 | 46.7608 | 1405.993 | 347.1855 | 279.2021 | 279.2021 | 279.2021 | 67.9834 | 347.1855 | 3659.8526 | 3659.8526 | 511.3836 | 511.3836 | 1905.5147 | 1905.5147 | 485.473 | 485.473 | 757.4812 | 757.4812 | 156537115.6906 | 1382629059.4793 | 174315566.0345 | 38518307.1707 | 1752 | 57.3761 | 446432.1902 | 26358.3515 | 33.1382 | 432.6455 | 250 | 2432 | 3689.5386 | 608 | 152 | 0.13672
3686 | 360.5379 | 950 | 800 | 3200 | 5 | 98.11% | 100 | 213.797 | 212.9095 | 212.9095 | 1 | 213.797 | 100 | 361.8851 | 343.7098 | 343.7098 | 343.7098 | 18.1753 | 361.8851 | 143.8694 | 129.7214 | 129.7214 | 129.7214 | 14.148 | 143.8694 | 1629.9957 | 1490.3436 | 1490.3436 | 1536.1513 | 93.8444 | 1490.3436 | 45.8076 | 45.8076 | 1629.9957 | 353.2317 | 283.9453 | 283.9453 | 283.9453 | 69.2864 | 353.2317 | 3744.8222 | 3744.8222 | 596.5726 | 596.5726 | 1905.382 | 1905.382 | 485.4392 | 485.4392 | 757.4285 | 757.4285 | 165444662.7222 | 1382632660.9991 | 170874422.9297 | 33048301.7241 | 1752 | 58.3245 | 376636.5694 | 22237.4625 | 27.9573 | 504.753 | 250 | 2432 | 3689.5386 | 608 | 152 | 0.13406
3687 | 412.0433 | 950 | 800 | 3200 | 5 | 98.41% | 100 | 218.3757 | 216.9185 | 216.9185 | 1 | 218.3757 | 100 | 395.2051 | 375.3551 | 375.3551 | 375.3551 | 19.85 | 395.2051 | 143.8604 | 129.7124 | 129.7124 | 129.7124 | 14.148 | 143.8604 | 1882.0058 | 1729.037 | 1729.037 | 1775.2637 | 106.7421 | 1729.037 | 46.2267 | 46.2267 | 1882.0058 | 358.3945 | 287.9356 | 287.9356 | 287.9356 | 70.4588 | 358.3945 | 3829.7926 | 3829.7926 | 681.752 | 681.752 | 1905.2555 | 1905.2555 | 485.4069 | 485.4069 | 757.3782 | 757.3782 | 172972550.7071 | 1382635365.5822 | 168570568.7076 | 27821563.3783 | 1752 | 59.236 | 317716.2834 | 18758.6775 | 23.5837 | 576.8606 | 250 | 2432 | 3689.5386 | 608 | 152 | 0.13229
3688 | 463.5487 | 950 | 800 | 3200 | 5 | 98.63% | 100 | 222.9824 | 221.8688 | 221.8688 | 1 | 222.9824 | 100 | 428.9156 | 407.3711 | 407.3711 | 407.3711 | 21.5445 | 428.9156 | 143.8535 | 129.7054 | 129.7054 | 129.7054 | 14.1481 | 143.8535 | 2202.5985 | 2033.5957 | 2033.5957 | 2079.4429 | 123.1556 | 2033.5957 | 45.8472 | 45.8472 | 2202.5985 | 361.7774 | 290.5576 | 290.5576 | 290.5576 | 71.2198 | 361.7774 | 3914.7636 | 3914.7636 | 766.9224 | 766.9224 | 1905.1348 | 1905.1348 | 485.3762 | 485.3762 | 757.3302 | 757.3302 | 179057669.2399 | 1382621002.4787 | 166329540.2575 | 23991845.6686 | 1752.0001 | 60.1235 | 272048.2331 | 16062.334 | 20.1938 | 648.9682 | 250 | 2432 | 3689.5386 | 608 | 152 | 0.13056
3689 | 515.0541 | 950 | 800 | 3200 | 5 | 98.8% | 100 | 227.6496 | 226.4222 | 226.4222 | 1 | 227.6496 | 100 | 462.951 | 439.6956 | 439.6956 | 439.6956 | 23.2554 | 462.951 | 143.8459 | 129.6978 | 129.6978 | 129.6978 | 14.1481 | 143.8459 | 2494.4033 | 2310.5589 | 2310.5589 | 2356.3066 | 138.0967 | 2310.5589 | 45.7477 | 45.7477 | 2494.4033 | 366.1632 | 293.9978 | 293.9978 | 293.9978 | 72.1654 | 366.1632 | 3999.7351 | 3999.7351 | 852.0844 | 852.0844 | 1905.0195 | 1905.0195 | 485.3468 | 485.3468 | 757.2844 | 757.2844 | 184207857.2397 | 1382621002.4787 | 164156073.5975 | 21015115.0591 | 1752 | 60.9819 | 240221.4727 | 14183.2111 | 17.8314 | 721.0758 | 250 | 2432 | 3689.5386 | 608 | 152 | 0.12889
3690 | 566.5595 | 950 | 800 | 3200 | 5 | 98.94% | 100 | 232.3351 | 231.3273 | 231.3273 | 1 | 232.3351 | 100 | 496.7515 | 471.7968 | 471.7968 | 471.7968 | 24.9547 | 496.7515 | 143.8381 | 129.6901 | 129.6901 | 129.6901 | 14.1481 | 143.8381 | 2845.9894 | 2643.7376 | 2643.7376 | 2689.8911 | 156.0983 | 2643.7376 | 46.1535 | 46.1535 | 2845.9894 | 369.8174 | 296.8583 | 296.8583 | 296.8583 | 72.9591 | 369.8174 | 4084.7072 | 4084.7072 | 937.2387 | 937.2387 | 1904.9093 | 1904.9093 | 485.3187 | 485.3187 | 757.2406 | 757.2406 | 188652893.8541 | 1382621002.4787 | 162204604.6706 | 18521547.3716 | 1752 | 61.8092 | 213499.5551 | 12605.4896 | 15.8478 | 793.1834 | 250 | 2432 | 3689.5386 | 608 | 152 | 0.12739
3691 | 618.065 | 950 | 800 | 3200 | 5 | 99.1% | 100 | 237.0257 | 235.4848 | 235.4848 | 1 | 237.0257 | 100 | 530.5 | 503.8486 | 503.8486 | 503.8486 | 26.6515 | 530.5 | 143.83 | 129.682 | 129.682 | 129.682 | 14.148 | 143.83 | 3268.6987 | 3045.3197 | 3045.3197 | 3090.8928 | 177.806 | 3045.3197 | 45.573 | 45.573 | 3268.6987 | 372.8948 | 299.2707 | 299.2707 | 299.2707 | 73.6241 | 372.8948 | 4169.6798 | 4169.6798 | 1022.3856 | 1022.3856 | 1904.8038 | 1904.8038 | 485.2919 | 485.2919 | 757.1986 | 757.1986 | 192641519.3178 | 1382640156.9627 | 160967800.3961 | 15750571.6984 | 1752 | 62.599 | 174824.3008 | 10322.0163 | 12.977 | 865.2909 | 250 | 2432 | 3689.5386 | 608 | 152 | 0.12643
3692 | 669.5704 | 950 | 800 | 3200 | 5 | 99.22% | 100 | 241.7329 | 240.1278 | 240.1278 | 1 | 241.7329 | 100 | 563.9496 | 535.6162 | 535.6162 | 535.6162 | 28.3334 | 563.9496 | 143.8215 | 129.6736 | 129.6736 | 129.6736 | 14.1478 | 143.8215 | 3740.2232 | 3493.1513 | 3493.1513 | 3538.1655 | 202.0577 | 3493.1513 | 45.0142 | 45.0142 | 3740.2232 | 376.1042 | 301.7906 | 301.7906 | 301.7906 | 74.3136 | 376.1042 | 4254.6529 | 4254.6529 | 1107.5256 | 1107.5256 | 1904.7027 | 1904.7027 | 485.2661 | 485.2661 | 757.1585 | 757.1585 | 196271625.0405 | 1382648614.5115 | 159386376.6818 | 13693336.0797 | 1752 | 63.3647 | 152844.0636 | 9024.2542 | 11.3454 | 937.3985 | 250 | 2432 | 3689.5386 | 608 | 152 | 0.12522
3693 | 721.0758 | 950 | 800 | 3200 | 5 | 99.32% | 100 | 246.4571 | 244.7571 | 244.7571 | 1 | 246.4571 | 100 | 597.0584 | 567.0602 | 567.0602 | 567.0602 | 29.9982 | 597.0584 | 143.8146 | 129.6668 | 129.6668 | 129.6668 | 14.1478 | 143.8146 | 4261.4594 | 3987.5192 | 3987.5192 | 4032.5899 | 228.8695 | 3987.5192 | 45.0707 | 45.0707 | 4261.4594 | 379.4413 | 304.4114 | 304.4114 | 304.4114 | 75.0298 | 379.4413 | 4339.6264 | 4339.6264 | 1192.6592 | 1192.6592 | 1904.6058 | 1904.6058 | 485.2414 | 485.2414 | 757.1199 | 757.1199 | 199564086.0588 | 1382648614.5115 | 157836379.8961 | 11950919.5336 | 1752 | 64.1011 | 132822.7066 | 7842.1486 | 9.8593 | 1009.5061 | 250 | 2432 | 3689.5386 | 608 | 152 | 0.12402
3694 | 772.5812 | 950 | 800 | 3200 | 4 | 99.4% | 100 | 245.0478 | 243.9512 | 243.9512 | 1 | 245.0478 | 100 | 630.4747 | 598.7978 | 598.7978 | 598.7978 | 31.677 | 630.4747 | 143.8152 | 129.6675 | 129.6675 | 129.6675 | 14.1478 | 143.8152 | 3919.8431 | 3664.5109 | 3664.5109 | 3708.6811 | 211.162 | 3664.5109 | 44.1702 | 44.1702 | 3919.8431 | 382.1916 | 306.5683 | 306.5683 | 306.5683 | 75.6233 | 382.1916 | 4327.7982 | 4327.7982 | 1277.858 | 1277.858 | 1904.6191 | 1904.6191 | 388.1959 | 388.1959 | 757.1252 | 757.1252 | 202308760.2165 | 1382653240.1268 | 156532488.2489 | 10505511.4079 | 1752 | 64.8105 | 113419.5001 | 6696.5401 | 8.419 | 1081.6137 | 250 | 2432 | 3689.5386 | 608 | 152 | 0.12302
3695 | 824.0866 | 950 | 800 | 3200 | 4 | 99.48% | 100 | 249.7876 | 248.4425 | 248.4425 | 1 | 249.7876 | 100 | 664.0754 | 630.7087 | 630.7087 | 630.7087 | 33.3667 | 664.0754 | 143.8087 | 129.6609 | 129.6609 | 129.6609 | 14.1478 | 143.8087 | 4444.1155 | 4162.7545 | 4162.7545 | 4206.0756 | 238.0399 | 4162.7545 | 43.3211 | 43.3211 | 4444.1155 | 384.9143 | 308.7058 | 308.7058 | 308.7058 | 76.2084 | 384.9143 | 4412.7721 | 4412.7721 | 1362.9817 | 1362.9817 | 1904.5256 | 1904.5256 | 388.1768 | 388.1768 | 757.088 | 757.088 | 204810074.6106 | 1382653240.1268 | 155398954.1434 | 9137731.1192 | 1752 | 65.4935 | 97819.1988 | 5775.4635 | 7.261 | 1153.7213 | 250 | 2432 | 3689.5386 | 608 | 152 | 0.12214
3696 | 875.592 | 950 | 800 | 3200 | 4 | 99.52% | 100 | 254.5451 | 253.7318 | 253.7318 | 1 | 254.5451 | 100 | 697.856 | 662.7904 | 662.7904 | 662.7904 | 35.0656 | 697.856 | 143.8026 | 129.6548 | 129.6548 | 129.6548 | 14.1478 | 143.8026 | 4945.1324 | 4638.2387 | 4638.2387 | 4681.3983 | 263.7341 | 4638.2387 | 43.1595 | 43.1595 | 4945.1324 | 387.7746 | 310.958 | 310.958 | 310.958 | 76.8166 | 387.7746 | 4497.7464 | 4497.7464 | 1448.0997 | 1448.0997 | 1904.4358 | 1904.4358 | 388.1585 | 388.1585 | 757.0523 | 757.0523 | 206943498.9324 | 1382653240.1268 | 153995655.7391 | 8407605.2017 | 1752 | 66.1558 | 90165.6794 | 5323.5827 | 6.6929 | 1225.8288 | 250 | 2432 | 3689.5386 | 608 | 152 | 0.12106
3697 | 927.0974 | 950 | 800 | 3200 | 4 | 99.57% | 100 | 259.316 | 258.3632 | 258.3632 | 1 | 259.316 | 100 | 731.4898 | 694.7326 | 694.7326 | 694.7326 | 36.7572 | 731.4898 | 143.7967 | 129.6489 | 129.6489 | 129.6489 | 14.1478 | 143.7967 | 5440.754 | 5108.0369 | 5108.0369 | 5151.5465 | 289.2076 | 5108.0369 | 43.5096 | 43.5096 | 5440.754 | 390.8062 | 313.3565 | 313.3565 | 313.3565 | 77.4496 | 390.8062 | 4582.7211 | 4582.7211 | 1533.2126 | 1533.2126 | 1904.3495 | 1904.3495 | 388.1409 | 388.1409 | 757.018 | 757.018 | 209043424.8725 | 1382653240.1268 | 152724912.0985 | 7578422.9022 | 1752 | 66.793 | 82780.398 | 4887.5392 | 6.1447 | 1297.9364 | 250 | 2432 | 3689.5386 | 608 | 152 | 0.12008
3698 | 978.6028 | 950 | 800 | 3200 | 4 | 99.6% | 100 | 264.0899 | 263.3809 | 263.3809 | 1 | 264.0899 | 100 | 764.9808 | 726.5391 | 726.5391 | 726.5391 | 38.4417 | 764.9808 | 143.791 | 129.6433 | 129.6433 | 129.6433 | 14.1478 | 143.791 | 5911.8193 | 5554.3936 | 5554.3936 | 5598.3728 | 313.4465 | 5554.3936 | 43.9793 | 43.9793 | 5911.8193 | 393.9178 | 315.8126 | 315.8126 | 315.8126 | 78.1052 | 393.9178 | 4667.6961 | 4667.6961 | 1618.3205 | 1618.3205 | 1904.2665 | 1904.2665 | 388.124 | 388.124 | 756.985 | 756.985 | 210923797.2808 | 1382653240.1268 | 151378279.3968 | 7044683.1956 | 1752 | 67.4084 | 76598.4656 | 4522.5441 | 5.6858 | 1370.044 | 250 | 2432 | 3689.5386 | 608 | 152 | 0.11905
3699 | 1030.1083 | 950 | 800 | 3200 | 4 | 99.65% | 100 | 268.8561 | 267.4933 | 267.4933 | 1 | 268.8561 | 100 | 798.4619 | 758.3361 | 758.3361 | 758.3361 | 40.1258 | 798.4619 | 143.7856 | 129.6378 | 129.6378 | 129.6378 | 14.1478 | 143.7856 | 6551.885 | 6162.2468 | 6162.2468 | 6205.5227 | 346.3623 | 6162.2468 | 43.2759 | 43.2759 | 6551.885 | 396.4464 | 317.8008 | 317.8008 | 317.8008 | 78.6456 | 396.4464 | 4752.6714 | 4752.6714 | 1703.4238 | 1703.4238 | 1904.1866 | 1904.1866 | 388.1077 | 388.1077 | 756.9533 | 756.9533 | 212647929.8607 | 1382653240.1268 | 150537000.4794 | 6161829.5331 | 1752 | 67.9982 | 65540.0246 | 3869.6291 | 4.865 | 1442.1516 | 250 | 2432 | 3689.5386 | 608 | 152 | 0.1184
3700 | 20.6022 | 1003.2 | 800 | 3200 | 6 | 94.87% | 100 | 197.4033 | 197.2935 | 197.2935 | 1 | 197.4033 | 100 | 204.8419 | 194.557 | 194.557 | 194.557 | 10.2849 | 204.8419 | 150.6992 | 135.8838 | 135.8838 | 135.8838 | 14.8154 | 150.6992 | 778.9264 | 679.8557 | 679.8557 | 728.2102 | 50.7162 | 679.8557 | 48.3545 | 48.3545 | 778.9264 | 247.363 | 199.9665 | 199.9665 | 199.9665 | 47.3964 | 247.363 | 3387.207 | 3387.207 | 34.1007 | 34.1007 | 2012.7241 | 2012.7241 | 582.7125 | 582.7125 | 757.6697 | 757.6697 | 17018152.1371 | 1394284673.9998 | 250813940.7166 | 89883241.0887 | 1752 | 53.9457 | 1085476.7877 | 64088.9687 | 80.5737 | 28.843 | 264 | 2432 | 3689.5386 | 608 | 152 | 0.19563
3701 | 51.5054 | 1003.2 | 800 | 3200 | 6 | 95.34% | 100 | 199.899 | 199.6719 | 199.6719 | 1 | 199.899 | 100 | 211.8639 | 201.226 | 201.226 | 201.226 | 10.6379 | 211.8639 | 150.6926 | 135.8772 | 135.8772 | 135.8772 | 14.8154 | 150.6926 | 847.3853 | 745.7197 | 745.7197 | 793.2773 | 54.108 | 745.7197 | 47.5576 | 47.5576 | 847.3853 | 263.0817 | 212.5857 | 212.5857 | 212.5857 | 50.4959 | 263.0817 | 3438.1872 | 3438.1872 | 85.2476 | 85.2476 | 2012.6241 | 2012.6241 | 582.6836 | 582.6836 | 757.632 | 757.632 | 41075164.565 | 1394296311.0072 | 234969476.6837 | 81659047.744 | 1752 | 54.546 | 970524.8885 | 57301.9524 | 72.041 | 72.1076 | 264 | 2432 | 3689.5386 | 608 | 152 | 0.18344
3702 | 154.5162 | 1003.2 | 800 | 3200 | 6 | 96.67% | 100 | 208.487 | 207.9969 | 207.9969 | 1 | 208.487 | 100 | 244.527 | 232.2472 | 232.2472 | 232.2472 | 12.2798 | 244.527 | 150.6713 | 135.8559 | 135.8559 | 135.8559 | 14.8154 | 150.6713 | 1152.5818 | 1035.9886 | 1035.9886 | 1082.99 | 69.5918 | 1035.9886 | 47.0014 | 47.0014 | 1152.5818 | 316.2505 | 255.2059 | 255.2059 | 255.2059 | 61.0446 | 316.2505 | 3608.1234 | 3608.1234 | 255.7031 | 255.7031 | 2012.3123 | 2012.3123 | 582.5933 | 582.5933 | 757.5147 | 757.5147 | 106154166.1434 | 1394298278.346 | 193173305.2638 | 58374251.2775 | 1752 | 56.52 | 685987.6804 | 40502.2415 | 50.9201 | 216.3227 | 264 | 2432 | 3689.5386 | 608 | 152 | 0.15128
3703 | 206.0217 | 1003.2 | 800 | 3200 | 5 | 97.19% | 100 | 206.4592 | 205.8278 | 205.8278 | 1 | 206.4592 | 100 | 270.3291 | 256.7537 | 256.7537 | 256.7537 | 13.5754 | 270.3291 | 150.6709 | 135.8557 | 135.8557 | 135.8557 | 14.8152 | 150.6709 | 1128.7967 | 1013.5277 | 1013.5277 | 1060.4992 | 68.2975 | 1013.5277 | 46.9715 | 46.9715 | 1128.7967 | 334.3056 | 269.04 | 269.04 | 269.04 | 65.2655 | 334.3056 | 3596.2958 | 3596.2958 | 340.9409 | 340.9409 | 2012.333 | 2012.333 | 485.4994 | 485.4994 | 757.5225 | 757.5225 | 127434379.2672 | 1394306943.2722 | 181041111.1089 | 49217566.3517 | 1752 | 57.4699 | 571391.0505 | 33736.2011 | 42.4137 | 288.4303 | 264 | 2432 | 3689.5386 | 608 | 152 | 0.14195
3704 | 257.5271 | 1003.2 | 800 | 3200 | 5 | 97.62% | 100 | 210.921 | 210.1131 | 210.1131 | 1 | 210.921 | 100 | 303.5392 | 288.295 | 288.295 | 288.295 | 15.2442 | 303.5392 | 150.6615 | 135.8463 | 135.8463 | 135.8463 | 14.8152 | 150.6615 | 1309.7781 | 1185.3542 | 1185.3542 | 1232.2452 | 77.5329 | 1185.3542 | 46.891 | 46.891 | 1309.7781 | 346.3951 | 278.5889 | 278.5889 | 278.5889 | 67.8062 | 346.3951 | 3681.265 | 3681.265 | 426.1454 | 426.1454 | 2012.1876 | 2012.1876 | 485.4643 | 485.4643 | 757.4677 | 757.4677 | 141371074.2322 | 1394296026.2682 | 174601776.1992 | 41731123.3004 | 1752 | 58.3926 | 488597.349 | 28847.8764 | 36.268 | 360.5379 | 264 | 2432 | 3689.5386 | 608 | 152 | 0.13699
3705 | 309.0325 | 1003.2 | 800 | 3200 | 5 | 98% | 100 | 215.4139 | 214.4801 | 214.4801 | 1 | 215.4139 | 100 | 337.8784 | 320.9085 | 320.9085 | 320.9085 | 16.9699 | 337.8784 | 150.6517 | 135.8365 | 135.8365 | 135.8365 | 14.8152 | 150.6517 | 1540.6021 | 1405.0892 | 1405.0892 | 1451.3092 | 89.2929 | 1405.0892 | 46.22 | 46.22 | 1540.6021 | 354.0062 | 284.5735 | 284.5735 | 284.5735 | 69.4326 | 354.0062 | 3766.2348 | 3766.2348 | 511.3392 | 511.3392 | 2012.0491 | 2012.0491 | 485.4309 | 485.4309 | 757.4156 | 757.4156 | 152107807.3661 | 1394294607.3714 | 170590337.2519 | 35007248.0106 | 1752 | 59.2814 | 401957.536 | 23732.4688 | 29.8368 | 432.6455 | 264 | 2432 | 3689.5386 | 608 | 152 | 0.1339
3706 | 360.5379 | 1003.2 | 800 | 3200 | 5 | 98.27% | 100 | 219.9664 | 219.0968 | 219.0968 | 1 | 219.9664 | 100 | 372.6349 | 353.9182 | 353.9182 | 353.9182 | 18.7167 | 372.6349 | 150.6422 | 135.8271 | 135.8271 | 135.8271 | 14.8151 | 150.6422 | 1773.6624 | 1626.2774 | 1626.2774 | 1672.4332 | 101.2291 | 1626.2774 | 46.1558 | 46.1558 | 1773.6624 | 360.9577 | 289.982 | 289.982 | 289.982 | 70.9757 | 360.9577 | 3851.2053 | 3851.2053 | 596.5233 | 596.5233 | 2011.9171 | 2011.9171 | 485.3991 | 485.3991 | 757.3659 | 757.3659 | 160649325.0645 | 1394309779.3177 | 166724048.1 | 30316847.5177 | 1752 | 60.1592 | 348192.3976 | 20558.0552 | 25.8459 | 504.753 | 264 | 2432 | 3689.5386 | 608 | 152 | 0.13092
3707 | 412.0433 | 1003.2 | 800 | 3200 | 5 | 98.55% | 100 | 224.5755 | 223.3828 | 223.3828 | 1 | 224.5755 | 100 | 406.9135 | 386.4739 | 386.4739 | 386.4739 | 20.4396 | 406.9135 | 150.6341 | 135.8189 | 135.8189 | 135.8189 | 14.8152 | 150.6341 | 2072.346 | 1909.2988 | 1909.2988 | 1955.8205 | 116.5255 | 1909.2988 | 46.5217 | 46.5217 | 2072.346 | 366.3985 | 294.2525 | 294.2525 | 294.2525 | 72.146 | 366.3985 | 3936.1765 | 3936.1765 | 681.6982 | 681.6982 | 2011.7911 | 2011.7911 | 485.3687 | 485.3687 | 757.3185 | 757.3185 | 167986683.9495 | 1394309779.3177 | 164220414.5844 | 25483122.1484 | 1752 | 60.9962 | 292975.1107 | 17297.9035 | 21.7472 | 576.8606 | 264 | 2432 | 3689.5386 | 608 | 152 | 0.129
3708 | 463.5487 | 1003.2 | 800 | 3200 | 5 | 98.74% | 100 | 229.1998 | 228.0597 | 228.0597 | 1 | 229.1998 | 100 | 441.8961 | 419.698 | 419.698 | 419.698 | 22.1981 | 441.8961 | 150.6257 | 135.8105 | 135.8105 | 135.8105 | 14.8151 | 150.6257 | 2391.9431 | 2213.5819 | 2213.5819 | 2259.0642 | 132.8789 | 2213.5819 | 45.4824 | 45.4824 | 2391.9431 | 371.057 | 297.8988 | 297.8988 | 297.8988 | 73.1582 | 371.057 | 4021.1482 | 4021.1482 | 766.8646 | 766.8646 | 2011.6707 | 2011.6707 | 485.3396 | 485.3396 | 757.2731 | 757.2731 | 173752751.1043 | 1394309779.3177 | 161912526.8386 | 22024942.7394 | 1752 | 61.8127 | 248586.7709 | 14677.117 | 18.4523 | 648.9682 | 264 | 2432 | 3689.5386 | 608 | 152 | 0.12722
3709 | 515.0541 | 1003.2 | 800 | 3200 | 5 | 98.93% | 100 | 233.8668 | 232.3226 | 232.3226 | 1 | 233.8668 | 100 | 476.8207 | 452.8669 | 452.8669 | 452.8669 | 23.9538 | 476.8207 | 150.6179 | 135.8027 | 135.8027 | 135.8027 | 14.8151 | 150.6179 | 2764.2414 | 2566.734 | 2566.734 | 2612.2881 | 151.9533 | 2566.734 | 45.5541 | 45.5541 | 2764.2414 | 375.1062 | 301.0705 | 301.0705 | 301.0705 | 74.0357 | 375.1062 | 4106.1204 | 4106.1204 | 852.0231 | 852.0231 | 2011.5556 | 2011.5556 | 485.3119 | 485.3119 | 757.2298 | 757.2298 | 178874093.9993 | 1394309779.3177 | 160125164.7398 | 18690961.9432 | 1752 | 62.5976 | 212412.5396 | 12541.3097 | 15.7671 | 721.0758 | 264 | 2432 | 3689.5386 | 608 | 152 | 0.12584
3710 | 566.5595 | 1003.2 | 800 | 3200 | 5 | 99.06% | 100 | 238.5574 | 237.383 | 237.383 | 1 | 238.5574 | 100 | 511.6597 | 485.9544 | 485.9544 | 485.9544 | 25.7053 | 511.6597 | 150.6104 | 135.7952 | 135.7952 | 135.7952 | 14.8151 | 150.6104 | 3169.4799 | 2951.1141 | 2951.1141 | 2996.7633 | 172.7166 | 2951.1141 | 45.6492 | 45.6492 | 3169.4799 | 379.0986 | 304.2035 | 304.2035 | 304.2035 | 74.8951 | 379.0986 | 4191.0931 | 4191.0931 | 937.174 | 937.174 | 2011.4455 | 2011.4455 | 485.2853 | 485.2853 | 757.1883 | 757.1883 | 183166138.1302 | 1394309779.3177 | 158032791.4507 | 16491291.1014 | 1752 | 63.3609 | 183864.3614 | 10855.7617 | 13.648 | 793.1834 | 264 | 2432 | 3689.5386 | 608 | 152 | 0.12423
3711 | 618.065 | 1003.2 | 800 | 3200 | 5 | 99.19% | 100 | 243.2596 | 241.509 | 241.509 | 1 | 243.2596 | 100 | 546.4643 | 519.009 | 519.009 | 519.009 | 27.4552 | 546.4643 | 150.6031 | 135.788 | 135.788 | 135.788 | 14.8151 | 150.6031 | 3590.5088 | 3351.3247 | 3351.3247 | 3396.1876 | 194.3212 | 3351.3247 | 44.8629 | 44.8629 | 3590.5088 | 383.1359 | 307.3754 | 307.3754 | 307.3754 | 75.7604 | 383.1359 | 4276.0663 | 4276.0663 | 1022.318 | 1022.318 | 2011.3399 | 2011.3399 | 485.2598 | 485.2598 | 757.1486 | 757.1486 | 187003362.5622 | 1394320125.7709 | 156474254.41 | 14202257.2569 | 1752 | 64.0922 | 155983.1009 | 9209.5899 | 11.5784 | 865.2909 | 264 | 2432 | 3689.5386 | 608 | 152 | 0.12303
3712 | 669.5704 | 1003.2 | 800 | 3200 | 5 | 99.28% | 100 | 247.9725 | 246.8429 | 246.8429 | 1 | 247.9725 | 100 | 580.9734 | 551.783 | 551.783 | 551.783 | 29.1904 | 580.9734 | 150.5954 | 135.7803 | 135.7803 | 135.7803 | 14.815 | 150.5954 | 4140.0784 | 3873.165 | 3873.165 | 3917.5337 | 222.5447 | 3873.165 | 44.3687 | 44.3687 | 4140.0784 | 386.4655 | 309.9913 | 309.9913 | 309.9913 | 76.4742 | 386.4655 | 4361.04 | 4361.04 | 1107.4554 | 1107.4554 | 2011.2387 | 2011.2387 | 485.2354 | 485.2354 | 757.1105 | 757.1105 | 190481736.6471 | 1394320125.7709 | 154621076.5267 | 12577061.0552 | 1752 | 64.8027 | 139293.7665 | 8224.2144 | 10.3396 | 937.3985 | 264 | 2432 | 3689.5386 | 608 | 152 | 0.1216
3713 | 721.0758 | 1003.2 | 800 | 3200 | 4 | 99.38% | 100 | 246.5661 | 245.3852 | 245.3852 | 1 | 246.5661 | 100 | 615.1337 | 584.2272 | 584.2272 | 584.2272 | 30.9066 | 615.1337 | 150.5962 | 135.7812 | 135.7812 | 135.7812 | 14.815 | 150.5962 | 3799.3592 | 3550.5556 | 3550.5556 | 3594.4255 | 204.9336 | 3550.5556 | 43.8699 | 43.8699 | 3799.3592 | 390.1165 | 312.8689 | 312.8689 | 312.8689 | 77.2476 | 390.1165 | 4349.2117 | 4349.2117 | 1192.6525 | 1192.6525 | 2011.2525 | 2011.2525 | 388.191 | 388.191 | 757.1157 | 757.1157 | 193643793.4143 | 1394320125.7709 | 153234431.6678 | 10801649.147 | 1752 | 65.4822 | 117442.6746 | 6934.0772 | 8.7176 | 1009.5061 | 264 | 2432 | 3689.5386 | 608 | 152 | 0.12053
3714 | 772.5812 | 1003.2 | 800 | 3200 | 4 | 99.46% | 100 | 251.3062 | 250.0381 | 250.0381 | 1 | 251.3062 | 100 | 649.7731 | 617.1246 | 617.1246 | 617.1246 | 32.6485 | 649.7731 | 150.5896 | 135.7746 | 135.7746 | 135.7746 | 14.815 | 150.5896 | 4307.3695 | 4032.7197 | 4032.7197 | 4076.3976 | 230.9719 | 4032.7197 | 43.6779 | 43.6779 | 4307.3695 | 393.3351 | 315.3968 | 315.3968 | 315.3968 | 77.9383 | 393.3351 | 4434.1857 | 4434.1857 | 1277.7799 | 1277.7799 | 2011.1548 | 2011.1548 | 388.1721 | 388.1721 | 757.0789 | 757.0789 | 196265605.5243 | 1394320125.7709 | 151941015.0385 | 9473253.6664 | 1752 | 66.1398 | 101666.3205 | 6002.6061 | 7.5466 | 1081.6137 | 264 | 2432 | 3689.5386 | 608 | 152 | 0.11954
3715 | 824.0866 | 1003.2 | 800 | 3200 | 4 | 99.51% | 100 | 256.056 | 255.1655 | 255.1655 | 1 | 256.056 | 100 | 684.5023 | 650.1073 | 650.1073 | 650.1073 | 34.395 | 684.5023 | 150.5833 | 135.7683 | 135.7683 | 135.7683 | 14.815 | 150.5833 | 4813.5817 | 4513.3802 | 4513.3802 | 4556.6454 | 256.9363 | 4513.3802 | 43.2652 | 43.2652 | 4813.5817 | 396.6056 | 317.968 | 317.968 | 317.968 | 78.6377 | 396.6056 | 4519.1601 | 4519.1601 | 1362.9016 | 1362.9016 | 2011.0609 | 2011.0609 | 388.154 | 388.154 | 757.0436 | 757.0436 | 198680762.4201 | 1394320125.7709 | 150388849.598 | 8610262.211 | 1752 | 66.777 | 92696.4826 | 5473.0069 | 6.8808 | 1153.7213 | 264 | 2432 | 3689.5386 | 608 | 152 | 0.11834
3716 | 875.592 | 1003.2 | 800 | 3200 | 4 | 99.54% | 100 | 260.8239 | 260.2039 | 260.2039 | 1 | 260.8239 | 100 | 719.2717 | 683.1281 | 683.1281 | 683.1281 | 36.1436 | 719.2717 | 150.5772 | 135.7622 | 135.7622 | 135.7622 | 14.815 | 150.5772 | 5241.8843 | 4919.5754 | 4919.5754 | 4962.9245 | 278.9598 | 4919.5754 | 43.3492 | 43.3492 | 5241.8843 | 400.2101 | 320.8157 | 320.8157 | 320.8157 | 79.3944 | 400.2101 | 4604.1349 | 4604.1349 | 1448.018 | 1448.018 | 2010.9707 | 2010.9707 | 388.1366 | 388.1366 | 757.0096 | 757.0096 | 200793563.7739 | 1394320125.7709 | 148890761.6579 | 7995548.7973 | 1752 | 67.3927 | 87036.6062 | 5138.8352 | 6.4606 | 1225.8288 | 264 | 2432 | 3689.5386 | 608 | 152 | 0.11719
3717 | 927.0974 | 1003.2 | 800 | 3200 | 4 | 99.59% | 100 | 265.6006 | 264.7158 | 264.7158 | 1 | 265.6006 | 100 | 753.8434 | 715.961 | 715.961 | 715.961 | 37.8824 | 753.8434 | 150.5713 | 135.7563 | 135.7563 | 135.7563 | 14.815 | 150.5713 | 5728.3813 | 5380.2639 | 5380.2639 | 5424.3534 | 304.0279 | 5380.2639 | 44.0895 | 44.0895 | 5728.3813 | 403.6293 | 323.5247 | 323.5247 | 323.5247 | 80.1047 | 403.6293 | 4689.11 | 4689.11 | 1533.1293 | 1533.1293 | 2010.8839 | 2010.8839 | 388.1198 | 388.1198 | 756.9769 | 756.9769 | 202837392.8534 | 1394320125.7709 | 147625094.4121 | 7217386.9636 | 1752 | 67.9851 | 80271.7263 | 4739.4216 | 5.9585 | 1297.9364 | 264 | 2432 | 3689.5386 | 608 | 152 | 0.11621
3718 | 978.6028 | 1003.2 | 800 | 3200 | 4 | 99.64% | 100 | 270.3667 | 269.2741 | 269.2741 | 1 | 270.3667 | 100 | 788.313 | 748.6969 | 748.6969 | 748.6969 | 39.6162 | 788.313 | 150.5657 | 135.7507 | 135.7507 | 135.7507 | 14.815 | 150.5657 | 6436.1548 | 6052.0906 | 6052.0906 | 6095.7136 | 340.4411 | 6052.0906 | 43.623 | 43.623 | 6436.1548 | 406.3178 | 325.6461 | 325.6461 | 325.6461 | 80.6717 | 406.3178 | 4774.0854 | 4774.0854 | 1618.2359 | 1618.2359 | 2010.8003 | 2010.8003 | 388.1037 | 388.1037 | 756.9455 | 756.9455 | 204661779.4415 | 1394320125.7709 | 146663030.5449 | 6355064.2427 | 1752 | 68.5546 | 67157.5194 | 3965.1296 | 4.985 | 1370.044 | 264 | 2432 | 3689.5386 | 608 | 152 | 0.11547
3719 | 1030.1083 | 1003.2 | 800 | 3200 | 4 | 99.66% | 100 | 275.1397 | 274.3315 | 274.3315 | 1 | 275.1397 | 100 | 822.8614 | 781.5074 | 781.5074 | 781.5074 | 41.3539 | 822.8614 | 150.5603 | 135.7452 | 135.7452 | 135.7452 | 14.815 | 150.5603 | 7050.8578 | 6635.6595 | 6635.6595 | 6678.8079 | 372.0499 | 6635.6595 | 43.1484 | 43.1484 | 7050.8578 | 409.2278 | 327.9416 | 327.9416 | 327.9416 | 81.2861 | 409.2278 | 4859.0611 | 4859.0611 | 1703.338 | 1703.338 | 2010.7198 | 2010.7198 | 388.0882 | 388.0882 | 756.9152 | 756.9152 | 206328144.66 | 1394320125.7709 | 145482275.1375 | 5869454.4316 | 1752 | 69.1072 | 63580.1886 | 3753.916 | 4.7195 | 1442.1516 | 264 | 2432 | 3689.5386 | 608 | 152 | 0.11456
3720 | 206.0217 | 22.8 | 1000 | 4000 | 7 | 26.27% | 100 | 149.9275 | 151.4673 | 151.4673 | 1 | 149.9275 | 100 | 197.5122 | 187.6193 | 187.6193 | 187.6193 | 9.8929 | 197.5122 | 56.8339 | 51.2593 | 51.2593 | 51.2593 | 5.5746 | 56.8339 | 108.8043 | 54.9841 | 54.9841 | 94.2669 | 14.5373 | 54.9841 | 39.2828 | 39.2828 | 108.8043 | 428.068 | 350.5003 | 350.5003 | 350.5003 | 77.5677 | 428.068 | 2018.7884 | 2018.7884 | 341.8755 | 341.8755 | 45.8602 | 45.8602 | 681.5624 | 681.5624 | 949.4902 | 949.4902 | 177527508.0276 | 84216790.7488 | 198501685.5838 | 1291754015.6399 | 1752 | 1.6222e-18 | 12665635.3541 | 747807.3388 | 940.1557 | 288.4303 | 6 | 3040 | 4611.9232 | 760 | 190 | 0.12253
3721 | 257.5271 | 22.8 | 1000 | 4000 | 7 | 31.62% | 100 | 152.1497 | 153.6208 | 153.6208 | 1 | 152.1497 | 100 | 198.6926 | 188.7381 | 188.7381 | 188.7381 | 9.9545 | 198.6926 | 56.8205 | 51.2459 | 51.2459 | 51.2459 | 5.5746 | 56.8205 | 113.1668 | 59.0704 | 59.0704 | 98.4051 | 14.7617 | 59.0704 | 39.3347 | 39.3347 | 113.1668 | 340.8911 | 279.1149 | 279.1149 | 279.1149 | 61.7762 | 340.8911 | 2103.705 | 2103.705 | 427.2323 | 427.2323 | 45.8482 | 45.8482 | 681.3835 | 681.3835 | 949.241 | 949.241 | 220579267.1162 | 84216790.7488 | 249229376.4957 | 1197974565.6393 | 1752 | 0 | 11772360.3151 | 695066.3897 | 873.8489 | 360.5379 | 6 | 3040 | 4611.9232 | 760 | 190 | 0.15383
3722 | 309.0325 | 22.8 | 1000 | 4000 | 7 | 36.98% | 100 | 154.4512 | 155.8287 | 155.8287 | 1 | 154.4512 | 100 | 199.4914 | 189.4946 | 189.4946 | 189.4946 | 9.9968 | 199.4914 | 56.8082 | 51.2336 | 51.2336 | 51.2336 | 5.5746 | 56.8082 | 118.362 | 63.8194 | 63.8194 | 103.339 | 15.0229 | 63.8194 | 39.5196 | 39.5196 | 118.362 | 283.1506 | 231.8348 | 231.8348 | 231.8348 | 51.3158 | 283.1506 | 2188.6276 | 2188.6276 | 512.556 | 512.556 | 45.8372 | 45.8372 | 681.2205 | 681.2205 | 949.0139 | 949.0139 | 263609444.6424 | 84216790.7488 | 300015364.6862 | 1104158399.9227 | 1752 | 0 | 10886118.6505 | 642740.7067 | 808.0642 | 432.6455 | 6 | 3040 | 4611.9232 | 760 | 190 | 0.18517
3723 | 360.5379 | 22.8 | 1000 | 4000 | 7 | 42.34% | 100 | 156.6834 | 157.9413 | 157.9413 | 1 | 156.6834 | 100 | 200.0564 | 190.0292 | 190.0292 | 190.0292 | 10.0272 | 200.0564 | 56.797 | 51.2224 | 51.2224 | 51.2224 | 5.5746 | 56.797 | 124.362 | 69.4078 | 69.4078 | 109.0308 | 15.3311 | 69.4078 | 39.623 | 39.623 | 124.362 | 242.0837 | 198.2077 | 198.2077 | 198.2077 | 43.876 | 242.0837 | 2273.5554 | 2273.5554 | 597.851 | 597.851 | 45.8272 | 45.8272 | 681.0712 | 681.0712 | 948.806 | 948.806 | 306732143.6678 | 84216790.7488 | 350854044.93 | 1010197020.6535 | 1752 | 0 | 9977241.9954 | 589078.6034 | 740.5993 | 504.753 | 6 | 3040 | 4611.9232 | 760 | 190 | 0.21655
3724 | 412.0433 | 22.8 | 1000 | 4000 | 7 | 47.67% | 100 | 158.9129 | 159.9885 | 159.9885 | 1 | 158.9129 | 100 | 200.436 | 190.3878 | 190.3878 | 190.3878 | 10.0482 | 200.436 | 56.7867 | 51.2121 | 51.2121 | 51.2121 | 5.5746 | 56.7867 | 131.4551 | 76.0786 | 76.0786 | 115.7553 | 15.6998 | 76.0786 | 39.6768 | 39.6768 | 131.4551 | 211.584 | 173.2636 | 173.2636 | 173.2636 | 38.3204 | 211.584 | 2358.4878 | 2358.4878 | 683.1208 | 683.1208 | 45.8179 | 45.8179 | 680.9341 | 680.9341 | 948.6149 | 948.6149 | 349215293.3379 | 84216790.7488 | 401723375.0641 | 916844540.8491 | 1752 | 3.0823e-17 | 9083540.1787 | 536312.4563 | 674.2608 | 576.8606 | 6 | 3040 | 4611.9232 | 760 | 190 | 0.24825
3725 | 463.5487 | 22.8 | 1000 | 4000 | 7 | 52.33% | 100 | 161.6465 | 162.3926 | 162.3926 | 1 | 161.6465 | 100 | 203.0506 | 192.8696 | 192.8696 | 192.8696 | 10.181 | 203.0506 | 56.7772 | 51.2026 | 51.2026 | 51.2026 | 5.5746 | 56.7772 | 139.3152 | 83.5038 | 83.5038 | 123.2117 | 16.1035 | 83.5038 | 39.7079 | 39.7079 | 139.3152 | 190.3213 | 156.1137 | 156.1137 | 156.1137 | 34.2076 | 190.3213 | 2443.4241 | 2443.4241 | 768.3682 | 768.3682 | 45.8094 | 45.8094 | 680.8077 | 680.8077 | 948.4388 | 948.4388 | 386050470.7186 | 84216790.7488 | 446565094.606 | 835167643.9266 | 1752 | 0.63985 | 8252113.7325 | 487223.186 | 612.545 | 648.9682 | 6 | 3040 | 4611.9232 | 760 | 190 | 0.27657
3726 | 515.0541 | 22.8 | 1000 | 4000 | 6 | 56.43% | 100 | 158.1549 | 158.8818 | 158.8818 | 1 | 158.1549 | 100 | 207.7105 | 197.2961 | 197.2961 | 197.2961 | 10.4144 | 207.7105 | 56.7784 | 51.2038 | 51.2038 | 51.2038 | 5.5746 | 56.7784 | 133.6592 | 78.1475 | 78.1475 | 117.8431 | 15.8161 | 78.1475 | 39.6956 | 39.6956 | 133.6592 | 174.1755 | 142.8382 | 142.8382 | 142.8382 | 31.3373 | 174.1755 | 2431.6009 | 2431.6009 | 853.7638 | 853.7638 | 45.8106 | 45.8106 | 583.564 | 583.564 | 948.4625 | 948.4625 | 418137788.6723 | 84216790.7488 | 486250237.6157 | 763395182.9632 | 1752 | 1.92 | 7554254.387 | 446020.0149 | 560.7437 | 721.0758 | 6 | 3040 | 4611.9232 | 760 | 190 | 0.30103
3727 | 566.5595 | 22.8 | 1000 | 4000 | 6 | 59.88% | 100 | 161.0888 | 161.6324 | 161.6324 | 1 | 161.0888 | 100 | 213.8902 | 203.1642 | 203.1642 | 203.1642 | 10.726 | 213.8902 | 56.7696 | 51.195 | 51.195 | 51.195 | 5.5746 | 56.7696 | 140.767 | 84.8701 | 84.8701 | 124.5871 | 16.1799 | 84.8701 | 39.717 | 39.717 | 140.767 | 162.1041 | 132.8998 | 132.8998 | 132.8998 | 29.2043 | 162.1041 | 2516.5404 | 2516.5404 | 938.9771 | 938.9771 | 45.8026 | 45.8026 | 583.4627 | 583.4627 | 948.2979 | 948.2979 | 444926904.1242 | 84216790.7488 | 520014838.4164 | 702841471.8859 | 1752 | 3.8007 | 6959088.4313 | 410880.0905 | 516.5652 | 793.1834 | 6 | 3040 | 4611.9232 | 760 | 190 | 0.32178
3728 | 618.065 | 22.8 | 1000 | 4000 | 6 | 62.96% | 100 | 164.2848 | 164.7298 | 164.7298 | 1 | 164.2848 | 100 | 221.1053 | 210.0158 | 210.0158 | 210.0158 | 11.0896 | 221.1053 | 56.7613 | 51.1867 | 51.1867 | 51.1867 | 5.5746 | 56.7613 | 147.9897 | 91.6657 | 91.6657 | 131.4396 | 16.5501 | 91.6657 | 39.7739 | 39.7739 | 147.9897 | 152.9407 | 125.3486 | 125.3486 | 125.3486 | 27.5922 | 152.9407 | 2601.4831 | 2601.4831 | 1024.1738 | 1024.1738 | 45.7952 | 45.7952 | 583.3688 | 583.3688 | 948.1452 | 948.1452 | 468975500.0935 | 84216790.7488 | 549814806.4316 | 648992902.7261 | 1752 | 5.9831 | 6426080.6278 | 379410.1219 | 477.0006 | 865.2909 | 6 | 3040 | 4611.9232 | 760 | 190 | 0.3401
3729 | 669.5704 | 22.8 | 1000 | 4000 | 6 | 65.63% | 100 | 167.6343 | 167.972 | 167.972 | 1 | 167.6343 | 100 | 228.7458 | 217.2714 | 217.2714 | 217.2714 | 11.4744 | 228.7458 | 56.7537 | 51.1791 | 51.1791 | 51.1791 | 5.5746 | 56.7537 | 155.4779 | 98.7607 | 98.7607 | 138.5421 | 16.9357 | 98.7607 | 39.7814 | 39.7814 | 155.4779 | 145.5737 | 119.2809 | 119.2809 | 119.2809 | 26.2928 | 145.5737 | 2686.4287 | 2686.4287 | 1109.3555 | 1109.3555 | 45.7884 | 45.7884 | 583.2815 | 583.2815 | 948.0033 | 948.0033 | 490033384.5328 | 84216790.7488 | 575503762.3814 | 602246084.1302 | 1752 | 8.4213 | 5960697.0927 | 351932.8408 | 442.4557 | 937.3985 | 6 | 3040 | 4611.9232 | 760 | 190 | 0.35605
3730 | 721.0758 | 22.8 | 1000 | 4000 | 6 | 68.06% | 100 | 171.2051 | 171.4675 | 171.4675 | 1 | 171.2051 | 100 | 236.7344 | 224.8577 | 224.8577 | 224.8577 | 11.8767 | 236.7344 | 56.7465 | 51.1719 | 51.1719 | 51.1719 | 5.5746 | 56.7465 | 163.1666 | 106.0816 | 106.0816 | 145.8328 | 17.3338 | 106.0816 | 39.7511 | 39.7511 | 163.1666 | 139.8402 | 114.5978 | 114.5978 | 114.5978 | 25.2424 | 139.8402 | 2771.3769 | 2771.3769 | 1194.5238 | 1194.5238 | 45.782 | 45.782 | 583.2001 | 583.2001 | 947.871 | 947.871 | 509382447.4584 | 84216790.7488 | 598831243.8124 | 559569517.9804 | 1752 | 10.9292 | 5546709.7457 | 327490.1052 | 411.7259 | 1009.5061 | 6 | 3040 | 4611.9232 | 760 | 190 | 0.37055
3731 | 772.5812 | 22.8 | 1000 | 4000 | 6 | 70.37% | 100 | 174.8241 | 175.0079 | 175.0079 | 1 | 174.8241 | 100 | 244.772 | 232.4905 | 232.4905 | 232.4905 | 12.2815 | 244.772 | 56.7398 | 51.1652 | 51.1652 | 51.1652 | 5.5746 | 56.7398 | 171.6103 | 113.9702 | 113.9702 | 153.8451 | 17.7652 | 113.9702 | 39.8749 | 39.8749 | 171.6103 | 134.6302 | 110.2987 | 110.2987 | 110.2987 | 24.3314 | 134.6302 | 2856.3274 | 2856.3274 | 1279.68 | 1279.68 | 45.776 | 45.776 | 583.124 | 583.124 | 947.7474 | 947.7474 | 527552263.1909 | 84216790.7488 | 621146184.9173 | 519084761.143 | 1752 | 13.4261 | 5163902.8786 | 304888.3346 | 383.3106 | 1081.6137 | 6 | 3040 | 4611.9232 | 760 | 190 | 0.38419
3732 | 824.0866 | 22.8 | 1000 | 4000 | 6 | 72.37% | 100 | 178.5391 | 178.658 | 178.658 | 1 | 178.5391 | 100 | 252.974 | 240.2796 | 240.2796 | 240.2796 | 12.6945 | 252.974 | 56.7336 | 51.159 | 51.159 | 51.159 | 5.5746 | 56.7336 | 180.4163 | 122.2387 | 122.2387 | 162.2017 | 18.2146 | 122.2387 | 39.963 | 39.963 | 180.4163 | 130.2387 | 106.6754 | 106.6754 | 106.6754 | 23.5633 | 130.2387 | 2941.2801 | 2941.2801 | 1364.8253 | 1364.8253 | 45.7704 | 45.7704 | 583.0528 | 583.0528 | 947.6316 | 947.6316 | 543724544.6887 | 84216790.7488 | 640042080.4286 | 484016584.1339 | 1752 | 16.0115 | 4817715.7251 | 284448.6735 | 357.6135 | 1153.7213 | 6 | 3040 | 4611.9232 | 760 | 190 | 0.39592
3733 | 875.592 | 22.8 | 1000 | 4000 | 6 | 74.38% | 100 | 182.3498 | 182.3928 | 182.3928 | 1 | 182.3498 | 100 | 261.1033 | 247.9995 | 247.9995 | 247.9995 | 13.1038 | 261.1033 | 56.7277 | 51.1531 | 51.1531 | 51.1531 | 5.5746 | 56.7277 | 189.8406 | 131.2056 | 131.2056 | 171.1357 | 18.7049 | 131.2056 | 39.9301 | 39.9301 | 189.8406 | 126.5403 | 103.6547 | 103.6547 | 103.6547 | 22.8856 | 126.5403 | 3026.2347 | 3026.2347 | 1449.9606 | 1449.9606 | 45.7652 | 45.7652 | 582.9859 | 582.9859 | 947.523 | 947.523 | 559699986.7372 | 84216790.7488 | 659142144.8841 | 448941077.6299 | 1752 | 18.4726 | 4456352.2941 | 263112.9712 | 330.7899 | 1225.8288 | 6 | 3040 | 4611.9232 | 760 | 190 | 0.40734
3734 | 927.0974 | 22.8 | 1000 | 4000 | 6 | 76.29% | 100 | 186.1595 | 186.1084 | 186.1084 | 1 | 186.1595 | 100 | 269.1021 | 255.5954 | 255.5954 | 255.5954 | 13.5066 | 269.1021 | 56.7222 | 51.1476 | 51.1476 | 51.1476 | 5.5746 | 56.7222 | 200.1824 | 141.0133 | 141.0133 | 180.9409 | 19.2414 | 141.0133 | 39.9276 | 39.9276 | 200.1824 | 123.0905 | 100.8077 | 100.8077 | 100.8077 | 22.2829 | 123.0905 | 3111.1911 | 3111.1911 | 1535.0869 | 1535.0869 | 45.7603 | 45.7603 | 582.9231 | 582.9231 | 947.4208 | 947.4208 | 575081437.7432 | 84216790.7488 | 677247911.5912 | 415453859.9169 | 1752 | 20.8626 | 4120689.9922 | 243294.7208 | 305.8741 | 1297.9364 | 6 | 3040 | 4611.9232 | 760 | 190 | 0.41809
3735 | 978.6028 | 22.8 | 1000 | 4000 | 6 | 77.91% | 100 | 190.0122 | 189.8886 | 189.8886 | 1 | 190.0122 | 100 | 277.075 | 263.1668 | 263.1668 | 263.1668 | 13.9082 | 277.075 | 56.717 | 51.1424 | 51.1424 | 51.1424 | 5.5746 | 56.717 | 211.2558 | 151.6091 | 151.6091 | 191.4368 | 19.819 | 151.6091 | 39.8276 | 39.8276 | 211.2558 | 120.057 | 98.3043 | 98.3043 | 98.3043 | 21.7527 | 120.057 | 3196.149 | 3196.149 | 1620.2049 | 1620.2049 | 45.7556 | 45.7556 | 582.8639 | 582.8639 | 947.3246 | 947.3246 | 588362191.9757 | 84216790.7488 | 692400377.9857 | 387020639.2898 | 1752 | 23.2363 | 3828071.7678 | 226017.8887 | 284.1534 | 1370.044 | 6 | 3040 | 4611.9232 | 760 | 190 | 0.42801
3736 | 1030.1083 | 22.8 | 1000 | 4000 | 6 | 79.35% | 100 | 193.992 | 193.814 | 193.814 | 1 | 193.992 | 100 | 285.5904 | 271.2535 | 271.2535 | 271.2535 | 14.3369 | 285.5904 | 56.7121 | 51.1375 | 51.1375 | 51.1375 | 5.5746 | 56.7121 | 222.6806 | 162.4243 | 162.4243 | 202.2769 | 20.4037 | 162.4243 | 39.8526 | 39.8526 | 222.6806 | 117.4152 | 96.1209 | 96.1209 | 96.1209 | 21.2943 | 117.4152 | 3281.1084 | 3281.1084 | 1705.3154 | 1705.3154 | 45.7512 | 45.7512 | 582.808 | 582.808 | 947.2338 | 947.2338 | 599895075.7071 | 84216790.7488 | 706178429.7148 | 361709703.8293 | 1752 | 25.5996 | 3600058.7082 | 212555.4895 | 267.2283 | 1442.1516 | 6 | 3040 | 4611.9232 | 760 | 190 | 0.43663
3737 | 154.5162 | 53.2 | 1000 | 4000 | 7 | 27.55% | 100 | 148.1127 | 149.5976 | 149.5976 | 1 | 148.1127 | 100 | 186.7005 | 177.3498 | 177.3498 | 177.3498 | 9.3507 | 186.7005 | 56.838 | 51.2634 | 51.2634 | 51.2634 | 5.5746 | 56.838 | 110.1508 | 56.0999 | 56.0999 | 95.5199 | 14.6309 | 56.0999 | 39.42 | 39.42 | 110.1508 | 583.2726 | 477.5753 | 477.5753 | 477.5753 | 105.6973 | 583.2726 | 1994.6248 | 1994.6248 | 256.427 | 256.427 | 107.0157 | 107.0157 | 681.6165 | 681.6165 | 949.5656 | 949.5656 | 140654477.1482 | 196505845.0805 | 145459337.7219 | 1269380340.0495 | 1752 | 3.2445e-18 | 12487709.6054 | 737302.206 | 926.9484 | 216.3227 | 14 | 3040 | 4611.9232 | 760 | 190 | 0.089857
3738 | 206.0217 | 53.2 | 1000 | 4000 | 7 | 32.83% | 100 | 150.3532 | 151.8135 | 151.8135 | 1 | 150.3532 | 100 | 190.2575 | 180.7262 | 180.7262 | 180.7262 | 9.5313 | 190.2575 | 56.8242 | 51.2496 | 51.2496 | 51.2496 | 5.5746 | 56.8242 | 114.6183 | 60.2978 | 60.2978 | 99.7681 | 14.8502 | 60.2978 | 39.4703 | 39.4703 | 114.6183 | 436.2273 | 357.1713 | 357.1713 | 357.1713 | 79.056 | 436.2273 | 2079.5396 | 2079.5396 | 341.8105 | 341.8105 | 106.9868 | 106.9868 | 681.4327 | 681.4327 | 949.3096 | 949.3096 | 184079202.1868 | 196505845.0805 | 194643982.6411 | 1176770970.0916 | 1752 | 2.8389e-18 | 11591515.7221 | 684388.9219 | 860.425 | 288.4303 | 14 | 3040 | 4611.9232 | 760 | 190 | 0.12021
3739 | 257.5271 | 53.2 | 1000 | 4000 | 7 | 38.15% | 100 | 152.5994 | 153.9892 | 153.9892 | 1 | 152.5994 | 100 | 192.5641 | 182.915 | 182.915 | 182.915 | 9.6491 | 192.5641 | 56.8116 | 51.237 | 51.237 | 51.237 | 5.5746 | 56.8116 | 119.8809 | 65.21 | 65.21 | 104.7678 | 15.1131 | 65.21 | 39.5578 | 39.5578 | 119.8809 | 347.4125 | 284.4471 | 284.4471 | 284.4471 | 62.9655 | 347.4125 | 2164.4606 | 2164.4606 | 427.1582 | 427.1582 | 106.9605 | 106.9605 | 681.2654 | 681.2654 | 949.0765 | 949.0765 | 227361306.3594 | 196505845.0805 | 244475782.809 | 1083657065.7511 | 1752 | 3.2445e-18 | 10695941.9176 | 631512.2485 | 793.9476 | 360.5379 | 14 | 3040 | 4611.9232 | 760 | 190 | 0.15095
3740 | 309.0325 | 53.2 | 1000 | 4000 | 6 | 43.48% | 100 | 148.7021 | 150.1028 | 150.1028 | 1 | 148.7021 | 100 | 194.2347 | 184.5022 | 184.5022 | 184.5022 | 9.7325 | 194.2347 | 56.8133 | 51.2387 | 51.2387 | 51.2387 | 5.5746 | 56.8133 | 115.4277 | 60.8897 | 60.8897 | 100.5484 | 14.8793 | 60.8897 | 39.6586 | 39.6586 | 115.4277 | 288.2895 | 236.045 | 236.045 | 236.045 | 52.2446 | 288.2895 | 2152.6393 | 2152.6393 | 512.6067 | 512.6067 | 106.964 | 106.964 | 583.961 | 583.961 | 949.1076 | 949.1076 | 270551645.9477 | 196505845.0805 | 294729449.8167 | 990213059.1552 | 1752 | 3.2445e-18 | 9804037.3632 | 578852.2159 | 727.7425 | 432.6455 | 14 | 3040 | 4611.9232 | 760 | 190 | 0.18196
3741 | 360.5379 | 53.2 | 1000 | 4000 | 6 | 48.81% | 100 | 150.9441 | 152.212 | 152.212 | 1 | 150.9441 | 100 | 195.46 | 185.664 | 185.664 | 185.664 | 9.796 | 195.46 | 56.8016 | 51.227 | 51.227 | 51.227 | 5.5746 | 56.8016 | 121.8683 | 66.8666 | 66.8666 | 106.6613 | 15.207 | 66.8666 | 39.7947 | 39.7947 | 121.8683 | 246.0748 | 201.4785 | 201.4785 | 201.4785 | 44.5964 | 246.0748 | 2237.565 | 2237.565 | 597.9052 | 597.9052 | 106.9397 | 106.9397 | 583.8282 | 583.8282 | 948.8919 | 948.8919 | 313522285.6257 | 196505845.0805 | 345195088.3321 | 896776780.9618 | 1752 | 6.489e-18 | 8897726.9265 | 525341.6278 | 660.4681 | 504.753 | 14 | 3040 | 4611.9232 | 760 | 190 | 0.21324
3742 | 412.0433 | 53.2 | 1000 | 4000 | 7 | 53.83% | 100 | 159.7097 | 160.5131 | 160.5131 | 1 | 159.7097 | 100 | 197.2905 | 187.3987 | 187.3987 | 187.3987 | 9.8917 | 197.2905 | 56.7798 | 51.2052 | 51.2052 | 51.2052 | 5.5746 | 56.7798 | 142.312 | 86.269 | 86.269 | 126.0503 | 16.2617 | 86.269 | 39.7813 | 39.7813 | 142.312 | 216.7587 | 177.8109 | 177.8109 | 177.8109 | 38.9478 | 216.7587 | 2419.2534 | 2419.2534 | 683.029 | 683.029 | 106.8942 | 106.8942 | 680.8427 | 680.8427 | 948.4875 | 948.4875 | 353843452.5578 | 196505845.0805 | 392793285.4556 | 808857417.3127 | 1752 | 0.22427 | 8017549.0622 | 473373.9651 | 595.1335 | 576.8606 | 14 | 3040 | 4611.9232 | 760 | 190 | 0.24376
3743 | 463.5487 | 53.2 | 1000 | 4000 | 6 | 58.18% | 100 | 156.0975 | 156.8426 | 156.8426 | 1 | 156.0975 | 100 | 201.6446 | 191.5348 | 191.5348 | 191.5348 | 10.1098 | 201.6446 | 56.7811 | 51.2065 | 51.2065 | 51.2065 | 5.5746 | 56.7811 | 137.2285 | 81.4408 | 81.4408 | 121.2282 | 16.0003 | 81.4408 | 39.7873 | 39.7873 | 137.2285 | 195.148 | 160.0489 | 160.0489 | 160.0489 | 35.0991 | 195.148 | 2407.4302 | 2407.4302 | 768.4273 | 768.4273 | 106.8969 | 106.8969 | 583.5943 | 583.5943 | 948.5118 | 948.5118 | 387816794.4906 | 196505845.0805 | 434926223.4609 | 732751160.97 | 1752 | 1.2567 | 7273081.4594 | 429418.9386 | 539.8725 | 648.9682 | 14 | 3040 | 4611.9232 | 760 | 190 | 0.26957
3744 | 515.0541 | 53.2 | 1000 | 4000 | 6 | 61.84% | 100 | 158.943 | 159.4753 | 159.4753 | 1 | 158.943 | 100 | 207.8137 | 197.3928 | 197.3928 | 197.3928 | 10.4208 | 207.8137 | 56.772 | 51.1974 | 51.1974 | 51.1974 | 5.5746 | 56.772 | 145.5158 | 89.231 | 89.231 | 129.094 | 16.4218 | 89.231 | 39.863 | 39.863 | 145.5158 | 179.4178 | 147.1044 | 147.1044 | 147.1044 | 32.3134 | 179.4178 | 2492.3687 | 2492.3687 | 853.6566 | 853.6566 | 106.8779 | 106.8779 | 583.4908 | 583.4908 | 948.3435 | 948.3435 | 416464911.3709 | 196505845.0805 | 470497762.5157 | 668531481.0329 | 1752 | 2.94 | 6643010.6857 | 392218.1559 | 493.1031 | 721.0758 | 14 | 3040 | 4611.9232 | 760 | 190 | 0.29153
3745 | 566.5595 | 53.2 | 1000 | 4000 | 6 | 64.99% | 100 | 162.0506 | 162.4627 | 162.4627 | 1 | 162.0506 | 100 | 215.4078 | 204.6045 | 204.6045 | 204.6045 | 10.8033 | 215.4078 | 56.7636 | 51.189 | 51.189 | 51.189 | 5.5746 | 56.7636 | 153.7233 | 97.0328 | 97.0328 | 136.8783 | 16.8449 | 97.0328 | 39.8456 | 39.8456 | 153.7233 | 167.9825 | 137.6826 | 137.6826 | 137.6826 | 30.3 | 167.9825 | 2577.3106 | 2577.3106 | 938.8678 | 938.8678 | 106.8603 | 106.8603 | 583.3948 | 583.3948 | 948.1875 | 948.1875 | 441322454.8708 | 196505845.0805 | 500860234.3917 | 613311465.657 | 1752 | 5.0973 | 6076738.7578 | 358784.1993 | 451.0694 | 793.1834 | 14 | 3040 | 4611.9232 | 760 | 190 | 0.31003
3746 | 618.065 | 53.2 | 1000 | 4000 | 6 | 67.7% | 100 | 165.3414 | 165.6297 | 165.6297 | 1 | 165.3414 | 100 | 223.5582 | 212.3445 | 212.3445 | 212.3445 | 11.2137 | 223.5582 | 56.7558 | 51.1812 | 51.1812 | 51.1812 | 5.5746 | 56.7558 | 162.2772 | 105.18 | 105.18 | 144.9918 | 17.2855 | 105.18 | 39.8117 | 39.8117 | 162.2772 | 158.965 | 130.2494 | 130.2494 | 130.2494 | 28.7156 | 158.965 | 2662.2554 | 2662.2554 | 1024.063 | 1024.063 | 106.844 | 106.844 | 583.3057 | 583.3057 | 948.0427 | 948.0427 | 462696655.2761 | 196505845.0805 | 526934830.7463 | 565862668.8971 | 1752 | 7.5211 | 5616962.7422 | 331637.9986 | 416.9407 | 865.2909 | 14 | 3040 | 4611.9232 | 760 | 190 | 0.32639
3747 | 669.5704 | 53.2 | 1000 | 4000 | 6 | 70.25% | 100 | 168.8267 | 169.0265 | 169.0265 | 1 | 168.8267 | 100 | 231.9878 | 220.3496 | 220.3496 | 220.3496 | 11.6381 | 231.9878 | 56.7485 | 51.1739 | 51.1739 | 51.1739 | 5.5746 | 56.7485 | 171.3744 | 113.7245 | 113.7245 | 153.6226 | 17.7518 | 113.7245 | 39.8981 | 39.8981 | 171.3744 | 151.7013 | 124.2591 | 124.2591 | 124.2591 | 27.4422 | 151.7013 | 2747.2029 | 2747.2029 | 1109.2437 | 1109.2437 | 106.8288 | 106.8288 | 583.2227 | 583.2227 | 947.9077 | 947.9077 | 482746683.3615 | 196505845.0805 | 551500906.9207 | 521246564.6373 | 1752 | 10.0224 | 5184480.299 | 306103.2713 | 384.8381 | 937.3985 | 14 | 3040 | 4611.9232 | 760 | 190 | 0.34111
3748 | 721.0758 | 53.2 | 1000 | 4000 | 6 | 72.48% | 100 | 172.4286 | 172.5445 | 172.5445 | 1 | 172.4286 | 100 | 240.5891 | 228.5179 | 228.5179 | 228.5179 | 12.0712 | 240.5891 | 56.7417 | 51.1671 | 51.1671 | 51.1671 | 5.5746 | 56.7417 | 181.0546 | 122.8436 | 122.8436 | 162.8075 | 18.2471 | 122.8436 | 39.9639 | 39.9639 | 181.0546 | 145.6303 | 119.2581 | 119.2581 | 119.2581 | 26.3722 | 145.6303 | 2832.1528 | 2832.1528 | 1194.4113 | 1194.4113 | 106.8146 | 106.8146 | 583.1452 | 583.1452 | 947.7817 | 947.7817 | 500668493.8248 | 196505845.0805 | 572728905.6232 | 482096763.18 | 1752 | 12.6018 | 4800003.9992 | 283402.9337 | 356.2988 | 1009.5061 | 14 | 3040 | 4611.9232 | 760 | 190 | 0.35451
3749 | 772.5812 | 53.2 | 1000 | 4000 | 6 | 74.58% | 100 | 176.2003 | 176.2293 | 176.2293 | 1 | 176.2003 | 100 | 249.2602 | 236.7525 | 236.7525 | 236.7525 | 12.5077 | 249.2602 | 56.7353 | 51.1607 | 51.1607 | 51.1607 | 5.5746 | 56.7353 | 191.4032 | 132.6241 | 132.6241 | 172.6232 | 18.78 | 132.6241 | 39.9991 | 39.9991 | 191.4032 | 140.7109 | 115.2488 | 115.2488 | 115.2488 | 25.4621 | 140.7109 | 2917.1049 | 2917.1049 | 1279.5672 | 1279.5672 | 106.8013 | 106.8013 | 583.0726 | 583.0726 | 947.6638 | 947.6638 | 517343443.7664 | 196505845.0805 | 592861538.2374 | 445289172.9156 | 1752 | 15.1536 | 4431987.9189 | 261674.4442 | 328.9814 | 1081.6137 | 14 | 3040 | 4611.9232 | 760 | 190 | 0.36697
3750 | 824.0866 | 53.2 | 1000 | 4000 | 6 | 76.54% | 100 | 179.966 | 179.909 | 179.909 | 1 | 179.966 | 100 | 257.9086 | 244.9655 | 244.9655 | 244.9655 | 12.9431 | 257.9086 | 56.7294 | 51.1548 | 51.1548 | 51.1548 | 5.5746 | 56.7294 | 202.6282 | 143.2118 | 143.2118 | 183.269 | 19.3592 | 143.2118 | 40.0572 | 40.0572 | 202.6282 | 136.2154 | 111.539 | 111.539 | 111.539 | 24.6764 | 136.2154 | 3002.0589 | 3002.0589 | 1364.7123 | 1364.7123 | 106.7889 | 106.7889 | 583.0045 | 583.0045 | 947.5532 | 947.5532 | 533104313.7938 | 196505845.0805 | 611392405.0066 | 410997436.1191 | 1752 | 17.7005 | 4096676.6299 | 241876.9184 | 304.0916 | 1153.7213 | 14 | 3040 | 4611.9232 | 760 | 190 | 0.37802
3751 | 875.592 | 53.2 | 1000 | 4000 | 6 | 78.34% | 100 | 183.804 | 183.6641 | 183.6641 | 1 | 183.804 | 100 | 266.5448 | 253.1669 | 253.1669 | 253.1669 | 13.3779 | 266.5448 | 56.7237 | 51.1491 | 51.1491 | 51.1491 | 5.5746 | 56.7237 | 214.7144 | 154.6389 | 154.6389 | 194.7323 | 19.9821 | 154.6389 | 40.0934 | 40.0934 | 214.7144 | 132.335 | 108.337 | 108.337 | 108.337 | 23.998 | 132.335 | 3087.0148 | 3087.0148 | 1449.8478 | 1449.8478 | 106.7771 | 106.7771 | 582.9406 | 582.9406 | 947.4492 | 947.4492 | 547837572.5465 | 196505845.0805 | 628175206.3064 | 379481376.0666 | 1752 | 20.1987 | 3781933.7061 | 223293.7947 | 280.7286 | 1225.8288 | 14 | 3040 | 4611.9232 | 760 | 190 | 0.38814
3752 | 927.0974 | 53.2 | 1000 | 4000 | 6 | 79.94% | 100 | 187.7041 | 187.4739 | 187.4739 | 1 | 187.7041 | 100 | 275.3383 | 261.5176 | 261.5176 | 261.5176 | 13.8206 | 275.3383 | 56.7185 | 51.1439 | 51.1439 | 51.1439 | 5.5746 | 56.7185 | 227.7292 | 166.9832 | 166.9832 | 207.0768 | 20.6524 | 166.9832 | 40.0936 | 40.0936 | 227.7292 | 128.892 | 105.4957 | 105.4957 | 105.4957 | 23.3962 | 128.892 | 3171.9723 | 3171.9723 | 1534.9744 | 1534.9744 | 106.7661 | 106.7661 | 582.8804 | 582.8804 | 947.3514 | 947.3514 | 560488698.8852 | 196505845.0805 | 643553945.4739 | 351451510.5604 | 1752 | 22.6257 | 3513818.8651 | 207463.6969 | 260.8268 | 1297.9364 | 14 | 3040 | 4611.9232 | 760 | 190 | 0.39816
3753 | 978.6028 | 53.2 | 1000 | 4000 | 6 | 81.3% | 100 | 191.8042 | 191.5443 | 191.5443 | 1 | 191.8042 | 100 | 284.5209 | 270.238 | 270.238 | 270.238 | 14.2828 | 284.5209 | 56.7135 | 51.1389 | 51.1389 | 51.1389 | 5.5746 | 56.7135 | 240.7609 | 179.278 | 179.278 | 219.4438 | 21.3171 | 179.278 | 40.1658 | 40.1658 | 240.7609 | 126.282 | 103.3691 | 103.3691 | 103.3691 | 22.9129 | 126.282 | 3256.9313 | 3256.9313 | 1620.0929 | 1620.0929 | 106.7557 | 106.7557 | 582.8236 | 582.8236 | 947.2591 | 947.2591 | 571911557.8691 | 196505845.0805 | 655910968.9531 | 327671628.0973 | 1752 | 25.0945 | 3274881.3785 | 193356.2952 | 243.0907 | 1370.044 | 14 | 3040 | 4611.9232 | 760 | 190 | 0.40568
3754 | 1030.1083 | 53.2 | 1000 | 4000 | 6 | 82.54% | 100 | 195.9127 | 195.5906 | 195.5906 | 1 | 195.9127 | 100 | 293.8904 | 279.136 | 279.136 | 279.136 | 14.7545 | 293.8904 | 56.7088 | 51.1342 | 51.1342 | 51.1342 | 5.5746 | 56.7088 | 253.9821 | 191.7757 | 191.7757 | 231.9851 | 21.997 | 191.7757 | 40.2094 | 40.2094 | 253.9821 | 123.9262 | 101.416 | 101.416 | 101.416 | 22.5102 | 123.9262 | 3341.8917 | 3341.8917 | 1705.204 | 1705.204 | 106.7459 | 106.7459 | 582.7699 | 582.7699 | 947.1719 | 947.1719 | 582368286.7252 | 196505845.0805 | 667235291.4002 | 305890576.7941 | 1752 | 27.4523 | 3062239.0082 | 180801.4158 | 227.3065 | 1442.1516 | 14 | 3040 | 4611.9232 | 760 | 190 | 0.41295
3755 | 103.0108 | 102.6 | 1000 | 4000 | 7 | 33.81% | 100 | 146.5768 | 147.4817 | 147.4817 | 1 | 146.5768 | 100 | 166.8135 | 158.4584 | 158.4584 | 158.4584 | 8.355 | 166.8135 | 56.8357 | 51.2611 | 51.2611 | 51.2611 | 5.5746 | 56.8357 | 117.008 | 61.5734 | 61.5734 | 101.8443 | 15.1637 | 61.5734 | 40.271 | 40.271 | 117.008 | 770.0497 | 630.4168 | 630.4168 | 630.4168 | 139.633 | 770.0497 | 2008.4292 | 2008.4292 | 170.9435 | 170.9435 | 206.3779 | 206.3779 | 681.5854 | 681.5854 | 949.5223 | 949.5223 | 104679237.6993 | 378975558.3695 | 108691601.6435 | 1159653602.2877 | 1752 | -4.0556e-19 | 11653005.0271 | 688019.3875 | 864.9893 | 144.2152 | 27 | 3040 | 4611.9232 | 760 | 190 | 0.067258
3756 | 154.5162 | 102.6 | 1000 | 4000 | 7 | 38.7% | 100 | 148.8259 | 149.9989 | 149.9989 | 1 | 148.8259 | 100 | 175.8674 | 167.0567 | 167.0567 | 167.0567 | 8.8107 | 175.8674 | 56.822 | 51.2474 | 51.2474 | 51.2474 | 5.5746 | 56.822 | 121.6847 | 66.2316 | 66.2316 | 106.3464 | 15.3383 | 66.2316 | 40.1149 | 40.1149 | 121.6847 | 562.6551 | 460.6778 | 460.6778 | 460.6778 | 101.9773 | 562.6551 | 2093.345 | 2093.345 | 256.3472 | 256.3472 | 206.3231 | 206.3231 | 681.4045 | 681.4045 | 949.2702 | 949.2702 | 149072871.0012 | 378975558.3695 | 149920671.9188 | 1074030898.7105 | 1752 | -3.2445e-18 | 10751960.9794 | 634819.7388 | 798.1058 | 216.3227 | 27 | 3040 | 4611.9232 | 760 | 190 | 0.092701
3757 | 206.0217 | 102.6 | 1000 | 4000 | 7 | 43.8% | 100 | 151.059 | 152.2846 | 152.2846 | 1 | 151.059 | 100 | 181.0163 | 171.9456 | 171.9456 | 171.9456 | 9.0708 | 181.0163 | 56.8096 | 51.235 | 51.235 | 51.235 | 5.5746 | 56.8096 | 127.6444 | 71.9346 | 71.9346 | 112.0368 | 15.6076 | 71.9346 | 40.1021 | 40.1021 | 127.6444 | 433.4406 | 354.8752 | 354.8752 | 354.8752 | 78.5654 | 433.4406 | 2178.267 | 2178.267 | 341.7136 | 341.7136 | 206.2732 | 206.2732 | 681.2396 | 681.2396 | 949.0405 | 949.0405 | 193215857.7008 | 378975558.3695 | 195234882.7451 | 984573701.1847 | 1752 | -1.0139e-18 | 9846936.9623 | 581385.1038 | 730.9269 | 288.4303 | 27 | 3040 | 4611.9232 | 760 | 190 | 0.12067
3758 | 257.5271 | 102.6 | 1000 | 4000 | 7 | 49.01% | 100 | 153.2962 | 154.4374 | 154.4374 | 1 | 153.2962 | 100 | 184.4338 | 175.1899 | 175.1899 | 175.1899 | 9.2439 | 184.4338 | 56.7983 | 51.2237 | 51.2237 | 51.2237 | 5.5746 | 56.7983 | 135.0217 | 78.8839 | 78.8839 | 119.0568 | 15.9649 | 78.8839 | 40.1729 | 40.1729 | 135.0217 | 349.2544 | 285.946 | 285.946 | 285.946 | 63.3084 | 349.2544 | 2263.1941 | 2263.1941 | 427.0474 | 427.0474 | 206.2275 | 206.2275 | 681.0888 | 681.0888 | 948.8304 | 948.8304 | 237229348.0711 | 378975558.3695 | 242442513.3671 | 893352580.1923 | 1752 | 2.0278e-18 | 8947610.3013 | 528286.8534 | 664.1709 | 360.5379 | 27 | 3040 | 4611.9232 | 760 | 190 | 0.1498
3759 | 309.0325 | 102.6 | 1000 | 4000 | 7 | 54.2% | 100 | 155.4764 | 156.4381 | 156.4381 | 1 | 155.4764 | 100 | 187.3863 | 177.9926 | 177.9926 | 177.9926 | 9.3937 | 187.3863 | 56.7879 | 51.2133 | 51.2133 | 51.2133 | 5.5746 | 56.7879 | 143.9459 | 87.3821 | 87.3821 | 127.5332 | 16.4127 | 87.3821 | 40.1511 | 40.1511 | 143.9459 | 291.0053 | 238.2587 | 238.2587 | 238.2587 | 52.7466 | 291.0053 | 2348.126 | 2348.126 | 512.3527 | 512.3527 | 206.1856 | 206.1856 | 680.9502 | 680.9502 | 948.6374 | 948.6374 | 279732367.6292 | 378975558.3695 | 290804147.9619 | 802487926.0394 | 1752 | 3.2445e-18 | 8030379.438 | 474131.4991 | 596.0859 | 432.6455 | 27 | 3040 | 4611.9232 | 760 | 190 | 0.18027
3760 | 360.5379 | 102.6 | 1000 | 4000 | 7 | 59.12% | 100 | 158.2242 | 158.9532 | 158.9532 | 1 | 158.2242 | 100 | 190.5066 | 180.9547 | 180.9547 | 180.9547 | 9.5519 | 190.5066 | 56.7783 | 51.2037 | 51.2037 | 51.2037 | 5.5746 | 56.7783 | 154.6794 | 97.4429 | 97.4429 | 137.7241 | 16.9553 | 97.4429 | 40.2812 | 40.2812 | 154.6794 | 253.1246 | 207.6225 | 207.6225 | 207.6225 | 45.5021 | 253.1246 | 2433.0619 | 2433.0619 | 597.6328 | 597.6328 | 206.1469 | 206.1469 | 680.8226 | 680.8226 | 948.4596 | 948.4596 | 320510273.0658 | 378975558.3695 | 336297598.4746 | 716216570.09 | 1752 | 0.32195 | 7191866.9494 | 424623.853 | 533.8441 | 504.753 | 27 | 3040 | 4611.9232 | 760 | 190 | 0.20902
3761 | 412.0433 | 102.6 | 1000 | 4000 | 7 | 63.39% | 100 | 160.7478 | 161.1911 | 161.1911 | 1 | 160.7478 | 100 | 195.5503 | 185.7439 | 185.7439 | 185.7439 | 9.8064 | 195.5503 | 56.7694 | 51.1948 | 51.1948 | 51.1948 | 5.5746 | 56.7694 | 166.5209 | 108.6428 | 108.6428 | 148.9688 | 17.5521 | 108.6428 | 40.326 | 40.326 | 166.5209 | 224.8315 | 184.3712 | 184.3712 | 184.3712 | 40.4603 | 224.8315 | 2518.0014 | 2518.0014 | 682.8905 | 682.8905 | 206.1112 | 206.1112 | 680.7046 | 680.7046 | 948.2952 | 948.2952 | 355334231.4119 | 378975558.3695 | 376264678.6353 | 641425531.5834 | 1752 | 1.3632 | 6439045.6347 | 380175.6048 | 477.963 | 576.8606 | 27 | 3040 | 4611.9232 | 760 | 190 | 0.23367
3762 | 463.5487 | 102.6 | 1000 | 4000 | 6 | 67.04% | 100 | 157.4351 | 157.8729 | 157.8729 | 1 | 157.4351 | 100 | 202.7453 | 192.5784 | 192.5784 | 192.5784 | 10.167 | 202.7453 | 56.7706 | 51.196 | 51.196 | 51.196 | 5.5746 | 56.7706 | 160.7164 | 103.1665 | 103.1665 | 143.4679 | 17.2486 | 103.1665 | 40.3014 | 40.3014 | 160.7164 | 205.1155 | 168.1484 | 168.1484 | 168.1484 | 36.967 | 205.1155 | 2506.1777 | 2506.1777 | 768.2697 | 768.2697 | 206.116 | 206.116 | 583.4747 | 583.4747 | 948.3173 | 948.3173 | 384242763.3166 | 378975558.3695 | 411311469.5361 | 577470208.7778 | 1752 | 3.0142 | 5793608.134 | 342067.5363 | 430.0529 | 648.9682 | 27 | 3040 | 4611.9232 | 760 | 190 | 0.2553
3763 | 515.0541 | 102.6 | 1000 | 4000 | 6 | 70.13% | 100 | 160.5356 | 160.8094 | 160.8094 | 1 | 160.5356 | 100 | 211.1147 | 200.5264 | 200.5264 | 200.5264 | 10.5883 | 211.1147 | 56.7623 | 51.1877 | 51.1877 | 51.1877 | 5.5746 | 56.7623 | 171.8232 | 113.6936 | 113.6936 | 154.0097 | 17.8134 | 113.6936 | 40.3162 | 40.3162 | 171.8232 | 190.528 | 156.1326 | 156.1326 | 156.1326 | 34.3954 | 190.528 | 2591.1201 | 2591.1201 | 853.4944 | 853.4944 | 206.0825 | 206.0825 | 583.3799 | 583.3799 | 948.1633 | 948.1633 | 408774426.5783 | 378975558.3695 | 440947005.2193 | 523303027.6502 | 1752 | 5.1781 | 5260146.4643 | 310570.7704 | 390.4547 | 721.0758 | 27 | 3040 | 4611.9232 | 760 | 190 | 0.27343
3764 | 566.5595 | 102.6 | 1000 | 4000 | 6 | 72.75% | 100 | 163.8897 | 164.0409 | 164.0409 | 1 | 163.8897 | 100 | 220.4783 | 209.4188 | 209.4188 | 209.4188 | 11.0595 | 220.4783 | 56.7546 | 51.18 | 51.18 | 51.18 | 5.5746 | 56.7546 | 183.1165 | 124.4221 | 124.4221 | 164.7293 | 18.3871 | 124.4221 | 40.3072 | 40.3072 | 183.1165 | 179.705 | 147.2146 | 147.2146 | 147.2146 | 32.4904 | 179.705 | 2676.0653 | 2676.0653 | 938.702 | 938.702 | 206.0514 | 206.0514 | 583.2918 | 583.2918 | 948.0201 | 948.0201 | 429760596.2656 | 378975558.3695 | 465790394.6626 | 477473450.7023 | 1752 | 7.6782 | 4790790.0733 | 282858.923 | 355.6149 | 793.1834 | 27 | 3040 | 4611.9232 | 760 | 190 | 0.28882
3765 | 618.065 | 102.6 | 1000 | 4000 | 6 | 75.13% | 100 | 167.4228 | 167.4673 | 167.4673 | 1 | 167.4228 | 100 | 230.0806 | 218.5379 | 218.5379 | 218.5379 | 11.5427 | 230.0806 | 56.7474 | 51.1728 | 51.1728 | 51.1728 | 5.5746 | 56.7474 | 195.1333 | 135.7615 | 135.7615 | 176.1316 | 19.0016 | 135.7615 | 40.3702 | 40.3702 | 195.1333 | 171.1352 | 140.1467 | 140.1467 | 140.1467 | 30.9885 | 171.1352 | 2761.0132 | 2761.0132 | 1023.8945 | 1023.8945 | 206.0224 | 206.0224 | 583.2097 | 583.2097 | 947.8866 | 947.8866 | 449042000.4816 | 378975558.3695 | 488322505.2553 | 435659935.8936 | 1752 | 10.2832 | 4378739.1754 | 258530.5197 | 325.0288 | 865.2909 | 27 | 3040 | 4611.9232 | 760 | 190 | 0.3025
3766 | 669.5704 | 102.6 | 1000 | 4000 | 6 | 77.3% | 100 | 171.0503 | 170.9766 | 170.9766 | 1 | 171.0503 | 100 | 239.6504 | 227.6261 | 227.6261 | 227.6261 | 12.0243 | 239.6504 | 56.7406 | 51.166 | 51.166 | 51.166 | 5.5746 | 56.7406 | 208.4195 | 148.308 | 148.308 | 188.7363 | 19.6832 | 148.308 | 40.4283 | 40.4283 | 208.4195 | 163.8473 | 134.1393 | 134.1393 | 134.1393 | 29.708 | 163.8473 | 2845.9635 | 2845.9635 | 1109.0732 | 1109.0732 | 205.9953 | 205.9953 | 583.133 | 583.133 | 947.762 | 947.762 | 466423033.6124 | 378975558.3695 | 508932451.4687 | 397668956.5494 | 1752 | 12.8904 | 3997555.6812 | 236024.5966 | 296.734 | 937.3985 | 27 | 3040 | 4611.9232 | 760 | 190 | 0.31546
3767 | 721.0758 | 102.6 | 1000 | 4000 | 6 | 79.21% | 100 | 174.7715 | 174.6066 | 174.6066 | 1 | 174.7715 | 100 | 249.4263 | 236.91 | 236.91 | 236.91 | 12.5163 | 249.4263 | 56.7343 | 51.1597 | 51.1597 | 51.1597 | 5.5746 | 56.7343 | 222.5777 | 161.7652 | 161.7652 | 202.1701 | 20.4077 | 161.7652 | 40.4049 | 40.4049 | 222.5777 | 157.773 | 129.1295 | 129.1295 | 129.1295 | 28.6434 | 157.773 | 2930.916 | 2930.916 | 1194.2394 | 1194.2394 | 205.97 | 205.97 | 583.0612 | 583.0612 | 947.6453 | 947.6453 | 482051666.5043 | 378975558.3695 | 526771217.0328 | 364201558.0934 | 1752 | 15.5562 | 3666924.6681 | 216503.4048 | 272.1916 | 1009.5061 | 27 | 3040 | 4611.9232 | 760 | 190 | 0.32652
3768 | 772.5812 | 102.6 | 1000 | 4000 | 6 | 80.87% | 100 | 178.6283 | 178.3877 | 178.3877 | 1 | 178.6283 | 100 | 259.4979 | 246.4748 | 246.4748 | 246.4748 | 13.0231 | 259.4979 | 56.7284 | 51.1538 | 51.1538 | 51.1538 | 5.5746 | 56.7284 | 237.3912 | 175.7787 | 175.7787 | 216.2285 | 21.1627 | 175.7787 | 40.4498 | 40.4498 | 237.3912 | 152.7985 | 125.0204 | 125.0204 | 125.0204 | 27.7781 | 152.7985 | 3015.8703 | 3015.8703 | 1279.3944 | 1279.3944 | 205.9462 | 205.9462 | 582.9939 | 582.9939 | 947.5359 | 947.5359 | 495674412.568 | 378975558.3695 | 542186891.2482 | 335163137.8143 | 1752 | 18.2733 | 3367676.6041 | 198835.1321 | 249.9788 | 1081.6137 | 27 | 3040 | 4611.9232 | 760 | 190 | 0.33577
3769 | 824.0866 | 102.6 | 1000 | 4000 | 6 | 82.41% | 100 | 182.5729 | 182.2368 | 182.2368 | 1 | 182.5729 | 100 | 269.6803 | 256.1448 | 256.1448 | 256.1448 | 13.5355 | 269.6803 | 56.7229 | 51.1483 | 51.1483 | 51.1483 | 5.5746 | 56.7229 | 252.78 | 190.4348 | 190.4348 | 230.8222 | 21.9577 | 190.4348 | 40.3874 | 40.3874 | 252.78 | 148.7114 | 121.6438 | 121.6438 | 121.6438 | 27.0675 | 148.7114 | 3100.8265 | 3100.8265 | 1364.5392 | 1364.5392 | 205.9238 | 205.9238 | 582.9306 | 582.9306 | 947.4329 | 947.4329 | 508620846.9757 | 378975558.3695 | 556235107.2363 | 308168487.4185 | 1752 | 20.8752 | 3088430.7922 | 182347.8371 | 229.2507 | 1153.7213 | 27 | 3040 | 4611.9232 | 760 | 190 | 0.34457
3770 | 875.592 | 102.6 | 1000 | 4000 | 5 | 83.73% | 100 | 180.4718 | 180.3493 | 180.3493 | 1 | 180.4718 | 100 | 280.0314 | 265.9766 | 265.9766 | 265.9766 | 14.0548 | 280.0314 | 56.7236 | 51.149 | 51.149 | 51.149 | 5.5746 | 56.7236 | 232.8056 | 171.5756 | 171.5756 | 211.8741 | 20.9315 | 171.5756 | 40.2985 | 40.2985 | 232.8056 | 145.269 | 118.8048 | 118.8048 | 118.8048 | 26.4642 | 145.269 | 3089.0006 | 3089.0006 | 1449.8442 | 1449.8442 | 205.9268 | 205.9268 | 485.7826 | 485.7826 | 947.4469 | 947.4469 | 519872399.5341 | 378975558.3695 | 568037277.2415 | 285114764.855 | 1752 | 23.4635 | 2854606.071 | 168542.3044 | 211.8942 | 1225.8288 | 27 | 3040 | 4611.9232 | 760 | 190 | 0.35192
3771 | 927.0974 | 102.6 | 1000 | 4000 | 5 | 84.98% | 100 | 184.5844 | 184.368 | 184.368 | 1 | 184.5844 | 100 | 290.4699 | 275.8898 | 275.8898 | 275.8898 | 14.5802 | 290.4699 | 56.7183 | 51.1437 | 51.1437 | 51.1437 | 5.5746 | 56.7183 | 247.0868 | 185.0898 | 185.0898 | 225.4218 | 21.665 | 185.0898 | 40.332 | 40.332 | 247.0868 | 142.2568 | 116.3087 | 116.3087 | 116.3087 | 25.9481 | 142.2568 | 3173.9581 | 3173.9581 | 1534.9708 | 1534.9708 | 205.9056 | 205.9056 | 485.7325 | 485.7325 | 947.3492 | 947.3492 | 530364305.181 | 378975558.3695 | 579483620.1935 | 263176516.256 | 1752 | 25.9325 | 2641074.7039 | 155934.9366 | 196.044 | 1297.9364 | 27 | 3040 | 4611.9232 | 760 | 190 | 0.35894
3772 | 978.6028 | 102.6 | 1000 | 4000 | 5 | 85.98% | 100 | 188.7896 | 188.5631 | 188.5631 | 1 | 188.7896 | 100 | 301.1224 | 286.0061 | 286.0061 | 286.0061 | 15.1163 | 301.1224 | 56.7134 | 51.1388 | 51.1388 | 51.1388 | 5.5746 | 56.7134 | 261.7021 | 198.8567 | 198.8567 | 239.2915 | 22.4106 | 198.8567 | 40.4348 | 40.4348 | 261.7021 | 139.7395 | 114.2213 | 114.2213 | 114.2213 | 25.5182 | 139.7395 | 3258.9172 | 3258.9172 | 1620.0893 | 1620.0893 | 205.8856 | 205.8856 | 485.6853 | 485.6853 | 947.257 | 947.257 | 539317734.9702 | 378975558.3695 | 587999416.0492 | 245707290.6111 | 1752 | 28.3958 | 2477343.4508 | 146267.8785 | 183.8904 | 1370.044 | 27 | 3040 | 4611.9232 | 760 | 190 | 0.36416
3773 | 1030.1083 | 102.6 | 1000 | 4000 | 5 | 86.98% | 100 | 193.0322 | 192.7193 | 192.7193 | 1 | 193.0322 | 100 | 311.8818 | 296.2241 | 296.2241 | 296.2241 | 15.6578 | 311.8818 | 56.7087 | 51.1341 | 51.1341 | 51.1341 | 5.5746 | 56.7087 | 277.1985 | 213.526 | 213.526 | 253.9935 | 23.205 | 213.526 | 40.4675 | 40.4675 | 277.1985 | 137.4673 | 112.3384 | 112.3384 | 112.3384 | 25.1289 | 137.4673 | 3343.8776 | 3343.8776 | 1705.2004 | 1705.2004 | 205.8666 | 205.8666 | 485.6406 | 485.6406 | 947.1699 | 947.1699 | 547775276.8137 | 378975558.3695 | 597189923.1283 | 228059241.6886 | 1752 | 30.6867 | 2289706.8708 | 135189.3966 | 169.9623 | 1442.1516 | 27 | 3040 | 4611.9232 | 760 | 190 | 0.36974
3774 | 51.5054 | 152 | 1000 | 4000 | 7 | 41.63% | 100 | 145.1788 | 145.1569 | 145.1569 | 1 | 145.1788 | 100 | 141.5928 | 134.5007 | 134.5007 | 134.5007 | 7.0921 | 141.5928 | 56.8334 | 51.2588 | 51.2588 | 51.2588 | 5.5746 | 56.8334 | 128.84 | 70.0221 | 70.0221 | 112.566 | 16.2741 | 70.0221 | 42.5439 | 42.5439 | 128.84 | 770.8202 | 631.0194 | 631.0194 | 631.0194 | 139.8008 | 770.8202 | 2022.2337 | 2022.2337 | 85.4679 | 85.4679 | 305.7313 | 305.7313 | 681.5548 | 681.5548 | 949.4796 | 949.4796 | 61655280.4209 | 561445271.6585 | 106278454.2868 | 1022620993.6338 | 1752 | -4.0556e-19 | 10855631.2316 | 640940.6615 | 805.8011 | 72.1076 | 40 | 3040 | 4611.9232 | 760 | 190 | 0.065833
3775 | 154.5162 | 152 | 1000 | 4000 | 7 | 50.27% | 100 | 149.5547 | 150.3456 | 150.3456 | 1 | 149.5547 | 100 | 167.0285 | 158.6584 | 158.6584 | 158.6584 | 8.3701 | 167.0285 | 56.8077 | 51.2331 | 51.2331 | 51.2331 | 5.5746 | 56.8077 | 139.52 | 81.5279 | 81.5279 | 123.0101 | 16.5099 | 81.5279 | 41.4822 | 41.4822 | 139.52 | 515.4997 | 422.057 | 422.057 | 422.057 | 93.4427 | 515.4997 | 2192.0735 | 2192.0735 | 256.2756 | 256.2756 | 305.5785 | 305.5785 | 681.2142 | 681.2142 | 949.0051 | 949.0051 | 156740211.1764 | 561445271.6585 | 162490587.772 | 871323929.3931 | 1752 | -6.8945e-18 | 9010468.6859 | 531998.1525 | 668.8368 | 216.3227 | 40 | 3040 | 4611.9232 | 760 | 190 | 0.10055
3776 | 206.0217 | 152 | 1000 | 4000 | 7 | 55.1% | 100 | 151.7758 | 152.6302 | 152.6302 | 1 | 151.7758 | 100 | 173.7718 | 165.062 | 165.062 | 165.062 | 8.7098 | 173.7718 | 56.7965 | 51.222 | 51.222 | 51.222 | 5.5746 | 56.7965 | 148.0817 | 89.8508 | 89.8508 | 131.2089 | 16.8728 | 89.8508 | 41.3581 | 41.3581 | 148.0817 | 414.334 | 339.2275 | 339.2275 | 339.2275 | 75.1065 | 414.334 | 2277.0014 | 2277.0014 | 341.6263 | 341.6263 | 305.5118 | 305.5118 | 681.0655 | 681.0655 | 948.7979 | 948.7979 | 200850263.6709 | 561445271.6585 | 203043068.2759 | 786661396.3947 | 1752 | 1.6222e-18 | 8112642.9126 | 478988.5179 | 602.1922 | 288.4303 | 40 | 3040 | 4611.9232 | 760 | 190 | 0.12576
3777 | 257.5271 | 152 | 1000 | 4000 | 7 | 59.92% | 100 | 154.0472 | 154.7713 | 154.7713 | 1 | 154.0472 | 100 | 178.8191 | 169.8545 | 169.8545 | 169.8545 | 8.9645 | 178.8191 | 56.7863 | 51.2117 | 51.2117 | 51.2117 | 5.5746 | 56.7863 | 158.9018 | 100.1669 | 100.1669 | 141.5195 | 17.3823 | 100.1669 | 41.3526 | 41.3526 | 158.9018 | 343.8546 | 281.5057 | 281.5057 | 281.5057 | 62.3489 | 343.8546 | 2361.934 | 2361.934 | 426.9471 | 426.9471 | 305.4505 | 305.4505 | 680.9288 | 680.9288 | 948.6075 | 948.6075 | 243837406.9904 | 561445271.6585 | 244597742.9583 | 702119578.3928 | 1752 | 0.10086 | 7229526.9022 | 426847.3805 | 536.6395 | 360.5379 | 40 | 3040 | 4611.9232 | 760 | 190 | 0.15273
3778 | 309.0325 | 152 | 1000 | 4000 | 7 | 64.54% | 100 | 156.4132 | 156.9679 | 156.9679 | 1 | 156.4132 | 100 | 184.1065 | 174.8753 | 174.8753 | 174.8753 | 9.2312 | 184.1065 | 56.7768 | 51.2022 | 51.2022 | 51.2022 | 5.5746 | 56.7768 | 171.9183 | 112.6036 | 112.6036 | 153.8928 | 18.0255 | 112.6036 | 41.2893 | 41.2893 | 171.9183 | 294.4179 | 241.0262 | 241.0262 | 241.0262 | 53.3916 | 294.4179 | 2446.8705 | 2446.8705 | 512.2418 | 512.2418 | 305.394 | 305.394 | 680.8028 | 680.8028 | 948.432 | 948.432 | 283699636.4077 | 561445271.6585 | 285672947.2129 | 621182144.7208 | 1752 | 0.61896 | 6390610.1834 | 377315.8678 | 474.3677 | 432.6455 | 40 | 3040 | 4611.9232 | 760 | 190 | 0.17804
3779 | 360.5379 | 152 | 1000 | 4000 | 6 | 68.72% | 100 | 153.2384 | 153.7623 | 153.7623 | 1 | 153.2384 | 100 | 190.421 | 180.8734 | 180.8734 | 180.8734 | 9.5476 | 190.421 | 56.7781 | 51.2035 | 51.2035 | 51.2035 | 5.5746 | 56.7781 | 168.068 | 108.8733 | 108.8733 | 150.2592 | 17.8088 | 108.8733 | 41.3859 | 41.3859 | 168.068 | 261.7459 | 214.6007 | 214.6007 | 214.6007 | 47.1452 | 261.7459 | 2435.0472 | 2435.0472 | 597.6303 | 597.6303 | 305.4016 | 305.4016 | 583.5598 | 583.5598 | 948.4556 | 948.4556 | 319176790.7548 | 561445271.6585 | 323288900.2087 | 548089037.378 | 1752 | 1.6601 | 5652599.5051 | 333742.0725 | 419.586 | 504.753 | 40 | 3040 | 4611.9232 | 760 | 190 | 0.20131
3780 | 412.0433 | 152 | 1000 | 4000 | 6 | 72.28% | 100 | 156.0437 | 156.3523 | 156.3523 | 1 | 156.0437 | 100 | 198.4209 | 188.4706 | 188.4706 | 188.4706 | 9.9504 | 198.4209 | 56.7692 | 51.1946 | 51.1946 | 51.1946 | 5.5746 | 56.7692 | 182.4517 | 122.5582 | 122.5582 | 163.9188 | 18.5329 | 122.5582 | 41.3606 | 41.3606 | 182.4517 | 236.5475 | 193.871 | 193.871 | 193.871 | 42.6766 | 236.5475 | 2519.9868 | 2519.9868 | 682.8878 | 682.8878 | 305.3488 | 305.3488 | 583.4588 | 583.4588 | 948.2915 | 948.2915 | 348674487.1345 | 561445271.6585 | 356213240.3262 | 485667000.8808 | 1752 | 3.339 | 5003988.0445 | 295446.6064 | 371.4403 | 576.8606 | 40 | 3040 | 4611.9232 | 760 | 190 | 0.22134
3781 | 463.5487 | 152 | 1000 | 4000 | 6 | 75.21% | 100 | 159.1728 | 159.3049 | 159.3049 | 1 | 159.1728 | 100 | 208.001 | 197.5686 | 197.5686 | 197.5686 | 10.4324 | 208.001 | 56.761 | 51.1864 | 51.1864 | 51.1864 | 5.5746 | 56.761 | 197.4351 | 136.8187 | 136.8187 | 178.1468 | 19.2883 | 136.8187 | 41.3281 | 41.3281 | 197.4351 | 218.9287 | 179.362 | 179.362 | 179.362 | 39.5668 | 218.9287 | 2604.9297 | 2604.9297 | 768.1255 | 768.1255 | 305.2997 | 305.2997 | 583.3651 | 583.3651 | 948.1393 | 948.1393 | 373020911.2135 | 561445271.6585 | 383158160.2123 | 434375564.0417 | 1751.9999 | 5.5469 | 4474792.0891 | 264201.6978 | 332.1587 | 648.9682 | 40 | 3040 | 4611.9232 | 760 | 190 | 0.23823
3782 | 515.0541 | 152 | 1000 | 4000 | 6 | 77.67% | 100 | 162.5614 | 162.5538 | 162.5538 | 1 | 162.5614 | 100 | 218.596 | 207.6306 | 207.6306 | 207.6306 | 10.9653 | 218.596 | 56.7534 | 51.1788 | 51.1788 | 51.1788 | 5.5746 | 56.7534 | 213.1107 | 151.7005 | 151.7005 | 193.0278 | 20.0829 | 151.7005 | 41.3273 | 41.3273 | 213.1107 | 205.847 | 168.5788 | 168.5788 | 168.5788 | 37.2682 | 205.847 | 2689.8754 | 2689.8754 | 853.3454 | 853.3454 | 305.2542 | 305.2542 | 583.2781 | 583.2781 | 947.9977 | 947.9977 | 393483939.9608 | 561445271.6585 | 405851040.2003 | 391219748.1803 | 1752 | 8.1287 | 4028456.6644 | 237849.0596 | 299.0277 | 721.0758 | 40 | 3040 | 4611.9232 | 760 | 190 | 0.25217
3783 | 566.5595 | 152 | 1000 | 4000 | 6 | 79.87% | 100 | 166.1329 | 165.9899 | 165.9899 | 1 | 166.1329 | 100 | 229.6094 | 218.0901 | 218.0901 | 218.0901 | 11.5193 | 229.6094 | 56.7462 | 51.1716 | 51.1716 | 51.1716 | 5.5746 | 56.7462 | 229.5354 | 167.3382 | 167.3382 | 208.6114 | 20.924 | 167.3382 | 41.2732 | 41.2732 | 229.5354 | 195.8589 | 160.3393 | 160.3393 | 160.3393 | 35.5196 | 195.8589 | 2774.8237 | 2774.8237 | 938.5493 | 938.5493 | 305.2117 | 305.2117 | 583.1969 | 583.1969 | 947.8658 | 947.8658 | 411677521.0921 | 561445271.6585 | 426127449.4646 | 352749757.7848 | 1752 | 10.8348 | 3610566.1392 | 213175.8716 | 268.0082 | 793.1834 | 40 | 3040 | 4611.9232 | 760 | 190 | 0.26429
3784 | 618.065 | 152 | 1000 | 4000 | 6 | 81.67% | 100 | 169.8438 | 169.6166 | 169.6166 | 1 | 169.8438 | 100 | 241.1173 | 229.0192 | 229.0192 | 229.0192 | 12.0981 | 241.1173 | 56.7396 | 51.165 | 51.165 | 51.165 | 5.5746 | 56.7396 | 247.0274 | 184.0125 | 184.0125 | 225.2199 | 21.8074 | 184.0125 | 41.2074 | 41.2074 | 247.0274 | 187.6551 | 153.5681 | 153.5681 | 153.5681 | 34.087 | 187.6551 | 2859.7743 | 2859.7743 | 1023.7388 | 1023.7388 | 305.172 | 305.172 | 583.121 | 583.121 | 947.7425 | 947.7425 | 426983246.5558 | 561445271.6585 | 442360656.7383 | 321210825.0473 | 1752 | 13.6553 | 3301092.4538 | 194903.8555 | 245.0363 | 865.2909 | 40 | 3040 | 4611.9232 | 760 | 190 | 0.27466
3785 | 669.5704 | 152 | 1000 | 4000 | 6 | 83.29% | 100 | 173.735 | 173.4075 | 173.4075 | 1 | 173.735 | 100 | 252.7792 | 240.0944 | 240.0944 | 240.0944 | 12.6847 | 252.7792 | 56.7333 | 51.1587 | 51.1587 | 51.1587 | 5.5746 | 56.7333 | 265.2096 | 201.1865 | 201.1865 | 242.4795 | 22.7301 | 201.1865 | 41.2931 | 41.2931 | 265.2096 | 181.333 | 148.344 | 148.344 | 148.344 | 32.989 | 181.333 | 2944.7271 | 2944.7271 | 1108.9152 | 1108.9152 | 305.1348 | 305.1348 | 583.05 | 583.05 | 947.6271 | 947.6271 | 441120522.5611 | 561445271.6585 | 456693368.4311 | 292740859.7759 | 1752 | 16.4825 | 3005662.4053 | 177461.007 | 223.1069 | 937.3985 | 40 | 3040 | 4611.9232 | 760 | 190 | 0.28345
3786 | 721.0758 | 152 | 1000 | 4000 | 6 | 84.77% | 100 | 177.6771 | 177.2181 | 177.2181 | 1 | 177.6771 | 100 | 264.2763 | 251.0131 | 251.0131 | 251.0131 | 13.2631 | 264.2763 | 56.7275 | 51.1529 | 51.1529 | 51.1529 | 5.5746 | 56.7275 | 284.8428 | 219.8771 | 219.8771 | 261.1048 | 23.738 | 219.8771 | 41.2277 | 41.2277 | 284.8428 | 176.0063 | 143.9373 | 143.9373 | 143.9373 | 32.069 | 176.0063 | 3029.6818 | 3029.6818 | 1194.0798 | 1194.0798 | 305.0999 | 305.0999 | 582.9833 | 582.9833 | 947.5187 | 947.5187 | 453825517.1488 | 561445271.6585 | 469975945.9865 | 266753265.2061 | 1752 | 19.224 | 2726246.8261 | 160963.6885 | 202.3662 | 1009.5061 | 40 | 3040 | 4611.9232 | 760 | 190 | 0.29159
3787 | 772.5812 | 152 | 1000 | 4000 | 6 | 86% | 100 | 181.6934 | 181.2424 | 181.2424 | 1 | 181.6934 | 100 | 276.043 | 262.1879 | 262.1879 | 262.1879 | 13.8551 | 276.043 | 56.722 | 51.1474 | 51.1474 | 51.1474 | 5.5746 | 56.722 | 305.8159 | 239.9539 | 239.9539 | 281.007 | 24.8089 | 239.9539 | 41.0531 | 41.0531 | 305.8159 | 171.3877 | 140.1203 | 140.1203 | 140.1203 | 31.2674 | 171.3877 | 3114.6382 | 3114.6382 | 1279.2337 | 1279.2337 | 305.0671 | 305.0671 | 582.9206 | 582.9206 | 947.4168 | 947.4168 | 465132739.5112 | 561445271.6585 | 480195619.8658 | 245226368.9645 | 1752 | 21.9689 | 2502280.509 | 147740.218 | 185.7414 | 1081.6137 | 40 | 3040 | 4611.9232 | 760 | 190 | 0.29785
3788 | 824.0866 | 152 | 1000 | 4000 | 5 | 87.16% | 100 | 179.7008 | 179.415 | 179.415 | 1 | 179.7008 | 100 | 287.8473 | 273.3999 | 273.3999 | 273.3999 | 14.4473 | 287.8473 | 56.7227 | 51.1481 | 51.1481 | 51.1481 | 5.5746 | 56.7227 | 281.5647 | 216.9691 | 216.9691 | 258.004 | 23.5607 | 216.9691 | 41.0349 | 41.0349 | 281.5647 | 167.8178 | 137.1628 | 137.1628 | 137.1628 | 30.655 | 167.8178 | 3102.8122 | 3102.8122 | 1364.5358 | 1364.5358 | 305.0716 | 305.0716 | 485.7743 | 485.7743 | 947.4306 | 947.4306 | 475684141.1118 | 561445271.6585 | 489845497.544 | 225025108.0529 | 1752 | 24.5888 | 2298439.6498 | 135704.9994 | 170.6106 | 1153.7213 | 40 | 3040 | 4611.9232 | 760 | 190 | 0.30375
3789 | 875.592 | 152 | 1000 | 4000 | 5 | 88.15% | 100 | 183.9175 | 183.5851 | 183.5851 | 1 | 183.9175 | 100 | 299.6936 | 284.6502 | 284.6502 | 284.6502 | 15.0434 | 299.6936 | 56.7175 | 51.1429 | 51.1429 | 51.1429 | 5.5746 | 56.7175 | 301.0466 | 235.3003 | 235.3003 | 276.4941 | 24.5525 | 235.3003 | 41.1938 | 41.1938 | 301.0466 | 164.6171 | 134.5079 | 134.5079 | 134.5079 | 30.1092 | 164.6171 | 3187.77 | 3187.77 | 1449.6712 | 1449.6712 | 305.0404 | 305.0404 | 485.7246 | 485.7246 | 947.3338 | 947.3338 | 484877578.6281 | 561445271.6585 | 498126068.8913 | 207551080.8221 | 1752 | 27.1219 | 2133576.7796 | 125971.1281 | 158.373 | 1225.8288 | 40 | 3040 | 4611.9232 | 760 | 190 | 0.30882
3790 | 927.0974 | 152 | 1000 | 4000 | 5 | 89.11% | 100 | 188.1827 | 187.7434 | 187.7434 | 1 | 188.1827 | 100 | 311.7 | 296.0525 | 296.0525 | 296.0525 | 15.6475 | 311.7 | 56.7126 | 51.138 | 51.138 | 51.138 | 5.5746 | 56.7126 | 321.8077 | 254.8809 | 254.8809 | 296.2 | 25.6077 | 254.8809 | 41.3191 | 41.3191 | 321.8077 | 161.7692 | 132.1461 | 132.1461 | 132.1461 | 29.623 | 161.7692 | 3272.7293 | 3272.7293 | 1534.798 | 1534.798 | 305.011 | 305.011 | 485.6778 | 485.6778 | 947.2425 | 947.2425 | 493283229.1625 | 561445271.6585 | 506492744.9179 | 190778754.2611 | 1752 | 29.5165 | 1959840.1136 | 115713.3281 | 145.4767 | 1297.9364 | 40 | 3040 | 4611.9232 | 760 | 190 | 0.3139
3791 | 978.6028 | 152 | 1000 | 4000 | 5 | 89.88% | 100 | 192.4819 | 192.0508 | 192.0508 | 1 | 192.4819 | 100 | 323.9339 | 307.6709 | 307.6709 | 307.6709 | 16.263 | 323.9339 | 56.7079 | 51.1333 | 51.1333 | 51.1333 | 5.5746 | 56.7079 | 343.0188 | 275.1293 | 275.1293 | 316.3276 | 26.6912 | 275.1293 | 41.1983 | 41.1983 | 343.0188 | 159.3231 | 130.1167 | 130.1167 | 130.1167 | 29.2064 | 159.3231 | 3357.6899 | 3357.6899 | 1619.917 | 1619.917 | 304.9832 | 304.9832 | 485.6336 | 485.6336 | 947.1562 | 947.1562 | 500517250.4416 | 561445271.6585 | 512781458.7806 | 177255979.4577 | 1752 | 31.8478 | 1806798.9328 | 106677.4357 | 134.1166 | 1370.044 | 40 | 3040 | 4611.9232 | 760 | 190 | 0.31777
3792 | 1030.1083 | 152 | 1000 | 4000 | 5 | 90.62% | 100 | 196.8354 | 196.325 | 196.325 | 1 | 196.8354 | 100 | 336.3384 | 319.4512 | 319.4512 | 319.4512 | 16.8872 | 336.3384 | 56.7035 | 51.1289 | 51.1289 | 51.1289 | 5.5746 | 56.7035 | 365.0332 | 296.1454 | 296.1454 | 337.2128 | 27.8204 | 296.1454 | 41.0674 | 41.0674 | 365.0332 | 157.1958 | 128.3516 | 128.3516 | 128.3516 | 28.8441 | 157.1958 | 3442.6518 | 3442.6518 | 1705.0287 | 1705.0287 | 304.9569 | 304.9569 | 485.5917 | 485.5917 | 947.0745 | 947.0745 | 507038918.5029 | 561445271.6585 | 519238150.3767 | 164277659.4618 | 1752 | 34.0451 | 1676706.6415 | 98996.4969 | 124.46 | 1442.1516 | 40 | 3040 | 4611.9232 | 760 | 190 | 0.32175
3793 | 20.6022 | 201.4 | 1000 | 4000 | 7 | 51.88% | 100 | 144.7865 | 144.6006 | 144.6006 | 1 | 144.7865 | 100 | 131.2214 | 124.6479 | 124.6479 | 124.6479 | 6.5736 | 131.2214 | 56.8257 | 51.2511 | 51.2511 | 51.2511 | 5.5746 | 56.8257 | 149.4079 | 85.0639 | 85.0639 | 131.2887 | 18.1192 | 85.0639 | 46.2249 | 46.2249 | 149.4079 | 589.4848 | 482.629 | 482.629 | 482.629 | 106.8558 | 589.4848 | 2070.0049 | 2070.0049 | 34.182 | 34.182 | 405.0332 | 405.0332 | 681.4525 | 681.4525 | 949.3371 | 949.3371 | 26638255.4359 | 743914984.9475 | 138465371.1049 | 842981388.5117 | 1752 | 0 | 9726896.588 | 574297.6526 | 722.0164 | 28.843 | 53 | 3040 | 4611.9232 | 760 | 190 | 0.085744
3794 | 51.5054 | 201.4 | 1000 | 4000 | 7 | 53.96% | 100 | 146.0918 | 145.9659 | 145.9659 | 1 | 146.0918 | 100 | 137.6004 | 130.7063 | 130.7063 | 130.7063 | 6.8941 | 137.6004 | 56.8179 | 51.2433 | 51.2433 | 51.2433 | 5.5746 | 56.8179 | 152.4412 | 88.736 | 88.736 | 134.3639 | 18.0773 | 88.736 | 45.6279 | 45.6279 | 152.4412 | 592.4456 | 485.0437 | 485.0437 | 485.0437 | 107.4019 | 592.4456 | 2120.9564 | 2120.9564 | 85.4421 | 85.4421 | 404.9718 | 404.9718 | 681.3492 | 681.3492 | 949.1932 | 949.1932 | 63435840.3281 | 743914984.9475 | 138026628.8346 | 806622545.8898 | 1752 | -1.0139e-18 | 9177990.7982 | 541889.0314 | 681.2718 | 72.1076 | 53 | 3040 | 4611.9232 | 760 | 190 | 0.085495
3795 | 154.5162 | 201.4 | 1000 | 4000 | 7 | 61.96% | 100 | 150.3572 | 150.7467 | 150.7467 | 1 | 150.3572 | 100 | 159.3402 | 151.3535 | 151.3535 | 151.3535 | 7.9868 | 159.3402 | 56.7948 | 51.2202 | 51.2202 | 51.2202 | 5.5746 | 56.7948 | 169.1702 | 106.5562 | 106.5562 | 150.65 | 18.5202 | 106.5562 | 44.0937 | 44.0937 | 169.1702 | 465.6189 | 381.1697 | 381.1697 | 381.1697 | 84.4492 | 465.6189 | 2290.8089 | 2290.8089 | 256.211 | 256.211 | 404.7895 | 404.7895 | 681.0425 | 681.0425 | 948.7659 | 948.7659 | 163040701.0093 | 743914984.9475 | 178521628.8088 | 666522689.2802 | 1752 | 0.022649 | 7325955.7511 | 432540.7547 | 543.7973 | 216.3227 | 53 | 3040 | 4611.9232 | 760 | 190 | 0.11228
3796 | 206.0217 | 201.4 | 1000 | 4000 | 6 | 66.23% | 100 | 146.5062 | 147.0367 | 147.0367 | 1 | 146.5062 | 100 | 168.5764 | 160.1269 | 160.1269 | 160.1269 | 8.4495 | 168.5764 | 56.7963 | 51.2217 | 51.2217 | 51.2217 | 5.5746 | 56.7963 | 164.1669 | 102.2497 | 102.2497 | 146.0251 | 18.1418 | 102.2497 | 43.7754 | 43.7754 | 164.1669 | 396.9459 | 324.8979 | 324.8979 | 324.8979 | 72.0479 | 396.9459 | 2278.9866 | 2278.9866 | 341.6246 | 341.6246 | 404.8012 | 404.8012 | 583.7675 | 583.7675 | 948.7933 | 948.7933 | 206118034.7203 | 743914984.9475 | 210301322.9792 | 591665657.353 | 1752 | 0.36159 | 6453564.0275 | 381032.803 | 479.0407 | 288.4303 | 53 | 3040 | 4611.9232 | 760 | 190 | 0.13189
3797 | 257.5271 | 201.4 | 1000 | 4000 | 6 | 70.27% | 100 | 148.9163 | 149.4237 | 149.4237 | 1 | 148.9163 | 100 | 176.8466 | 167.9809 | 167.9809 | 167.9809 | 8.8657 | 176.8466 | 56.786 | 51.2114 | 51.2114 | 51.2114 | 5.5746 | 56.786 | 177.6864 | 115.4364 | 115.4364 | 158.9142 | 18.7722 | 115.4364 | 43.4779 | 43.4779 | 177.6864 | 345.5371 | 282.7177 | 282.7177 | 282.7177 | 62.8195 | 345.5371 | 2363.9192 | 2363.9192 | 426.9452 | 426.9452 | 404.7201 | 404.7201 | 583.6506 | 583.6506 | 948.6033 | 948.6033 | 245170369.2391 | 743914984.9475 | 242055364.163 | 520859281.6504 | 1752 | 1.1868 | 5653591.0422 | 333800.6151 | 419.6596 | 360.5379 | 53 | 3040 | 4611.9232 | 760 | 190 | 0.1514
3798 | 309.0325 | 201.4 | 1000 | 4000 | 6 | 74% | 100 | 151.6021 | 151.941 | 151.941 | 1 | 151.6021 | 100 | 186.3138 | 176.9718 | 176.9718 | 176.9718 | 9.3419 | 186.3138 | 56.7766 | 51.202 | 51.202 | 51.202 | 5.5746 | 56.7766 | 194.3591 | 131.3634 | 131.3634 | 174.7877 | 19.5714 | 131.3634 | 43.4243 | 43.4243 | 194.3591 | 304.8757 | 249.4103 | 249.4103 | 249.4103 | 55.4654 | 304.8757 | 2448.8558 | 2448.8558 | 512.2396 | 512.2396 | 404.6454 | 404.6454 | 583.5428 | 583.5428 | 948.428 | 948.428 | 278578908.338 | 743914984.9475 | 273935785.2585 | 455570321.456 | 1752 | 2.4258 | 4931614.7329 | 291173.5248 | 366.0681 | 432.6455 | 53 | 3040 | 4611.9232 | 760 | 190 | 0.17101
3799 | 360.5379 | 201.4 | 1000 | 4000 | 6 | 77.31% | 100 | 154.4952 | 154.6682 | 154.6682 | 1 | 154.4952 | 100 | 195.9534 | 186.1265 | 186.1265 | 186.1265 | 9.8269 | 195.9534 | 56.7678 | 51.1932 | 51.1932 | 51.1932 | 5.5746 | 56.7678 | 213.4619 | 149.543 | 149.543 | 192.9309 | 20.531 | 149.543 | 43.3879 | 43.3879 | 213.4619 | 276.274 | 225.9137 | 225.9137 | 225.9137 | 50.3602 | 276.274 | 2533.796 | 2533.796 | 597.5108 | 597.5108 | 404.5762 | 404.5762 | 583.4431 | 583.4431 | 948.2659 | 948.2659 | 308604993.6898 | 743914984.9475 | 301912263.0307 | 397567758.332 | 1752 | 4.1545 | 4289274.3562 | 253248.3174 | 318.3879 | 504.753 | 53 | 3040 | 4611.9232 | 760 | 190 | 0.18825
3800 | 412.0433 | 201.4 | 1000 | 4000 | 6 | 79.95% | 100 | 158.064 | 158.0501 | 158.0501 | 1 | 158.064 | 100 | 207.2321 | 196.8381 | 196.8381 | 196.8381 | 10.3941 | 207.2321 | 56.7597 | 51.1851 | 51.1851 | 51.1851 | 5.5746 | 56.7597 | 233.9335 | 169.045 | 169.045 | 212.3699 | 21.5636 | 169.045 | 43.325 | 43.325 | 233.9335 | 257.7936 | 211.0875 | 211.0875 | 211.0875 | 46.7061 | 257.7936 | 2618.7393 | 2618.7393 | 682.7612 | 682.7612 | 404.512 | 404.512 | 583.3506 | 583.3506 | 948.1156 | 948.1156 | 332602941.2661 | 743914984.9475 | 324204362.5044 | 351277619.5715 | 1751.9999 | 6.5332 | 3786413.014 | 223558.263 | 281.0611 | 576.8606 | 53 | 3040 | 4611.9232 | 760 | 190 | 0.20198
3801 | 463.5487 | 201.4 | 1000 | 4000 | 6 | 82.2% | 100 | 161.4956 | 161.3317 | 161.3317 | 1 | 161.4956 | 100 | 219.7376 | 208.7148 | 208.7148 | 208.7148 | 11.0228 | 219.7376 | 56.7522 | 51.1776 | 51.1776 | 51.1776 | 5.5746 | 56.7522 | 255.7214 | 189.8545 | 189.8545 | 233.0606 | 22.6607 | 189.8545 | 43.2061 | 43.2061 | 255.7214 | 242.1171 | 198.1706 | 198.1706 | 198.1706 | 43.9465 | 242.1171 | 2703.6855 | 2703.6855 | 767.993 | 767.993 | 404.4524 | 404.4524 | 583.2645 | 583.2645 | 947.9757 | 947.9757 | 352189129.2633 | 743914984.9475 | 344110937.7593 | 311784948.0299 | 1752 | 9.1364 | 3347279.4264 | 197630.8373 | 248.4647 | 648.9682 | 53 | 3040 | 4611.9232 | 760 | 190 | 0.21421
3802 | 515.0541 | 201.4 | 1000 | 4000 | 6 | 83.98% | 100 | 165.1457 | 164.88 | 164.88 | 1 | 165.1457 | 100 | 233.1885 | 221.4894 | 221.4894 | 221.4894 | 11.6991 | 233.1885 | 56.7451 | 51.1705 | 51.1705 | 51.1705 | 5.5746 | 56.7451 | 277.8416 | 211.0617 | 211.0617 | 254.075 | 23.7666 | 211.0617 | 43.0133 | 43.0133 | 277.8416 | 230.5466 | 188.6183 | 188.6183 | 188.6183 | 41.9283 | 230.5466 | 2788.6342 | 2788.6342 | 853.2081 | 853.2081 | 404.3967 | 404.3967 | 583.1842 | 583.1842 | 947.8452 | 947.8452 | 367914921.4265 | 743914984.9475 | 359515271.6733 | 280654821.9527 | 1752 | 12.0279 | 3000075.3001 | 177131.1319 | 222.6922 | 721.0758 | 53 | 3040 | 4611.9232 | 760 | 190 | 0.22366
3803 | 566.5595 | 201.4 | 1000 | 4000 | 6 | 85.48% | 100 | 169.0017 | 168.6541 | 168.6541 | 1 | 169.0017 | 100 | 246.6819 | 234.3043 | 234.3043 | 234.3043 | 12.3776 | 246.6819 | 56.7385 | 51.1639 | 51.1639 | 51.1639 | 5.5746 | 56.7385 | 300.5003 | 232.6418 | 232.6418 | 275.5866 | 24.9137 | 232.6418 | 42.9448 | 42.9448 | 300.5003 | 222.2042 | 181.7155 | 181.7155 | 181.7155 | 40.4887 | 222.2042 | 2873.5852 | 2873.5852 | 938.4081 | 938.4081 | 404.3447 | 404.3447 | 583.1092 | 583.1092 | 947.7232 | 947.7232 | 382430590.058 | 743914984.9475 | 371342444.6862 | 254311980.3083 | 1752 | 15.003 | 2724457.4096 | 160858.0374 | 202.2334 | 793.1834 | 53 | 3040 | 4611.9232 | 760 | 190 | 0.23091
3804 | 618.065 | 201.4 | 1000 | 4000 | 6 | 86.84% | 100 | 172.9793 | 172.5549 | 172.5549 | 1 | 172.9793 | 100 | 260.0335 | 246.9844 | 246.9844 | 246.9844 | 13.049 | 260.0335 | 56.7324 | 51.1578 | 51.1578 | 51.1578 | 5.5746 | 56.7324 | 325.5644 | 256.3032 | 256.3032 | 299.3844 | 26.18 | 256.3032 | 43.0812 | 43.0812 | 325.5644 | 215.2099 | 175.9266 | 175.9266 | 175.9266 | 39.2833 | 215.2099 | 2958.5383 | 2958.5383 | 1023.5945 | 1023.5945 | 404.2959 | 404.2959 | 583.0389 | 583.0389 | 947.609 | 947.609 | 395259932.9786 | 743914984.9475 | 382246603.8812 | 230578478.1927 | 1752 | 17.8946 | 2466950.812 | 145654.274 | 183.1189 | 865.2909 | 53 | 3040 | 4611.9232 | 760 | 190 | 0.23759
3805 | 669.5704 | 201.4 | 1000 | 4000 | 6 | 88.01% | 100 | 177.0307 | 176.5503 | 176.5503 | 1 | 177.0307 | 100 | 273.6706 | 259.9357 | 259.9357 | 259.9357 | 13.7348 | 273.6706 | 56.7266 | 51.152 | 51.152 | 51.152 | 5.5746 | 56.7266 | 351.5756 | 281.1072 | 281.1072 | 324.072 | 27.5035 | 281.1072 | 42.9648 | 42.9648 | 351.5756 | 209.4731 | 171.1753 | 171.1753 | 171.1753 | 38.2978 | 209.4731 | 3043.4932 | 3043.4932 | 1108.7685 | 1108.7685 | 404.2501 | 404.2501 | 582.9729 | 582.9729 | 947.5017 | 947.5017 | 406466311.5899 | 743914984.9475 | 391519133.7944 | 210099569.6681 | 1752 | 20.7371 | 2246544.8884 | 132641.017 | 166.7585 | 937.3985 | 53 | 3040 | 4611.9232 | 760 | 190 | 0.24326
3806 | 721.0758 | 201.4 | 1000 | 4000 | 6 | 89.11% | 100 | 181.1728 | 180.545 | 180.545 | 1 | 181.1728 | 100 | 287.3903 | 272.9655 | 272.9655 | 272.9655 | 14.4248 | 287.3903 | 56.7211 | 51.1465 | 51.1465 | 51.1465 | 5.5746 | 56.7211 | 379.5897 | 307.7502 | 307.7502 | 350.6511 | 28.9386 | 307.7502 | 42.9009 | 42.9009 | 379.5897 | 204.5891 | 167.132 | 167.132 | 167.132 | 37.4571 | 204.5891 | 3128.4499 | 3128.4499 | 1193.9313 | 1193.9313 | 404.2071 | 404.2071 | 582.9108 | 582.9108 | 947.4008 | 947.4008 | 416607621.7801 | 743914984.9475 | 400733621.9502 | 190743771.3222 | 1752 | 23.4354 | 2034849.5511 | 120142.0525 | 151.0446 | 1009.5061 | 53 | 3040 | 4611.9232 | 760 | 190 | 0.2489
3807 | 772.5812 | 201.4 | 1000 | 4000 | 5 | 90.08% | 100 | 179.2597 | 178.802 | 178.802 | 1 | 179.2597 | 100 | 301.1734 | 286.0569 | 286.0569 | 286.0569 | 15.1164 | 301.1734 | 56.7219 | 51.1473 | 51.1473 | 51.1473 | 5.5746 | 56.7219 | 350.8429 | 280.4182 | 280.4182 | 323.3969 | 27.446 | 280.4182 | 42.9788 | 42.9788 | 350.8429 | 200.3967 | 163.6615 | 163.6615 | 163.6615 | 36.7352 | 200.3967 | 3116.624 | 3116.624 | 1279.2305 | 1279.2305 | 404.2129 | 404.2129 | 485.766 | 485.766 | 947.4145 | 947.4145 | 425661032.5021 | 743914984.9475 | 408599840.7026 | 173824141.8478 | 1752 | 26.0403 | 1860390.6125 | 109841.608 | 138.0947 | 1081.6137 | 53 | 3040 | 4611.9232 | 760 | 190 | 0.2537
3808 | 824.0866 | 201.4 | 1000 | 4000 | 5 | 90.93% | 100 | 183.5386 | 183.0182 | 183.0182 | 1 | 183.5386 | 100 | 315.0416 | 299.2275 | 299.2275 | 299.2275 | 15.814 | 315.0416 | 56.7167 | 51.1421 | 51.1421 | 51.1421 | 5.5746 | 56.7167 | 378.2469 | 306.3469 | 306.3469 | 349.4098 | 28.8371 | 306.3469 | 43.0629 | 43.0629 | 378.2469 | 196.677 | 160.583 | 160.583 | 160.583 | 36.094 | 196.677 | 3201.582 | 3201.582 | 1364.3745 | 1364.3745 | 404.172 | 404.172 | 485.7168 | 485.7168 | 947.3186 | 947.3186 | 433653669.9447 | 743914984.9475 | 415488678.6455 | 158942666.4623 | 1752 | 28.5481 | 1702053.034 | 100493.0044 | 126.3415 | 1153.7213 | 53 | 3040 | 4611.9232 | 760 | 190 | 0.25786
3809 | 875.592 | 201.4 | 1000 | 4000 | 5 | 91.62% | 100 | 187.8668 | 187.3642 | 187.3642 | 1 | 187.8668 | 100 | 329.1639 | 312.6395 | 312.6395 | 312.6395 | 16.5244 | 329.1639 | 56.7118 | 51.1372 | 51.1372 | 51.1372 | 5.5746 | 56.7118 | 405.9168 | 332.7281 | 332.7281 | 375.6685 | 30.2483 | 332.7281 | 42.9404 | 42.9404 | 405.9168 | 193.6217 | 158.0478 | 158.0478 | 158.0478 | 35.5739 | 193.6217 | 3286.5415 | 3286.5415 | 1449.5095 | 1449.5095 | 404.1334 | 404.1334 | 485.6705 | 485.6705 | 947.2281 | 947.2281 | 440511111.3869 | 743914984.9475 | 420710711.5812 | 146863192.0844 | 1752 | 30.9727 | 1563382.2376 | 92305.5716 | 116.0481 | 1225.8288 | 53 | 3040 | 4611.9232 | 760 | 190 | 0.26108
3810 | 927.0974 | 201.4 | 1000 | 4000 | 5 | 92.31% | 100 | 192.2328 | 191.6524 | 191.6524 | 1 | 192.2328 | 100 | 343.28 | 326.0454 | 326.0454 | 326.0454 | 17.2345 | 343.28 | 56.7072 | 51.1326 | 51.1326 | 51.1326 | 5.5746 | 56.7072 | 436.2258 | 361.6316 | 361.6316 | 404.4279 | 31.7978 | 361.6316 | 42.7964 | 42.7964 | 436.2258 | 190.8493 | 155.7506 | 155.7506 | 155.7506 | 35.0988 | 190.8493 | 3371.5023 | 3371.5023 | 1534.6362 | 1534.6362 | 404.0969 | 404.0969 | 485.6266 | 485.6266 | 947.1426 | 947.1426 | 447031568.8825 | 743914984.9475 | 426337790.88 | 134715655.29 | 1752 | 33.2384 | 1433347.4998 | 84628.0308 | 106.3958 | 1297.9364 | 53 | 3040 | 4611.9232 | 760 | 190 | 0.26455
3811 | 978.6028 | 201.4 | 1000 | 4000 | 5 | 92.88% | 100 | 196.6739 | 196.0715 | 196.0715 | 1 | 196.6739 | 100 | 357.4562 | 339.5085 | 339.5085 | 339.5085 | 17.9477 | 357.4562 | 56.7028 | 51.1282 | 51.1282 | 51.1282 | 5.5746 | 56.7028 | 466.6407 | 390.4213 | 390.4213 | 433.2911 | 33.3496 | 390.4213 | 42.8698 | 42.8698 | 466.6407 | 188.6936 | 153.9557 | 153.9557 | 153.9557 | 34.7379 | 188.6936 | 3456.4644 | 3456.4644 | 1619.7553 | 1619.7553 | 404.0624 | 404.0624 | 485.5851 | 485.5851 | 947.0617 | 947.0617 | 453043305.3999 | 743914984.9475 | 430344262.1414 | 124697447.5112 | 1752 | 35.4224 | 1332636.7347 | 78681.8428 | 98.9201 | 1370.044 | 53 | 3040 | 4611.9232 | 760 | 190 | 0.26702
3812 | 1030.1083 | 201.4 | 1000 | 4000 | 5 | 93.47% | 100 | 201.1303 | 200.375 | 200.375 | 1 | 201.1303 | 100 | 371.4915 | 352.8376 | 352.8376 | 352.8376 | 18.6539 | 371.4915 | 56.6987 | 51.1241 | 51.1241 | 51.1241 | 5.5746 | 56.6987 | 500.9283 | 422.8242 | 422.8242 | 465.8131 | 35.1153 | 422.8242 | 42.9889 | 42.9889 | 500.9283 | 186.6242 | 152.2317 | 152.2317 | 152.2317 | 34.3925 | 186.6242 | 3541.4276 | 3541.4276 | 1704.8673 | 1704.8673 | 404.0296 | 404.0296 | 485.5457 | 485.5457 | 946.9849 | 946.9849 | 458699561.566 | 743914984.9475 | 435017155.2538 | 114368298.2326 | 1752 | 37.4595 | 1220477.868 | 72059.7334 | 90.5947 | 1442.1516 | 53 | 3040 | 4611.9232 | 760 | 190 | 0.2699
3813 | 20.6022 | 250.8 | 1000 | 4000 | 7 | 62.78% | 100 | 145.5864 | 145.5156 | 145.5156 | 1 | 145.5864 | 100 | 129.9289 | 123.4183 | 123.4183 | 123.4183 | 6.5106 | 129.9289 | 58.4474 | 52.7122 | 52.7122 | 52.7122 | 5.7352 | 58.4474 | 179.4919 | 109.885 | 109.885 | 159.2059 | 20.286 | 109.885 | 49.3209 | 49.3209 | 179.4919 | 473.5873 | 387.6348 | 387.6348 | 387.6348 | 85.9525 | 473.5873 | 2168.7315 | 2168.7315 | 34.1723 | 34.1723 | 504.2366 | 504.2366 | 681.2574 | 681.2574 | 949.0653 | 949.0653 | 26748376.8729 | 900463869.4189 | 172718003.4109 | 652069750.2973 | 1752 | 0.024833 | 8053991.1396 | 475525.5865 | 597.8386 | 28.843 | 66 | 3040 | 4611.9232 | 760 | 190 | 0.10885
3814 | 51.5054 | 250.8 | 1000 | 4000 | 7 | 64.75% | 100 | 146.8223 | 146.7558 | 146.7558 | 1 | 146.8223 | 100 | 134.7882 | 128.0332 | 128.0332 | 128.0332 | 6.755 | 134.7882 | 58.4392 | 52.7042 | 52.7042 | 52.7042 | 5.7351 | 58.4392 | 184.5971 | 115.7619 | 115.7619 | 164.2635 | 20.3336 | 115.7619 | 48.5016 | 48.5016 | 184.5971 | 482.8567 | 395.1069 | 395.1069 | 395.1069 | 87.7499 | 482.8567 | 2219.6869 | 2219.6869 | 85.419 | 85.419 | 504.1677 | 504.1677 | 681.1644 | 681.1644 | 948.9358 | 948.9358 | 64476462.1692 | 900511435.8887 | 169383299.9569 | 617628818.1353 | 1752 | 0.12048 | 7494861.5588 | 442513.33 | 556.335 | 72.1076 | 66 | 3040 | 4611.9232 | 760 | 190 | 0.1068
3815 | 154.5162 | 250.8 | 1000 | 4000 | 6 | 71.73% | 100 | 145.1702 | 145.3053 | 145.3053 | 1 | 145.1702 | 100 | 158.0205 | 150.0998 | 150.0998 | 150.0998 | 7.9206 | 158.0205 | 58.432 | 52.6967 | 52.6967 | 52.6967 | 5.7353 | 58.432 | 189.2098 | 122.5698 | 122.5698 | 169.1138 | 20.0961 | 122.5698 | 46.544 | 46.544 | 189.2098 | 429.6685 | 351.2654 | 351.2654 | 351.2654 | 78.4031 | 429.6685 | 2292.794 | 2292.794 | 256.2098 | 256.2098 | 504.0751 | 504.0751 | 583.7479 | 583.7479 | 948.7613 | 948.7613 | 164976835.2959 | 900474292.972 | 191246376.9511 | 495302494.781 | 1752 | 1.2332 | 5748033.7351 | 339376.7222 | 426.67 | 216.3227 | 66 | 3040 | 4611.9232 | 760 | 190 | 0.1202
3816 | 206.0217 | 250.8 | 1000 | 4000 | 6 | 75.13% | 100 | 147.794 | 148.0649 | 148.0649 | 1 | 147.794 | 100 | 170.5896 | 162.0374 | 162.0374 | 162.0374 | 8.5523 | 170.5896 | 58.4193 | 52.6842 | 52.6842 | 52.6842 | 5.7351 | 58.4193 | 205.3288 | 138.3249 | 138.3249 | 184.5553 | 20.7735 | 138.3249 | 46.2304 | 46.2304 | 205.3288 | 388.8825 | 317.756 | 317.756 | 317.756 | 71.1266 | 388.8825 | 2377.7273 | 2377.7273 | 341.5456 | 341.5456 | 503.9754 | 503.9754 | 583.6325 | 583.6325 | 948.5738 | 948.5738 | 203216308.8995 | 900451914.7954 | 212571057.1381 | 435760719.167 | 1752 | 2.3307 | 5019907.3332 | 296386.5167 | 372.622 | 288.4303 | 66 | 3040 | 4611.9232 | 760 | 190 | 0.13333
3817 | 257.5271 | 250.8 | 1000 | 4000 | 6 | 78.26% | 100 | 150.5685 | 150.6917 | 150.6917 | 1 | 150.5685 | 100 | 183.1712 | 173.9866 | 173.9866 | 173.9866 | 9.1846 | 183.1712 | 58.4082 | 52.6733 | 52.6733 | 52.6733 | 5.7349 | 58.4082 | 225.0953 | 157.4869 | 157.4869 | 203.3893 | 21.706 | 157.4869 | 45.9024 | 45.9024 | 225.0953 | 351.7472 | 287.2663 | 287.2663 | 287.2663 | 64.4808 | 351.7472 | 2462.6646 | 2462.6646 | 426.8541 | 426.8541 | 503.8835 | 503.8835 | 583.5261 | 583.5261 | 948.4008 | 948.4008 | 236425791.4759 | 900482355.8421 | 234150453.6549 | 380941399.0271 | 1752 | 3.9561 | 4356121.0905 | 257195.0975 | 323.3499 | 360.5379 | 66 | 3040 | 4611.9232 | 760 | 190 | 0.14659
3818 | 309.0325 | 250.8 | 1000 | 4000 | 6 | 81.1% | 100 | 153.5369 | 153.5243 | 153.5243 | 1 | 153.5369 | 100 | 195.4844 | 185.6808 | 185.6808 | 185.6808 | 9.8036 | 195.4844 | 58.4015 | 52.6663 | 52.6663 | 52.6663 | 5.7352 | 58.4015 | 248.7704 | 180.3135 | 180.3135 | 225.9317 | 22.8388 | 180.3135 | 45.6182 | 45.6182 | 248.7704 | 321.9744 | 262.8196 | 262.8196 | 262.8196 | 59.1547 | 321.9744 | 2547.6053 | 2547.6053 | 512.1385 | 512.1385 | 503.7985 | 503.7985 | 583.4276 | 583.4276 | 948.2407 | 948.2407 | 265173967.5655 | 900474725.8605 | 255193651.9881 | 331157654.5859 | 1752 | 5.8772 | 3762333.1523 | 222136.5343 | 279.2737 | 432.6455 | 66 | 3040 | 4611.9232 | 760 | 190 | 0.15952
3819 | 360.5379 | 250.8 | 1000 | 4000 | 6 | 83.51% | 100 | 156.8035 | 156.6626 | 156.6626 | 1 | 156.8035 | 100 | 208.9317 | 198.4522 | 198.4522 | 198.4522 | 10.4795 | 208.9317 | 58.3909 | 52.656 | 52.656 | 52.656 | 5.7349 | 58.3909 | 275.2501 | 205.6147 | 205.6147 | 251.0974 | 24.1527 | 205.6147 | 45.4827 | 45.4827 | 275.2501 | 299.5557 | 244.3902 | 244.3902 | 244.3902 | 55.1655 | 299.5557 | 2632.5491 | 2632.5491 | 597.4013 | 597.4013 | 503.7195 | 503.7195 | 583.3361 | 583.3361 | 948.0921 | 948.0921 | 288671979.332 | 900491190.9555 | 273957790.3981 | 288879039.3144 | 1752 | 8.2236 | 3265659.7355 | 192811.8288 | 242.4062 | 504.753 | 66 | 3040 | 4611.9232 | 760 | 190 | 0.17104
3820 | 412.0433 | 250.8 | 1000 | 4000 | 6 | 85.46% | 100 | 160.3256 | 160.0519 | 160.0519 | 1 | 160.3256 | 100 | 223.5356 | 212.322 | 212.322 | 212.322 | 11.2136 | 223.5356 | 58.3833 | 52.6484 | 52.6484 | 52.6484 | 5.7349 | 58.3833 | 303.4297 | 232.6372 | 232.6372 | 277.8718 | 25.5578 | 232.6372 | 45.2347 | 45.2347 | 303.4297 | 282.8045 | 230.6273 | 230.6273 | 230.6273 | 52.1771 | 282.8045 | 2717.4957 | 2717.4957 | 682.6447 | 682.6447 | 503.6461 | 503.6461 | 583.2511 | 583.2511 | 947.9538 | 947.9538 | 307549623.5408 | 900487190.0334 | 289231339.7567 | 254731846.6691 | 1752 | 10.9107 | 2865022.9168 | 169157.3382 | 212.6674 | 576.8606 | 66 | 3040 | 4611.9232 | 760 | 190 | 0.18041
3821 | 463.5487 | 250.8 | 1000 | 4000 | 6 | 87.04% | 100 | 164.0531 | 163.6746 | 163.6746 | 1 | 164.0531 | 100 | 238.9954 | 227.0047 | 227.0047 | 227.0047 | 11.9907 | 238.9954 | 58.3753 | 52.6405 | 52.6405 | 52.6405 | 5.7349 | 58.3753 | 333.0534 | 260.9253 | 260.9253 | 306.0129 | 27.0406 | 260.9253 | 45.0876 | 45.0876 | 333.0534 | 269.9641 | 220.0395 | 220.0395 | 220.0395 | 49.9246 | 269.9641 | 2802.4448 | 2802.4448 | 767.8708 | 767.8708 | 503.5775 | 503.5775 | 583.1717 | 583.1717 | 947.8248 | 947.8248 | 323123790.7651 | 900502078.1123 | 301337301.9133 | 227036829.2093 | 1752 | 13.8129 | 2545786.0853 | 150308.8842 | 188.9708 | 648.9682 | 66 | 3040 | 4611.9232 | 760 | 190 | 0.18783
3822 | 515.0541 | 250.8 | 1000 | 4000 | 6 | 88.34% | 100 | 168.3572 | 167.8949 | 167.8949 | 1 | 168.3572 | 100 | 254.5983 | 241.8233 | 241.8233 | 241.8233 | 12.775 | 254.5983 | 58.3686 | 52.6337 | 52.6337 | 52.6337 | 5.7349 | 58.3686 | 363.1711 | 289.5217 | 289.5217 | 334.5935 | 28.5776 | 289.5217 | 45.0719 | 45.0719 | 363.1711 | 263.0453 | 214.6797 | 214.6797 | 214.6797 | 48.3656 | 263.0453 | 2887.3961 | 2887.3961 | 853.0811 | 853.0811 | 503.5134 | 503.5134 | 583.0974 | 583.0974 | 947.7042 | 947.7042 | 336664599.0872 | 900502078.1123 | 310569078.4111 | 204264244.3894 | 1752 | 16.7944 | 2293226.9292 | 135397.2287 | 170.2236 | 721.0758 | 66 | 3040 | 4611.9232 | 760 | 190 | 0.19348
3823 | 566.5595 | 250.8 | 1000 | 4000 | 6 | 89.49% | 100 | 172.3908 | 171.8528 | 171.8528 | 1 | 172.3908 | 100 | 270.3625 | 256.7949 | 256.7949 | 256.7949 | 13.5676 | 270.3625 | 58.3623 | 52.6274 | 52.6274 | 52.6274 | 5.7349 | 58.3623 | 396.1114 | 320.8453 | 320.8453 | 365.872 | 30.2394 | 320.8453 | 45.0267 | 45.0267 | 396.1114 | 255.2223 | 208.2093 | 208.2093 | 208.2093 | 47.013 | 255.2223 | 2972.3495 | 2972.3495 | 938.2773 | 938.2773 | 503.4533 | 503.4533 | 583.0279 | 583.0279 | 947.5911 | 947.5911 | 348207030.9446 | 900502872.1781 | 319189060.353 | 184101036.5243 | 1752 | 19.6699 | 2063567.8536 | 121837.6451 | 153.1763 | 793.1834 | 66 | 3040 | 4611.9232 | 760 | 190 | 0.19875
3824 | 618.065 | 250.8 | 1000 | 4000 | 6 | 90.52% | 100 | 176.5348 | 175.8909 | 175.8909 | 1 | 176.5348 | 100 | 286.1975 | 271.8337 | 271.8337 | 271.8337 | 14.3638 | 286.1975 | 58.3551 | 52.6203 | 52.6203 | 52.6203 | 5.7347 | 58.3551 | 431.2435 | 354.2029 | 354.2029 | 399.2284 | 32.0151 | 354.2029 | 45.0255 | 45.0255 | 431.2435 | 248.9088 | 202.9903 | 202.9903 | 202.9903 | 45.9185 | 248.9088 | 3057.3048 | 3057.3048 | 1023.4605 | 1023.4605 | 503.3969 | 503.3969 | 582.9625 | 582.9625 | 947.4849 | 947.4849 | 358672622.2222 | 900528800.118 | 326635426.6007 | 166163151.059 | 1752 | 22.4654 | 1866991.7869 | 110231.356 | 138.5847 | 865.2909 | 66 | 3040 | 4611.9232 | 760 | 190 | 0.2033
3825 | 669.5704 | 250.8 | 1000 | 4000 | 6 | 91.37% | 100 | 180.7764 | 180.1009 | 180.1009 | 1 | 180.7764 | 100 | 301.911 | 286.7571 | 286.7571 | 286.7571 | 15.1539 | 301.911 | 58.3493 | 52.6146 | 52.6146 | 52.6146 | 5.7347 | 58.3493 | 468.476 | 389.3717 | 389.3717 | 434.5544 | 33.9217 | 389.3717 | 45.1827 | 45.1827 | 468.476 | 243.9187 | 198.8551 | 198.8551 | 198.8551 | 45.0636 | 243.9187 | 3142.2617 | 3142.2617 | 1108.6319 | 1108.6319 | 503.3438 | 503.3438 | 582.901 | 582.901 | 947.385 | 947.385 | 368023916.3345 | 900517488.0729 | 332240370.4767 | 151218183.3119 | 1752 | 25.1993 | 1704978.2014 | 100665.7128 | 126.5586 | 937.3985 | 66 | 3040 | 4611.9232 | 760 | 190 | 0.20671
3826 | 721.0758 | 250.8 | 1000 | 4000 | 6 | 92.25% | 100 | 185.0235 | 184.1483 | 184.1483 | 1 | 185.0235 | 100 | 317.3789 | 301.4471 | 301.4471 | 301.4471 | 15.9318 | 317.3789 | 58.3439 | 52.6093 | 52.6093 | 52.6093 | 5.7347 | 58.3439 | 511.7575 | 430.5018 | 430.5018 | 475.6121 | 36.1455 | 430.5018 | 45.1103 | 45.1103 | 511.7575 | 239.1084 | 194.8766 | 194.8766 | 194.8766 | 44.2318 | 239.1084 | 3227.2202 | 3227.2202 | 1193.7926 | 1193.7926 | 503.2938 | 503.2938 | 582.8431 | 582.8431 | 947.2908 | 947.2908 | 376717718.0649 | 900528800.118 | 339020290.6341 | 135733204.5486 | 1752 | 27.7034 | 1521996.8797 | 89862.0878 | 112.9761 | 1009.5061 | 66 | 3040 | 4611.9232 | 760 | 190 | 0.21087
3827 | 772.5812 | 250.8 | 1000 | 4000 | 5 | 92.94% | 100 | 183.2119 | 182.627 | 182.627 | 1 | 183.2119 | 100 | 333.2643 | 316.5353 | 316.5353 | 316.5353 | 16.729 | 333.2643 | 58.3446 | 52.61 | 52.61 | 52.61 | 5.7347 | 58.3446 | 473.9805 | 394.7125 | 394.7125 | 439.7973 | 34.1832 | 394.7125 | 45.0849 | 45.0849 | 473.9805 | 235.068 | 191.5335 | 191.5335 | 191.5335 | 43.5344 | 235.068 | 3215.394 | 3215.394 | 1279.0808 | 1279.0808 | 503.3006 | 503.3006 | 485.7091 | 485.7091 | 947.3036 | 947.3036 | 383934830.2909 | 900514657.4071 | 343805138.8975 | 123745373.4045 | 1752 | 30.185 | 1388993.1611 | 82009.2518 | 103.1034 | 1081.6137 | 66 | 3040 | 4611.9232 | 760 | 190 | 0.21373
3828 | 824.0866 | 250.8 | 1000 | 4000 | 5 | 93.56% | 100 | 187.5946 | 186.9682 | 186.9682 | 1 | 187.5946 | 100 | 349.3171 | 331.7807 | 331.7807 | 331.7807 | 17.5364 | 349.3171 | 58.3397 | 52.605 | 52.605 | 52.605 | 5.7347 | 58.3397 | 513.6616 | 432.3863 | 432.3863 | 477.4391 | 36.2225 | 432.3863 | 45.0528 | 45.0528 | 513.6616 | 231.6647 | 188.7108 | 188.7108 | 188.7108 | 42.9539 | 231.6647 | 3300.3537 | 3300.3537 | 1364.2237 | 1364.2237 | 503.2529 | 503.2529 | 485.6632 | 485.6632 | 947.2139 | 947.2139 | 390494803.6066 | 900524956.2972 | 348097779.5 | 112882460.5963 | 1752 | 32.5244 | 1266696.5303 | 74788.5862 | 94.0254 | 1153.7213 | 66 | 3040 | 4611.9232 | 760 | 190 | 0.21638
3829 | 875.592 | 250.8 | 1000 | 4000 | 5 | 94.17% | 100 | 192.0228 | 191.1996 | 191.1996 | 1 | 192.0228 | 100 | 365.2548 | 346.9167 | 346.9167 | 346.9167 | 18.3381 | 365.2548 | 58.3349 | 52.6003 | 52.6003 | 52.6003 | 5.7347 | 58.3349 | 556.6133 | 473.0388 | 473.0388 | 518.191 | 38.4223 | 473.0388 | 45.1522 | 45.1522 | 556.6133 | 228.7829 | 186.3142 | 186.3142 | 186.3142 | 42.4687 | 228.7829 | 3385.3148 | 3385.3148 | 1449.358 | 1449.358 | 503.2079 | 503.2079 | 485.6197 | 485.6197 | 947.1292 | 947.1292 | 396756906.1095 | 900524956.2972 | 352529753.6846 | 102188383.9087 | 1752 | 34.7233 | 1147552.2164 | 67754.0404 | 85.1815 | 1225.8288 | 66 | 3040 | 4611.9232 | 760 | 190 | 0.21911
3830 | 927.0974 | 250.8 | 1000 | 4000 | 5 | 94.66% | 100 | 196.472 | 195.6468 | 195.6468 | 1 | 196.472 | 100 | 381.1496 | 362.012 | 362.012 | 362.012 | 19.1376 | 381.1496 | 58.33 | 52.5953 | 52.5953 | 52.5953 | 5.7346 | 58.33 | 603.9625 | 518.0798 | 518.0798 | 563.0989 | 40.8636 | 518.0798 | 45.0191 | 45.0191 | 603.9625 | 226.2039 | 184.1741 | 184.1741 | 184.1741 | 42.0298 | 226.2039 | 3470.277 | 3470.277 | 1534.4843 | 1534.4843 | 503.1653 | 503.1653 | 485.5786 | 485.5786 | 947.0489 | 947.0489 | 402255786.1758 | 900538445.7072 | 355725435.1563 | 93480332.9606 | 1752 | 36.8357 | 1043543.023 | 61613.1058 | 77.461 | 1297.9364 | 66 | 3040 | 4611.9232 | 760 | 190 | 0.22108
3831 | 978.6028 | 250.8 | 1000 | 4000 | 5 | 95.14% | 100 | 200.9594 | 200.0555 | 200.0555 | 1 | 200.9594 | 100 | 397.2062 | 377.2608 | 377.2608 | 377.2608 | 19.9453 | 397.2062 | 58.3253 | 52.5908 | 52.5908 | 52.5908 | 5.7346 | 58.3253 | 655.776 | 567.2873 | 567.2873 | 612.2577 | 43.5183 | 567.2873 | 44.9704 | 44.9704 | 655.776 | 223.8367 | 182.2124 | 182.2124 | 182.2124 | 41.6244 | 223.8367 | 3555.2404 | 3555.2404 | 1619.6033 | 1619.6033 | 503.1248 | 503.1248 | 485.5395 | 485.5395 | 946.9728 | 946.9728 | 407154613.4073 | 900538445.7072 | 359117731.5847 | 85189209.9857 | 1752 | 38.825 | 952008.4154 | 56208.6986 | 70.6665 | 1370.044 | 66 | 3040 | 4611.9232 | 760 | 190 | 0.22317
3832 | 1030.1083 | 250.8 | 1000 | 4000 | 5 | 95.5% | 100 | 205.4948 | 204.6901 | 204.6901 | 1 | 205.4948 | 100 | 413.473 | 392.7094 | 392.7094 | 392.7094 | 20.7637 | 413.473 | 58.3215 | 52.5869 | 52.5869 | 52.5869 | 5.7346 | 58.3215 | 708.3119 | 617.033 | 617.033 | 662.1078 | 46.2042 | 617.033 | 45.0748 | 45.0748 | 708.3119 | 221.9214 | 180.6168 | 180.6168 | 180.6168 | 41.3045 | 221.9214 | 3640.2048 | 3640.2048 | 1704.7154 | 1704.7154 | 503.0864 | 503.0864 | 485.5025 | 485.5025 | 946.9005 | 946.9005 | 411396028.7848 | 900523583.9837 | 361269746.8828 | 78810640.3488 | 1752 | 40.7381 | 884456.0961 | 52220.2591 | 65.6522 | 1442.1516 | 66 | 3040 | 4611.9232 | 760 | 190 | 0.2245
3833 | 20.6022 | 300.2 | 1000 | 4000 | 7 | 69.98% | 100 | 146.8677 | 146.8007 | 146.8007 | 1 | 146.8677 | 100 | 132.253 | 125.6243 | 125.6243 | 125.6243 | 6.6287 | 132.253 | 63.0426 | 56.8551 | 56.8551 | 56.8551 | 6.1875 | 63.0426 | 208.1729 | 136.1409 | 136.1409 | 186.2766 | 21.8963 | 136.1409 | 50.1357 | 50.1357 | 208.1729 | 404.9199 | 330.8918 | 330.8918 | 330.8918 | 74.0282 | 404.9199 | 2267.4653 | 2267.4653 | 34.1634 | 34.1634 | 603.4001 | 603.4001 | 681.0815 | 681.0815 | 948.8203 | 948.8203 | 26412475.9183 | 999043041.8605 | 200625949.4569 | 525918532.7643 | 1752 | 1.5366 | 6588430.8093 | 388995.6384 | 489.0517 | 28.843 | 79 | 3040 | 4611.9232 | 760 | 190 | 0.12603
3834 | 51.5054 | 300.2 | 1000 | 4000 | 7 | 71.78% | 100 | 148.2603 | 148.1561 | 148.1561 | 1 | 148.2603 | 100 | 136.8045 | 129.9469 | 129.9469 | 129.9469 | 6.8576 | 136.8045 | 63.0353 | 56.8478 | 56.8478 | 56.8478 | 6.1875 | 63.0353 | 215.8577 | 144.4236 | 144.4236 | 193.7721 | 22.0855 | 144.4236 | 49.3485 | 49.3485 | 215.8577 | 416.6635 | 340.3519 | 340.3519 | 340.3519 | 76.3116 | 416.6635 | 2318.424 | 2318.424 | 85.398 | 85.398 | 603.3256 | 603.3256 | 680.9974 | 680.9974 | 948.7031 | 948.7031 | 63769507.1119 | 999016766.3083 | 194716097.3747 | 494497629.2051 | 1752 | 2.0335 | 6091951.5823 | 359682.3983 | 452.1986 | 72.1076 | 79 | 3040 | 4611.9232 | 760 | 190 | 0.1224
3835 | 154.5162 | 300.2 | 1000 | 4000 | 6 | 77.85% | 100 | 147.1937 | 147.1656 | 147.1656 | 1 | 147.1937 | 100 | 159.4552 | 151.4609 | 151.4609 | 151.4609 | 7.9943 | 159.4552 | 63.0257 | 56.8382 | 56.8382 | 56.8382 | 6.1875 | 63.0257 | 225.6361 | 156.1145 | 156.1145 | 203.4937 | 22.1424 | 156.1145 | 47.3792 | 47.3792 | 225.6361 | 403.1024 | 328.8763 | 328.8763 | 328.8763 | 74.2261 | 403.1024 | 2391.5356 | 2391.5356 | 256.1513 | 256.1513 | 603.2249 | 603.2249 | 583.6146 | 583.6146 | 948.5447 | 948.5447 | 163409705.0113 | 998988068.0711 | 201616048.0296 | 387986178.888 | 1752 | 4.4916 | 4583392.1843 | 270613.6894 | 340.22 | 216.3227 | 79 | 3040 | 4611.9232 | 760 | 190 | 0.12659
3836 | 206.0217 | 300.2 | 1000 | 4000 | 6 | 80.6% | 100 | 150.1051 | 150.0239 | 150.0239 | 1 | 150.1051 | 100 | 173.9856 | 165.2614 | 165.2614 | 165.2614 | 8.7243 | 173.9856 | 63.0127 | 56.8255 | 56.8255 | 56.8255 | 6.1872 | 63.0127 | 247.5234 | 177.4174 | 177.4174 | 224.4066 | 23.1168 | 177.4174 | 46.9892 | 46.9892 | 247.5234 | 379.2409 | 309.194 | 309.194 | 309.194 | 70.0469 | 379.2409 | 2476.4734 | 2476.4734 | 341.4736 | 341.4736 | 603.1162 | 603.1162 | 583.5095 | 583.5095 | 948.374 | 948.374 | 199163748.4711 | 999081670.7744 | 213852451.8006 | 339902128.9539 | 1752 | 6.3166 | 3985415.249 | 235307.7985 | 295.8328 | 288.4303 | 79 | 3040 | 4611.9232 | 760 | 190 | 0.13409
3837 | 257.5271 | 300.2 | 1000 | 4000 | 6 | 83.17% | 100 | 153.2391 | 153.1269 | 153.1269 | 1 | 153.2391 | 100 | 188.6675 | 179.2055 | 179.2055 | 179.2055 | 9.462 | 188.6675 | 63.003 | 56.8158 | 56.8158 | 56.8158 | 6.1872 | 63.003 | 274.6659 | 203.2462 | 203.2462 | 250.2578 | 24.4081 | 203.2462 | 47.0117 | 47.0117 | 274.6659 | 354.0965 | 288.4882 | 288.4882 | 288.4882 | 65.6083 | 354.0965 | 2561.4146 | 2561.4146 | 426.7708 | 426.7708 | 603.0157 | 603.0157 | 583.4123 | 583.4123 | 948.2158 | 948.2158 | 228851167.0662 | 999055285.247 | 229226000.0027 | 294867547.684 | 1752 | 8.3568 | 3451812.5335 | 203802.7049 | 256.2241 | 360.5379 | 79 | 3040 | 4611.9232 | 760 | 190 | 0.14353
3838 | 309.0325 | 300.2 | 1000 | 4000 | 6 | 85.42% | 100 | 156.5234 | 156.2884 | 156.2884 | 1 | 156.5234 | 100 | 203.8694 | 193.6436 | 193.6436 | 193.6436 | 10.2259 | 203.8694 | 62.9937 | 56.8066 | 56.8066 | 56.8066 | 6.1871 | 62.9937 | 306.2819 | 233.5947 | 233.5947 | 280.3036 | 25.9783 | 233.5947 | 46.709 | 46.709 | 306.2819 | 331.8938 | 270.241 | 270.241 | 270.241 | 61.6528 | 331.8938 | 2646.3589 | 2646.3589 | 512.0457 | 512.0457 | 602.9223 | 602.9223 | 583.3219 | 583.3219 | 948.069 | 948.069 | 253618259.3754 | 999062017.403 | 243834038.5641 | 255485689.0151 | 1752 | 10.7063 | 2971534.8704 | 175446.0413 | 220.5736 | 432.6455 | 79 | 3040 | 4611.9232 | 760 | 190 | 0.15249
3839 | 360.5379 | 300.2 | 1000 | 4000 | 6 | 87.29% | 100 | 160.0718 | 159.7111 | 159.7111 | 1 | 160.0718 | 100 | 220.0761 | 209.0358 | 209.0358 | 209.0358 | 11.0403 | 220.0761 | 62.9832 | 56.7963 | 56.7963 | 56.7963 | 6.1869 | 62.9832 | 340.9835 | 266.7234 | 266.7234 | 313.2559 | 27.7276 | 266.7234 | 46.5325 | 46.5325 | 340.9835 | 314.6509 | 256.0529 | 256.0529 | 256.0529 | 58.5979 | 314.6509 | 2731.3059 | 2731.3059 | 597.3005 | 597.3005 | 602.8354 | 602.8354 | 583.2378 | 583.2378 | 947.9323 | 947.9323 | 273566316.3364 | 999114441.6682 | 256673212.1071 | 222646029.8883 | 1752 | 13.3046 | 2576645.9963 | 152130.9221 | 191.2615 | 504.753 | 79 | 3040 | 4611.9232 | 760 | 190 | 0.16037
3840 | 412.0433 | 300.2 | 1000 | 4000 | 6 | 88.79% | 100 | 163.838 | 163.3743 | 163.3743 | 1 | 163.838 | 100 | 237.0644 | 225.1703 | 225.1703 | 225.1703 | 11.894 | 237.0644 | 62.9745 | 56.7877 | 56.7877 | 56.7877 | 6.1868 | 62.9745 | 377.6043 | 301.6579 | 301.6579 | 348.0359 | 29.5684 | 301.6579 | 46.378 | 46.378 | 377.6043 | 301.6359 | 245.324 | 245.324 | 245.324 | 56.3119 | 301.6359 | 2816.2554 | 2816.2554 | 682.5373 | 682.5373 | 602.7542 | 602.7542 | 583.1593 | 583.1593 | 947.8047 | 947.8047 | 289645843.401 | 999136054.2777 | 266771122.2349 | 196446980.0863 | 1752 | 16.107 | 2272636.8105 | 134181.5422 | 168.6952 | 576.8606 | 79 | 3040 | 4611.9232 | 760 | 190 | 0.16655
3841 | 463.5487 | 300.2 | 1000 | 4000 | 6 | 90.04% | 100 | 167.7727 | 167.2423 | 167.2423 | 1 | 167.7727 | 100 | 254.4506 | 241.6827 | 241.6827 | 241.6827 | 12.7679 | 254.4506 | 62.9659 | 56.7793 | 56.7793 | 56.7793 | 6.1867 | 62.9659 | 417.5622 | 339.6888 | 339.6888 | 385.9601 | 31.6022 | 339.6888 | 46.2712 | 46.2712 | 417.5622 | 291.0443 | 236.6043 | 236.6043 | 236.6043 | 54.44 | 291.0443 | 2901.2071 | 2901.2071 | 767.7577 | 767.7577 | 602.6783 | 602.6783 | 583.0858 | 583.0858 | 947.6853 | 947.6853 | 302954742.8319 | 999165304.7068 | 275412878.338 | 174467103.0365 | 1752 | 18.9391 | 2006238.8853 | 118452.815 | 148.9208 | 648.9682 | 79 | 3040 | 4611.9232 | 760 | 190 | 0.17183
3842 | 515.0541 | 300.2 | 1000 | 4000 | 6 | 91.06% | 100 | 171.866 | 171.2946 | 171.2946 | 1 | 171.866 | 100 | 272.1391 | 258.4821 | 258.4821 | 258.4821 | 13.657 | 272.1391 | 62.959 | 56.7723 | 56.7723 | 56.7723 | 6.1866 | 62.959 | 458.1725 | 378.5562 | 378.5562 | 424.5138 | 33.6587 | 378.5562 | 45.9576 | 45.9576 | 458.1725 | 283.462 | 230.3763 | 230.3763 | 230.3763 | 53.0857 | 283.462 | 2986.1608 | 2986.1608 | 852.9634 | 852.9634 | 602.6071 | 602.6071 | 583.017 | 583.017 | 947.5734 | 947.5734 | 314409950.1223 | 999159025.0046 | 281826935.5174 | 156604089.3557 | 1752 | 21.7506 | 1796765.0799 | 106085.0147 | 133.3718 | 721.0758 | 79 | 3040 | 4611.9232 | 760 | 190 | 0.17574
3843 | 566.5595 | 300.2 | 1000 | 4000 | 6 | 91.97% | 100 | 176.0641 | 175.3871 | 175.3871 | 1 | 176.0641 | 100 | 289.8243 | 275.2783 | 275.2783 | 275.2783 | 14.546 | 289.8243 | 62.9533 | 56.7666 | 56.7666 | 56.7666 | 6.1867 | 62.9533 | 501.5915 | 419.6744 | 419.6744 | 465.7419 | 35.8496 | 419.6744 | 46.0675 | 46.0675 | 501.5915 | 277.2722 | 225.25 | 225.25 | 225.25 | 52.0223 | 277.2722 | 3071.1163 | 3071.1163 | 938.1556 | 938.1556 | 602.5402 | 602.5402 | 582.9523 | 582.9523 | 947.4682 | 947.4682 | 324527208.3453 | 999148290.1334 | 287631190.6754 | 140693238.8206 | 1751.9999 | 24.4627 | 1616866.6848 | 95463.4125 | 120.0182 | 793.1834 | 79 | 3040 | 4611.9232 | 760 | 190 | 0.17928
3844 | 618.065 | 300.2 | 1000 | 4000 | 6 | 92.8% | 100 | 180.3275 | 179.4726 | 179.4726 | 1 | 180.3275 | 100 | 307.2953 | 291.8709 | 291.8709 | 291.8709 | 15.4244 | 307.2953 | 62.9463 | 56.7597 | 56.7597 | 56.7597 | 6.1866 | 62.9463 | 549.4264 | 464.9492 | 464.9492 | 511.1234 | 38.303 | 464.9492 | 46.1742 | 46.1742 | 549.4264 | 272.056 | 220.9278 | 220.9278 | 220.9278 | 51.1282 | 272.056 | 3156.0735 | 3156.0735 | 1023.3356 | 1023.3356 | 602.4773 | 602.4773 | 582.8914 | 582.8914 | 947.3693 | 947.3693 | 333890915.1858 | 999173186.2405 | 292878632.9334 | 126057265.6403 | 1752 | 27.0587 | 1450114.7673 | 85618.0077 | 107.6404 | 865.2909 | 79 | 3040 | 4611.9232 | 760 | 190 | 0.18248
3845 | 669.5704 | 300.2 | 1000 | 4000 | 6 | 93.56% | 100 | 184.6152 | 183.6438 | 183.6438 | 1 | 184.6152 | 100 | 324.5263 | 308.2355 | 308.2355 | 308.2355 | 16.2908 | 324.5263 | 62.9404 | 56.7538 | 56.7538 | 56.7538 | 6.1866 | 62.9404 | 604.9662 | 517.6736 | 517.6736 | 563.8102 | 41.1561 | 517.6736 | 46.1366 | 46.1366 | 604.9662 | 267.1092 | 216.8376 | 216.8376 | 216.8376 | 50.2716 | 267.1092 | 3241.0323 | 3241.0323 | 1108.5044 | 1108.5044 | 602.418 | 602.418 | 582.834 | 582.834 | 947.276 | 947.276 | 342077693.7214 | 999166227.4437 | 297909060.541 | 112847018.2938 | 1752 | 29.5204 | 1292994.94 | 76341.3029 | 95.9775 | 937.3985 | 79 | 3040 | 4611.9232 | 760 | 190 | 0.1855
3846 | 721.0758 | 300.2 | 1000 | 4000 | 5 | 94.22% | 100 | 182.8439 | 182.0454 | 182.0454 | 1 | 182.8439 | 100 | 342.172 | 324.9956 | 324.9956 | 324.9956 | 17.1764 | 342.172 | 62.9416 | 56.755 | 56.755 | 56.755 | 6.1866 | 62.9416 | 563.3656 | 478.2185 | 478.2185 | 524.3658 | 38.9998 | 478.2185 | 46.1473 | 46.1473 | 563.3656 | 262.92 | 213.3791 | 213.3791 | 213.3791 | 49.5408 | 262.92 | 3229.206 | 3229.206 | 1193.7899 | 1193.7899 | 602.426 | 602.426 | 485.7015 | 485.7015 | 947.2886 | 947.2886 | 349077780.2479 | 999141147.4732 | 302434418.4115 | 101346667.0677 | 1752 | 31.8765 | 1160685.9477 | 68529.4851 | 86.1564 | 1009.5061 | 79 | 3040 | 4611.9232 | 760 | 190 | 0.18828
3847 | 772.5812 | 300.2 | 1000 | 4000 | 5 | 94.73% | 100 | 187.6333 | 186.9108 | 186.9108 | 1 | 187.6333 | 100 | 359.9159 | 341.8472 | 341.8472 | 341.8472 | 18.0687 | 359.9159 | 62.9358 | 56.7492 | 56.7492 | 56.7492 | 6.1866 | 62.9358 | 616.0839 | 528.3247 | 528.3247 | 574.3932 | 41.6907 | 528.3247 | 46.0684 | 46.0684 | 616.0839 | 261.5727 | 212.6408 | 212.6408 | 212.6408 | 48.9319 | 261.5727 | 3314.166 | 3314.166 | 1278.9407 | 1278.9407 | 602.3696 | 602.3696 | 485.6559 | 485.6559 | 947.1998 | 947.1998 | 355382323.4225 | 999121388.1325 | 305241744.7603 | 92254543.6847 | 1752 | 34.1561 | 1055087.2596 | 62294.7032 | 78.3179 | 1081.6137 | 79 | 3040 | 4611.9232 | 760 | 190 | 0.19001
3848 | 824.0866 | 300.2 | 1000 | 4000 | 5 | 95.21% | 100 | 192.1035 | 191.3293 | 191.3293 | 1 | 192.1035 | 100 | 377.5739 | 358.6171 | 358.6171 | 358.6171 | 18.9568 | 377.5739 | 62.9304 | 56.7438 | 56.7438 | 56.7438 | 6.1865 | 62.9304 | 670.7941 | 580.168 | 580.168 | 626.303 | 44.4911 | 580.168 | 46.135 | 46.135 | 670.7941 | 258.9177 | 210.4272 | 210.4272 | 210.4272 | 48.4905 | 258.9177 | 3399.1272 | 3399.1272 | 1364.0824 | 1364.0824 | 602.3161 | 602.3161 | 485.6129 | 485.6129 | 947.1158 | 947.1158 | 361101472.8299 | 999162660.2412 | 307823692.7016 | 83912174.2273 | 1752 | 36.3106 | 964559.8427 | 56949.7628 | 71.5982 | 1153.7213 | 79 | 3040 | 4611.9232 | 760 | 190 | 0.19161
3849 | 875.592 | 300.2 | 1000 | 4000 | 5 | 95.71% | 100 | 196.5933 | 195.5539 | 195.5539 | 1 | 196.5933 | 100 | 395.2227 | 375.3782 | 375.3782 | 375.3782 | 19.8445 | 395.2227 | 62.9261 | 56.7395 | 56.7395 | 56.7395 | 6.1866 | 62.9261 | 733.2156 | 639.3603 | 639.3603 | 685.5312 | 47.6844 | 639.3603 | 46.1709 | 46.1709 | 733.2156 | 256.3051 | 208.2548 | 208.2548 | 208.2548 | 48.0503 | 256.3051 | 3484.0897 | 3484.0897 | 1449.2158 | 1449.2158 | 602.2655 | 602.2655 | 485.5721 | 485.5721 | 947.0363 | 947.0363 | 366438337.7816 | 999166163.2336 | 311167800.0665 | 75227698.9182 | 1752 | 38.3129 | 860684.9359 | 50816.7568 | 63.8877 | 1225.8288 | 79 | 3040 | 4611.9232 | 760 | 190 | 0.19367
3850 | 927.0974 | 300.2 | 1000 | 4000 | 5 | 96.05% | 100 | 201.117 | 200.2858 | 200.2858 | 1 | 201.117 | 100 | 413.003 | 392.2642 | 392.2642 | 392.2642 | 20.7388 | 413.003 | 62.922 | 56.7354 | 56.7354 | 56.7354 | 6.1866 | 62.922 | 799.9827 | 702.7059 | 702.7059 | 748.8949 | 51.0879 | 702.7059 | 46.189 | 46.189 | 799.9827 | 254.065 | 206.3895 | 206.3895 | 206.3895 | 47.6755 | 254.065 | 3569.0532 | 3569.0532 | 1534.3415 | 1534.3415 | 602.2175 | 602.2175 | 485.5334 | 485.5334 | 946.9608 | 946.9608 | 370896940.9755 | 999163734.8962 | 312675466.0465 | 69263858.0817 | 1752 | 40.2682 | 796589.2777 | 47032.4063 | 59.1299 | 1297.9364 | 79 | 3040 | 4611.9232 | 760 | 190 | 0.1946
3851 | 978.6028 | 300.2 | 1000 | 4000 | 5 | 96.43% | 100 | 205.6819 | 204.5764 | 204.5764 | 1 | 205.6819 | 100 | 430.8923 | 409.2536 | 409.2536 | 409.2536 | 21.6387 | 430.8923 | 62.9172 | 56.7307 | 56.7307 | 56.7307 | 6.1866 | 62.9172 | 868.7014 | 767.7467 | 767.7467 | 814.0836 | 54.6178 | 767.7467 | 46.337 | 46.337 | 868.7014 | 252.3133 | 204.9213 | 204.9213 | 204.9213 | 47.3921 | 252.3133 | 3654.0178 | 3654.0178 | 1619.4601 | 1619.4601 | 602.172 | 602.172 | 485.4966 | 485.4966 | 946.8891 | 946.8891 | 375224641.7249 | 999172910.4332 | 314984156.5073 | 62618291.3345 | 1752 | 42.0848 | 720728.0493 | 42553.3903 | 53.4988 | 1370.044 | 79 | 3040 | 4611.9232 | 760 | 190 | 0.19602
3852 | 1030.1083 | 300.2 | 1000 | 4000 | 5 | 96.7% | 100 | 210.2647 | 209.3079 | 209.3079 | 1 | 210.2647 | 100 | 448.7408 | 426.2043 | 426.2043 | 426.2043 | 22.5365 | 448.7408 | 62.9127 | 56.7262 | 56.7262 | 56.7262 | 6.1865 | 62.9127 | 943.1349 | 838.2951 | 838.2951 | 884.6938 | 58.4411 | 838.2951 | 46.3987 | 46.3987 | 943.1349 | 250.7991 | 203.6497 | 203.6497 | 203.6497 | 47.1494 | 250.7991 | 3738.9833 | 3738.9833 | 1704.5721 | 1704.5721 | 602.1286 | 602.1286 | 485.4617 | 485.4617 | 946.8209 | 946.8209 | 379001616.5265 | 999176461.648 | 316019395.0646 | 57802526.7609 | 1752 | 43.8362 | 666538.3055 | 39353.907 | 49.4764 | 1442.1516 | 79 | 3040 | 4611.9232 | 760 | 190 | 0.19666
3853 | 20.6022 | 353.4 | 1000 | 4000 | 7 | 75.51% | 100 | 149.3305 | 149.2594 | 149.2594 | 1 | 149.3305 | 100 | 136.5517 | 129.7059 | 129.7059 | 129.7059 | 6.8458 | 136.5517 | 68.9931 | 62.22 | 62.22 | 62.22 | 6.7731 | 68.9931 | 240.6668 | 166.8131 | 166.8131 | 217.0981 | 23.5686 | 166.8131 | 50.285 | 50.285 | 240.6668 | 361.6184 | 295.0054 | 295.0054 | 295.0054 | 66.613 | 361.6184 | 2373.801 | 2373.801 | 34.1549 | 34.1549 | 710.1535 | 710.1535 | 680.9106 | 680.9106 | 948.5821 | 948.5821 | 25580243.1046 | 1074379122.902 | 222900374.5473 | 429140259.4462 | 1752 | 5.2535 | 5388808.8695 | 318167.2855 | 400.0051 | 28.843 | 93 | 3040 | 4611.9232 | 760 | 190 | 0.13972
3854 | 51.5054 | 353.4 | 1000 | 4000 | 7 | 77.05% | 100 | 150.9159 | 150.7638 | 150.7638 | 1 | 150.9159 | 100 | 141.0159 | 133.9456 | 133.9456 | 133.9456 | 7.0703 | 141.0159 | 68.9844 | 62.2115 | 62.2115 | 62.2115 | 6.7729 | 68.9844 | 250.9994 | 177.5952 | 177.5952 | 227.0748 | 23.9245 | 177.5952 | 49.4796 | 49.4796 | 250.9994 | 376.2058 | 306.7574 | 306.7574 | 306.7574 | 69.4484 | 376.2058 | 2424.7628 | 2424.7628 | 85.3776 | 85.3776 | 710.0742 | 710.0742 | 680.8346 | 680.8346 | 948.4763 | 948.4763 | 61848930.9454 | 1074407187.3379 | 213630487.3813 | 402113394.3354 | 1752 | 6.1678 | 4964661.6911 | 293124.6908 | 368.5212 | 72.1076 | 93 | 3040 | 4611.9232 | 760 | 190 | 0.13402
3855 | 154.5162 | 353.4 | 1000 | 4000 | 6 | 82.27% | 100 | 150.5105 | 150.286 | 150.286 | 1 | 150.5105 | 100 | 164.5801 | 156.3271 | 156.3271 | 156.3271 | 8.253 | 164.5801 | 68.9732 | 62.2004 | 62.2004 | 62.2004 | 6.7727 | 68.9732 | 267.3591 | 195.1063 | 195.1063 | 243.0387 | 24.3204 | 195.1063 | 47.9324 | 47.9324 | 267.3591 | 383.7572 | 312.4742 | 312.4742 | 312.4742 | 71.2831 | 383.7572 | 2497.8784 | 2497.8784 | 256.0941 | 256.0941 | 709.9669 | 709.9669 | 583.4843 | 583.4843 | 948.333 | 948.333 | 158216282.6866 | 1074434368.6897 | 208782956.3516 | 310566392.2721 | 1752 | 9.5784 | 3711179.1886 | 219116.2903 | 275.4766 | 216.3227 | 93 | 3040 | 4611.9232 | 760 | 190 | 0.13098
3856 | 206.0217 | 353.4 | 1000 | 4000 | 6 | 84.65% | 100 | 153.658 | 153.3997 | 153.3997 | 1 | 153.658 | 100 | 179.5877 | 170.5808 | 170.5808 | 170.5808 | 9.0069 | 179.5877 | 68.9619 | 62.1893 | 62.1893 | 62.1893 | 6.7726 | 68.9619 | 297.0664 | 223.7685 | 223.7685 | 271.3482 | 25.7182 | 223.7685 | 47.5797 | 47.5797 | 297.0664 | 371.4171 | 302.1756 | 302.1756 | 302.1756 | 69.2415 | 371.4171 | 2582.8204 | 2582.8204 | 341.403 | 341.403 | 709.8508 | 709.8508 | 583.3889 | 583.3889 | 948.1778 | 948.1778 | 192846999.3093 | 1074469857.4822 | 215771048.2209 | 268912098.8851 | 1752 | 11.6328 | 3187581.3934 | 188201.9095 | 236.6105 | 288.4303 | 93 | 3040 | 4611.9232 | 760 | 190 | 0.13525
3857 | 257.5271 | 353.4 | 1000 | 4000 | 6 | 86.79% | 100 | 156.9465 | 156.6148 | 156.6148 | 1 | 156.9465 | 100 | 195.91 | 186.083 | 186.083 | 186.083 | 9.827 | 195.91 | 68.951 | 62.1786 | 62.1786 | 62.1786 | 6.7725 | 68.951 | 333.1988 | 258.6799 | 258.6799 | 305.717 | 27.4819 | 258.6799 | 47.0371 | 47.0371 | 333.1988 | 354.4419 | 288.162 | 288.162 | 288.162 | 66.2799 | 354.4419 | 2667.7654 | 2667.7654 | 426.6888 | 426.6888 | 709.7428 | 709.7428 | 583.3001 | 583.3001 | 948.0336 | 948.0336 | 220286735.5006 | 1074485247.7031 | 225863099.0078 | 231364917.7885 | 1752 | 13.8481 | 2705104.0616 | 159715.3726 | 200.7968 | 360.5379 | 93 | 3040 | 4611.9232 | 760 | 190 | 0.14143
3858 | 309.0325 | 353.4 | 1000 | 4000 | 6 | 88.54% | 100 | 160.5638 | 160.1502 | 160.1502 | 1 | 160.5638 | 100 | 213.6708 | 202.9515 | 202.9515 | 202.9515 | 10.7193 | 213.6708 | 68.9432 | 62.1706 | 62.1706 | 62.1706 | 6.7726 | 68.9432 | 373.4833 | 297.0029 | 297.0029 | 344.0042 | 29.4791 | 297.0029 | 47.0012 | 47.0012 | 373.4833 | 339.7618 | 276.054 | 276.054 | 276.054 | 63.7078 | 339.7618 | 2752.7131 | 2752.7131 | 511.9541 | 511.9541 | 709.6422 | 709.6422 | 583.2175 | 583.2175 | 947.8993 | 947.8993 | 241661236.5836 | 1074439469.2229 | 235137765.6665 | 200761517.8755 | 1752 | 16.3723 | 2347059.6725 | 138575.6339 | 174.2196 | 432.6455 | 93 | 3040 | 4611.9232 | 760 | 190 | 0.1471
3859 | 360.5379 | 353.4 | 1000 | 4000 | 6 | 90.05% | 100 | 164.3149 | 163.8025 | 163.8025 | 1 | 164.3149 | 100 | 232.0719 | 220.428 | 220.428 | 220.428 | 11.6439 | 232.0719 | 68.9335 | 62.161 | 62.161 | 62.161 | 6.7724 | 68.9335 | 419.2248 | 340.783 | 340.783 | 387.4456 | 31.7791 | 340.783 | 46.6627 | 46.6627 | 419.2248 | 326.441 | 265.0912 | 265.0912 | 265.0912 | 61.3498 | 326.441 | 2837.6631 | 2837.6631 | 597.2007 | 597.2007 | 709.5483 | 709.5483 | 583.1403 | 583.1403 | 947.7738 | 947.7738 | 258964096.5836 | 1074467942.2943 | 244192952.1527 | 174375020.3345 | 1752 | 18.9456 | 2022549.5318 | 119415.8319 | 150.1315 | 504.753 | 93 | 3040 | 4611.9232 | 760 | 190 | 0.15265
3860 | 412.0433 | 353.4 | 1000 | 4000 | 6 | 91.27% | 100 | 168.2937 | 167.6757 | 167.6757 | 1 | 168.2937 | 100 | 251.0646 | 238.4663 | 238.4663 | 238.4663 | 12.5983 | 251.0646 | 68.9253 | 62.1529 | 62.1529 | 62.1529 | 6.7724 | 68.9253 | 468.1461 | 387.1198 | 387.1198 | 433.8795 | 34.2666 | 387.1198 | 46.7598 | 46.7598 | 468.1461 | 316.2935 | 256.7171 | 256.7171 | 256.7171 | 59.5764 | 316.2935 | 2922.6154 | 2922.6154 | 682.4305 | 682.4305 | 709.4604 | 709.4604 | 583.068 | 583.068 | 947.6564 | 947.6564 | 273195455.8882 | 1074445852.9101 | 251410548.0242 | 152948143.1775 | 1752 | 21.6177 | 1780287.0998 | 105112.118 | 132.1487 | 576.8606 | 93 | 3040 | 4611.9232 | 760 | 190 | 0.15706
3861 | 463.5487 | 353.4 | 1000 | 4000 | 6 | 92.27% | 100 | 172.3781 | 171.6888 | 171.6888 | 1 | 172.3781 | 100 | 270.2904 | 256.7258 | 256.7258 | 256.7258 | 13.5646 | 270.2904 | 68.9181 | 62.1457 | 62.1457 | 62.1457 | 6.7724 | 68.9181 | 520.0697 | 436.5814 | 436.5814 | 483.1661 | 36.9036 | 436.5814 | 46.5846 | 46.5846 | 520.0697 | 308.3583 | 250.1553 | 250.1553 | 250.1553 | 58.203 | 308.3583 | 3007.5695 | 3007.5695 | 767.6451 | 767.6451 | 709.3779 | 709.3779 | 583.0003 | 583.0003 | 947.5462 | 947.5462 | 285037742.1747 | 1074489066.8544 | 256997479.4699 | 135475785.663 | 1752.0001 | 24.2677 | 1574519.9749 | 92963.1684 | 116.8748 | 648.9682 | 93 | 3040 | 4611.9232 | 760 | 190 | 0.16046
3862 | 515.0541 | 353.4 | 1000 | 4000 | 6 | 93.09% | 100 | 176.6026 | 175.8346 | 175.8346 | 1 | 176.6026 | 100 | 289.6153 | 275.0794 | 275.0794 | 275.0794 | 14.5359 | 289.6153 | 68.9097 | 62.1375 | 62.1375 | 62.1375 | 6.7722 | 68.9097 | 574.0592 | 487.7785 | 487.7785 | 534.4153 | 39.6438 | 487.7785 | 46.6368 | 46.6368 | 574.0592 | 302.6123 | 245.3868 | 245.3868 | 245.3868 | 57.2256 | 302.6123 | 3092.5255 | 3092.5255 | 852.8458 | 852.8458 | 709.3004 | 709.3004 | 582.9366 | 582.9366 | 947.4427 | 947.4427 | 295425552.6225 | 1074529785.3236 | 261043417.3636 | 121001244.6903 | 1752 | 26.8695 | 1407901.9153 | 83125.6668 | 104.507 | 721.0758 | 93 | 3040 | 4611.9232 | 760 | 190 | 0.16291
3863 | 566.5595 | 353.4 | 1000 | 4000 | 6 | 93.87% | 100 | 180.8911 | 179.971 | 179.971 | 1 | 180.8911 | 100 | 308.7818 | 293.2824 | 293.2824 | 293.2824 | 15.4994 | 308.7818 | 68.9025 | 62.1304 | 62.1304 | 62.1304 | 6.7722 | 68.9025 | 635.6508 | 546.1036 | 546.1036 | 592.8549 | 42.7959 | 546.1036 | 46.7513 | 46.7513 | 635.6508 | 297.3286 | 241.0139 | 241.0139 | 241.0139 | 56.3147 | 297.3286 | 3177.4831 | 3177.4831 | 938.0338 | 938.0338 | 709.2275 | 709.2275 | 582.8766 | 582.8766 | 947.3452 | 947.3452 | 304466986.368 | 1074504458.5377 | 265594758.3905 | 107433796.7038 | 1752 | 29.3244 | 1245168.8893 | 73517.5463 | 92.4275 | 793.1834 | 93 | 3040 | 4611.9232 | 760 | 190 | 0.16571
3864 | 618.065 | 353.4 | 1000 | 4000 | 6 | 94.53% | 100 | 185.2195 | 184.2077 | 184.2077 | 1 | 185.2195 | 100 | 328.0993 | 311.6287 | 311.6287 | 311.6287 | 16.4706 | 328.0993 | 68.8968 | 62.1247 | 62.1247 | 62.1247 | 6.7722 | 68.8968 | 703.9009 | 611.0551 | 611.0551 | 657.6192 | 46.2817 | 611.0551 | 46.5641 | 46.5641 | 703.9009 | 292.5451 | 237.0606 | 237.0606 | 237.0606 | 55.4845 | 292.5451 | 3262.4422 | 3262.4422 | 1023.2103 | 1023.2103 | 709.1586 | 709.1586 | 582.82 | 582.82 | 947.2533 | 947.2533 | 312296012.9277 | 1074508412.241 | 269411578.8287 | 95783996.0025 | 1752 | 31.6908 | 1106570.513 | 65334.3893 | 82.1395 | 865.2909 | 93 | 3040 | 4611.9232 | 760 | 190 | 0.16798
3865 | 669.5704 | 353.4 | 1000 | 4000 | 5 | 95.12% | 100 | 183.5169 | 182.6832 | 182.6832 | 1 | 183.5169 | 100 | 347.4238 | 329.9834 | 329.9834 | 329.9834 | 17.4404 | 347.4238 | 68.8969 | 62.1248 | 62.1248 | 62.1248 | 6.7721 | 68.8969 | 658.5438 | 568.1344 | 568.1344 | 614.6024 | 43.9414 | 568.1344 | 46.468 | 46.468 | 658.5438 | 288.9254 | 234.1078 | 234.1078 | 234.1078 | 54.8176 | 288.9254 | 3250.6159 | 3250.6159 | 1108.4924 | 1108.4924 | 709.168 | 709.168 | 485.6898 | 485.6898 | 947.2658 | 947.2658 | 319395563.858 | 1074531324.2876 | 272560572.2726 | 85512539.5818 | 1752 | 33.9497 | 988925.2461 | 58388.3505 | 73.4068 | 937.3985 | 93 | 3040 | 4611.9232 | 760 | 190 | 0.16992
3866 | 721.0758 | 353.4 | 1000 | 4000 | 5 | 95.6% | 100 | 187.9678 | 187.1744 | 187.1744 | 1 | 187.9678 | 100 | 366.5676 | 348.1645 | 348.1645 | 348.1645 | 18.4031 | 366.5676 | 68.8909 | 62.1188 | 62.1188 | 62.1188 | 6.7721 | 68.8909 | 726.3071 | 632.2063 | 632.2063 | 678.8869 | 47.4202 | 632.2063 | 46.6806 | 46.6806 | 726.3071 | 285.7886 | 231.4936 | 231.4936 | 231.4936 | 54.295 | 285.7886 | 3335.5762 | 3335.5762 | 1193.6507 | 1193.6507 | 709.1024 | 709.1024 | 485.6449 | 485.6449 | 947.1782 | 947.1782 | 325753891.5016 | 1074537396.095 | 274575616.2539 | 77133096.1495 | 1752 | 36.1131 | 897762.2685 | 53005.8851 | 66.6399 | 1009.5061 | 93 | 3040 | 4611.9232 | 760 | 190 | 0.17116
3867 | 772.5812 | 353.4 | 1000 | 4000 | 5 | 96.04% | 100 | 192.4665 | 191.5057 | 191.5057 | 1 | 192.4665 | 100 | 385.8944 | 366.5195 | 366.5195 | 366.5195 | 19.3749 | 385.8944 | 68.8858 | 62.1137 | 62.1137 | 62.1137 | 6.7721 | 68.8858 | 796.0967 | 698.3093 | 698.3093 | 745.1153 | 50.9814 | 698.3093 | 46.806 | 46.806 | 796.0967 | 283.4111 | 229.5013 | 229.5013 | 229.5013 | 53.9098 | 283.4111 | 3420.5378 | 3420.5378 | 1278.7997 | 1278.7997 | 709.0404 | 709.0404 | 485.6024 | 485.6024 | 947.0954 | 947.0954 | 331288924.1779 | 1074537831.3556 | 276840876.7351 | 69332367.7314 | 1752 | 38.1549 | 804374.3481 | 47492.0542 | 59.7078 | 1081.6137 | 93 | 3040 | 4611.9232 | 760 | 190 | 0.17256
3868 | 824.0866 | 353.4 | 1000 | 4000 | 5 | 96.42% | 100 | 196.9809 | 196.0072 | 196.0072 | 1 | 196.9809 | 100 | 405.278 | 384.9283 | 384.9283 | 384.9283 | 20.3498 | 405.278 | 68.8798 | 62.1078 | 62.1078 | 62.1078 | 6.772 | 68.8798 | 873.701 | 772.1524 | 772.1524 | 818.7408 | 54.9602 | 772.1524 | 46.5885 | 46.5885 | 873.701 | 281.1935 | 227.6483 | 227.6483 | 227.6483 | 53.5453 | 281.1935 | 3505.5005 | 3505.5005 | 1363.9399 | 1363.9399 | 708.9816 | 708.9816 | 485.5621 | 485.5621 | 947.0169 | 947.0169 | 336264893.8113 | 1074551166.3728 | 278450094.6813 | 62733845.1347 | 1752 | 40.1027 | 724489.0338 | 42775.4472 | 53.778 | 1153.7213 | 93 | 3040 | 4611.9232 | 760 | 190 | 0.17355
3869 | 875.592 | 353.4 | 1000 | 4000 | 5 | 96.76% | 100 | 201.5312 | 200.5171 | 200.5171 | 1 | 201.5312 | 100 | 424.6335 | 403.3103 | 403.3103 | 403.3103 | 21.3232 | 424.6335 | 68.8743 | 62.1023 | 62.1023 | 62.1023 | 6.772 | 68.8743 | 959.425 | 853.497 | 853.497 | 900.0337 | 59.3912 | 853.497 | 46.5367 | 46.5367 | 959.425 | 279.2705 | 226.0385 | 226.0385 | 226.0385 | 53.232 | 279.2705 | 3590.4643 | 3590.4643 | 1449.0722 | 1449.0722 | 708.9259 | 708.9259 | 485.5239 | 485.5239 | 946.9424 | 946.9424 | 340864091.5933 | 1074558025.4692 | 279887930.997 | 56689951.9405 | 1752 | 41.944 | 654578.7815 | 38647.7901 | 48.5886 | 1225.8288 | 93 | 3040 | 4611.9232 | 760 | 190 | 0.17444
3870 | 927.0974 | 353.4 | 1000 | 4000 | 5 | 97.07% | 100 | 206.1188 | 204.9724 | 204.9724 | 1 | 206.1188 | 100 | 444.254 | 421.9439 | 421.9439 | 421.9439 | 22.3101 | 444.254 | 68.869 | 62.0971 | 62.0971 | 62.0971 | 6.7719 | 68.869 | 1048.4393 | 938.0094 | 938.0094 | 984.4857 | 63.9535 | 938.0094 | 46.4763 | 46.4763 | 1048.4393 | 277.7148 | 224.7357 | 224.7357 | 224.7357 | 52.9791 | 277.7148 | 3675.4292 | 3675.4292 | 1534.197 | 1534.197 | 708.8729 | 708.8729 | 485.4877 | 485.4877 | 946.8716 | 946.8716 | 344757943.1815 | 1074565505.9912 | 281350726.587 | 51325824.2403 | 1752 | 43.6876 | 591664.1483 | 34933.1699 | 43.9186 | 1297.9364 | 93 | 3040 | 4611.9232 | 760 | 190 | 0.17534
3871 | 978.6028 | 353.4 | 1000 | 4000 | 5 | 97.39% | 100 | 210.7099 | 209.2618 | 209.2618 | 1 | 210.7099 | 100 | 463.8208 | 440.5265 | 440.5265 | 440.5265 | 23.2943 | 463.8208 | 68.8647 | 62.0928 | 62.0928 | 62.0928 | 6.7719 | 68.8647 | 1155.9775 | 1040.2086 | 1040.2086 | 1086.5099 | 69.4676 | 1040.2086 | 46.3013 | 46.3013 | 1155.9775 | 275.9386 | 223.261 | 223.261 | 223.261 | 52.6777 | 275.9386 | 3760.3949 | 3760.3949 | 1619.315 | 1619.315 | 708.8225 | 708.8225 | 485.4531 | 485.4531 | 946.8043 | 946.8043 | 348493596.2481 | 1074557641.2511 | 283247091.5537 | 45701670.9471 | 1752 | 45.3242 | 522369.4702 | 30841.8577 | 38.7749 | 1370.044 | 93 | 3040 | 4611.9232 | 760 | 190 | 0.17651
3872 | 1030.1083 | 353.4 | 1000 | 4000 | 5 | 97.59% | 100 | 215.3374 | 214.2556 | 214.2556 | 1 | 215.3374 | 100 | 483.3616 | 459.0844 | 459.0844 | 459.0844 | 24.2772 | 483.3616 | 68.8605 | 62.0886 | 62.0886 | 62.0886 | 6.7719 | 68.8605 | 1266.0642 | 1144.6306 | 1144.6306 | 1190.9593 | 75.1048 | 1144.6306 | 46.3288 | 46.3288 | 1266.0642 | 274.7535 | 222.2654 | 222.2654 | 222.2654 | 52.4881 | 274.7535 | 3845.3615 | 3845.3615 | 1704.4267 | 1704.4267 | 708.7745 | 708.7745 | 485.4202 | 485.4202 | 946.7401 | 946.7401 | 351852307.2843 | 1074552234.0623 | 283377495.4966 | 42217963.1568 | 1752 | 46.9139 | 487493.969 | 28782.7304 | 36.1861 | 1442.1516 | 93 | 3040 | 4611.9232 | 760 | 190 | 0.17659
3873 | 20.6022 | 402.8 | 1000 | 4000 | 7 | 79.36% | 100 | 152.3879 | 152.3207 | 152.3207 | 1 | 152.3879 | 100 | 140.5602 | 133.512 | 133.512 | 133.512 | 7.0481 | 140.5602 | 74.8803 | 67.5279 | 67.5279 | 67.5279 | 7.3524 | 74.8803 | 273.3196 | 197.9325 | 197.9325 | 248.0985 | 25.2212 | 197.9325 | 50.1659 | 50.1659 | 273.3196 | 337.1186 | 274.6048 | 274.6048 | 274.6048 | 62.5138 | 337.1186 | 2472.5469 | 2472.5469 | 34.1476 | 34.1476 | 809.2511 | 809.2511 | 680.7666 | 680.7666 | 948.3816 | 948.3816 | 24846457.2113 | 1128043193.1181 | 237568109.8963 | 361542238.3226 | 1752 | 9.7682 | 4528445.8385 | 267369.5347 | 336.1414 | 28.843 | 106 | 3040 | 4611.9232 | 760 | 190 | 0.14872
3874 | 51.5054 | 402.8 | 1000 | 4000 | 7 | 80.76% | 100 | 154.1319 | 153.9679 | 153.9679 | 1 | 154.1319 | 100 | 145.0676 | 137.7927 | 137.7927 | 137.7927 | 7.2749 | 145.0676 | 74.8718 | 67.5195 | 67.5195 | 67.5195 | 7.3523 | 74.8718 | 287.0773 | 211.8331 | 211.8331 | 261.3355 | 25.7418 | 211.8331 | 49.5024 | 49.5024 | 287.0773 | 351.9297 | 286.5365 | 286.5365 | 286.5365 | 65.3932 | 351.9297 | 2523.5111 | 2523.5111 | 85.3604 | 85.3604 | 809.1686 | 809.1686 | 680.6972 | 680.6972 | 948.2849 | 948.2849 | 60091192.9672 | 1128063755.1034 | 226779275.5488 | 337065778.1744 | 1752 | 10.8113 | 4163753.333 | 245837.2764 | 309.0707 | 72.1076 | 106 | 3040 | 4611.9232 | 760 | 190 | 0.14208
3875 | 154.5162 | 402.8 | 1000 | 4000 | 6 | 85.27% | 100 | 154.1684 | 153.8532 | 153.8532 | 1 | 154.1684 | 100 | 169.8345 | 161.3165 | 161.3165 | 161.3165 | 8.518 | 169.8345 | 74.8603 | 67.5082 | 67.5082 | 67.5082 | 7.3521 | 74.8603 | 308.8724 | 234.6542 | 234.6542 | 282.4296 | 26.4429 | 234.6542 | 47.7754 | 47.7754 | 308.8724 | 373.3723 | 303.4964 | 303.4964 | 303.4964 | 69.8759 | 373.3723 | 2596.63 | 2596.63 | 256.0457 | 256.0457 | 809.0566 | 809.0566 | 583.374 | 583.374 | 948.1537 | 948.1537 | 153282271.8605 | 1128111148.35 | 212559814.8342 | 258046764.9553 | 1752 | 14.7092 | 3073199.0748 | 181448.5225 | 228.1201 | 216.3227 | 106 | 3040 | 4611.9232 | 760 | 190 | 0.13328
3876 | 206.0217 | 402.8 | 1000 | 4000 | 6 | 87.36% | 100 | 157.5265 | 157.1675 | 157.1675 | 1 | 157.5265 | 100 | 185.4328 | 176.1311 | 176.1311 | 176.1311 | 9.3016 | 185.4328 | 74.8506 | 67.4985 | 67.4985 | 67.4985 | 7.3521 | 74.8506 | 347.5999 | 271.6991 | 271.6991 | 319.318 | 28.2819 | 271.6991 | 47.6189 | 47.6189 | 347.5999 | 367.407 | 298.4049 | 298.4049 | 298.4049 | 69.0021 | 367.407 | 2681.5754 | 2681.5754 | 341.343 | 341.343 | 808.935 | 808.935 | 583.2863 | 583.2863 | 948.0111 | 948.0111 | 186365974.6758 | 1128117382.4405 | 215987857.3823 | 221528720.5853 | 1751.9999 | 16.8227 | 2629112.1995 | 155228.6437 | 195.156 | 288.4303 | 106 | 3040 | 4611.9232 | 760 | 190 | 0.13535
3877 | 257.5271 | 402.8 | 1000 | 4000 | 6 | 89.15% | 100 | 161.0482 | 160.6013 | 160.6013 | 1 | 161.0482 | 100 | 204.1126 | 193.8726 | 193.8726 | 193.8726 | 10.24 | 204.1126 | 74.8416 | 67.4894 | 67.4894 | 67.4894 | 7.3521 | 74.8416 | 392.6391 | 314.98 | 314.98 | 362.1442 | 30.4949 | 314.98 | 47.1642 | 47.1642 | 392.6391 | 355.7516 | 288.7299 | 288.7299 | 288.7299 | 67.0216 | 355.7516 | 2766.5235 | 2766.5235 | 426.6189 | 426.6189 | 808.8216 | 808.8216 | 583.2046 | 583.2046 | 947.8783 | 947.8783 | 211141766.2122 | 1128117098.1568 | 222611222.0204 | 190129913.6107 | 1752 | 19.1088 | 2236398.0903 | 132041.9274 | 166.0053 | 360.5379 | 106 | 3040 | 4611.9232 | 760 | 190 | 0.1394
3878 | 309.0325 | 402.8 | 1000 | 4000 | 6 | 90.72% | 100 | 164.7568 | 164.1878 | 164.1878 | 1 | 164.7568 | 100 | 223.1469 | 211.9506 | 211.9506 | 211.9506 | 11.1963 | 223.1469 | 74.8318 | 67.4797 | 67.4797 | 67.4797 | 7.3521 | 74.8318 | 445.8042 | 365.8334 | 365.8334 | 412.6409 | 33.1633 | 365.8334 | 46.8074 | 46.8074 | 445.8042 | 344.0793 | 279.0784 | 279.0784 | 279.0784 | 65.0009 | 344.0793 | 2851.4739 | 2851.4739 | 511.8757 | 511.8757 | 808.7158 | 808.7158 | 583.1282 | 583.1282 | 947.7542 | 947.7542 | 231186169.5766 | 1128128948.764 | 230149434.5983 | 162535497.1115 | 1752.0001 | 21.4527 | 1887297.5155 | 111430.2515 | 140.0919 | 432.6455 | 106 | 3040 | 4611.9232 | 760 | 190 | 0.144
3879 | 360.5379 | 402.8 | 1000 | 4000 | 6 | 91.9% | 100 | 168.7153 | 168.0729 | 168.0729 | 1 | 168.7153 | 100 | 243.39 | 231.1766 | 231.1766 | 231.1766 | 12.2135 | 243.39 | 74.8231 | 67.471 | 67.471 | 67.471 | 7.352 | 74.8231 | 501.0041 | 418.4792 | 418.4792 | 465.0528 | 35.9513 | 418.4792 | 46.5737 | 46.5737 | 501.0041 | 335.496 | 271.9703 | 271.9703 | 271.9703 | 63.5257 | 335.496 | 2936.4265 | 2936.4265 | 597.1151 | 597.1151 | 808.6166 | 808.6166 | 583.0567 | 583.0567 | 947.638 | 947.638 | 246790443.1336 | 1128127130.7157 | 235228980.8929 | 141853445.2577 | 1752 | 23.994 | 1640923.1296 | 96883.7586 | 121.8039 | 504.753 | 106 | 3040 | 4611.9232 | 760 | 190 | 0.1471
3880 | 412.0433 | 402.8 | 1000 | 4000 | 6 | 93% | 100 | 172.7852 | 171.9417 | 171.9417 | 1 | 172.7852 | 100 | 263.6135 | 250.3837 | 250.3837 | 250.3837 | 13.2297 | 263.6135 | 74.815 | 67.463 | 67.463 | 67.463 | 7.352 | 74.815 | 565.3179 | 479.5877 | 479.5877 | 526.096 | 39.2219 | 479.5877 | 46.5083 | 46.5083 | 565.3179 | 327.3624 | 265.2446 | 265.2446 | 265.2446 | 62.1178 | 327.3624 | 3021.3809 | 3021.3809 | 682.3387 | 682.3387 | 808.5236 | 808.5236 | 582.9897 | 582.9897 | 947.529 | 947.529 | 260227780.7449 | 1128113323.8846 | 240971484.5215 | 122687410.849 | 1752 | 26.4204 | 1415623.1059 | 83581.5431 | 105.0801 | 576.8606 | 106 | 3040 | 4611.9232 | 760 | 190 | 0.1506
3881 | 463.5487 | 402.8 | 1000 | 4000 | 6 | 93.75% | 100 | 177.0009 | 176.2391 | 176.2391 | 1 | 177.0009 | 100 | 284.5134 | 270.2333 | 270.2333 | 270.2333 | 14.2801 | 284.5134 | 74.808 | 67.456 | 67.456 | 67.456 | 7.352 | 74.808 | 629.5303 | 540.7275 | 540.7275 | 587.0896 | 42.4407 | 540.7275 | 46.3622 | 46.3622 | 629.5303 | 321.8315 | 260.6447 | 260.6447 | 260.6447 | 61.1869 | 321.8315 | 3106.3372 | 3106.3372 | 767.548 | 767.548 | 808.4361 | 808.4361 | 582.9266 | 582.9266 | 947.4265 | 947.4265 | 270626492.5556 | 1128124513.4027 | 243743588.5422 | 109505405.4996 | 1752 | 28.9169 | 1269938.6118 | 74980.0059 | 94.2661 | 648.9682 | 106 | 3040 | 4611.9232 | 760 | 190 | 0.15229
3882 | 515.0541 | 402.8 | 1000 | 4000 | 6 | 94.44% | 100 | 181.3117 | 180.4751 | 180.4751 | 1 | 181.3117 | 100 | 305.426 | 290.0948 | 290.0948 | 290.0948 | 15.3312 | 305.426 | 74.8009 | 67.4489 | 67.4489 | 67.4489 | 7.352 | 74.8009 | 698.3334 | 606.0323 | 606.0323 | 652.3986 | 45.9348 | 606.0323 | 46.3663 | 46.3663 | 698.3334 | 317.456 | 256.9891 | 256.9891 | 256.9891 | 60.4669 | 317.456 | 3191.2951 | 3191.2951 | 852.7442 | 852.7442 | 808.3537 | 808.3537 | 582.8672 | 582.8672 | 947.3299 | 947.3299 | 279831799.1708 | 1128120412.9524 | 246588926.3335 | 97458865.0885 | 1752 | 31.2959 | 1126318.7931 | 66500.3717 | 83.6054 | 721.0758 | 106 | 3040 | 4611.9232 | 760 | 190 | 0.15396
3883 | 566.5595 | 402.8 | 1000 | 4000 | 6 | 95.06% | 100 | 185.6888 | 184.695 | 184.695 | 1 | 185.6888 | 100 | 326.333 | 309.9509 | 309.9509 | 309.9509 | 16.3821 | 326.333 | 74.7933 | 67.4414 | 67.4414 | 67.4414 | 7.3519 | 74.7933 | 775.1135 | 678.9434 | 678.9434 | 725.2252 | 49.8883 | 678.9434 | 46.2818 | 46.2818 | 775.1135 | 313.5604 | 253.754 | 253.754 | 253.754 | 59.8064 | 313.5604 | 3276.2544 | 3276.2544 | 937.9285 | 937.9285 | 808.276 | 808.276 | 582.8111 | 582.8111 | 947.2388 | 947.2388 | 287874027.0179 | 1128131294.064 | 249522352.3683 | 86472326.5498 | 1752 | 33.5589 | 992961.8716 | 58626.6819 | 73.7064 | 793.1834 | 106 | 3040 | 4611.9232 | 760 | 190 | 0.15577
3884 | 618.065 | 402.8 | 1000 | 4000 | 5 | 95.63% | 100 | 183.9745 | 183.0924 | 183.0924 | 1 | 183.9745 | 100 | 346.9593 | 329.542 | 329.542 | 329.542 | 17.4174 | 346.9593 | 74.7932 | 67.4414 | 67.4414 | 67.4414 | 7.3518 | 74.7932 | 728.3288 | 634.5527 | 634.5527 | 680.8404 | 47.4884 | 634.5527 | 46.2877 | 46.2877 | 728.3288 | 310.2274 | 250.9809 | 250.9809 | 250.9809 | 59.2465 | 310.2274 | 3264.4281 | 3264.4281 | 1023.2081 | 1023.2081 | 808.2865 | 808.2865 | 485.6823 | 485.6823 | 947.2512 | 947.2512 | 295310270.262 | 1128161674.7301 | 251943729.0039 | 76584326.004 | 1752 | 35.713 | 884191.7516 | 52204.6516 | 65.6325 | 865.2909 | 106 | 3040 | 4611.9232 | 760 | 190 | 0.15726
3885 | 669.5704 | 402.8 | 1000 | 4000 | 5 | 96.08% | 100 | 188.4375 | 187.6526 | 187.6526 | 1 | 188.4375 | 100 | 367.6934 | 349.2336 | 349.2336 | 349.2336 | 18.4598 | 367.6934 | 74.7867 | 67.435 | 67.435 | 67.435 | 7.3518 | 74.7867 | 809.9702 | 711.9327 | 711.9327 | 758.3028 | 51.6674 | 711.9327 | 46.3701 | 46.3701 | 809.9702 | 307.0601 | 248.3472 | 248.3472 | 248.3472 | 58.7129 | 307.0601 | 3349.3886 | 3349.3886 | 1108.3739 | 1108.3739 | 808.2125 | 808.2125 | 485.6378 | 485.6378 | 947.1644 | 947.1644 | 301533719.3607 | 1128166891.3064 | 253582884.4283 | 68716572.0177 | 1752.0001 | 37.7787 | 793338.3379 | 46840.4636 | 58.8886 | 937.3985 | 106 | 3040 | 4611.9232 | 760 | 190 | 0.15827
3886 | 721.0758 | 402.8 | 1000 | 4000 | 5 | 96.5% | 100 | 192.9466 | 192.0423 | 192.0423 | 1 | 192.9466 | 100 | 388.5085 | 369.002 | 369.002 | 369.002 | 19.5064 | 388.5085 | 74.7809 | 67.4292 | 67.4292 | 67.4292 | 7.3518 | 74.7809 | 895.2405 | 792.9012 | 792.9012 | 839.1984 | 56.0421 | 792.9012 | 46.2972 | 46.2972 | 895.2405 | 304.7686 | 246.4286 | 246.4286 | 246.4286 | 58.34 | 304.7686 | 3434.3503 | 3434.3503 | 1193.5299 | 1193.5299 | 808.1424 | 808.1424 | 485.5957 | 485.5957 | 947.0823 | 947.0823 | 307113935.6192 | 1128163093.5963 | 255332407.5388 | 61390566.8181 | 1752 | 39.7304 | 705731.4375 | 41667.9569 | 52.3856 | 1009.5061 | 106 | 3040 | 4611.9232 | 760 | 190 | 0.15935
3887 | 772.5812 | 402.8 | 1000 | 4000 | 5 | 96.89% | 100 | 197.49 | 196.3036 | 196.3036 | 1 | 197.49 | 100 | 409.5378 | 388.9739 | 388.9739 | 388.9739 | 20.5639 | 409.5378 | 74.7744 | 67.4227 | 67.4227 | 67.4227 | 7.3517 | 74.7744 | 987.8372 | 880.8868 | 880.8868 | 927.0369 | 60.8003 | 880.8868 | 46.1501 | 46.1501 | 987.8372 | 302.7389 | 244.7299 | 244.7299 | 244.7299 | 58.0089 | 302.7389 | 3519.3132 | 3519.3132 | 1278.677 | 1278.677 | 808.076 | 808.076 | 485.5558 | 485.5558 | 947.0045 | 947.0045 | 311990567.6491 | 1128171860.6258 | 257263878.7914 | 54573692.9337 | 1752 | 41.5718 | 624091.5235 | 36847.7544 | 46.3256 | 1081.6137 | 106 | 3040 | 4611.9232 | 760 | 190 | 0.16054
3888 | 824.0866 | 402.8 | 1000 | 4000 | 5 | 97.2% | 100 | 202.0512 | 200.9968 | 200.9968 | 1 | 202.0512 | 100 | 430.3827 | 408.7705 | 408.7705 | 408.7705 | 21.6122 | 430.3827 | 74.7691 | 67.4174 | 67.4174 | 67.4174 | 7.3517 | 74.7691 | 1098.3327 | 985.6628 | 985.6628 | 1031.8811 | 66.4516 | 985.6628 | 46.2183 | 46.2183 | 1098.3327 | 300.6324 | 242.9721 | 242.9721 | 242.9721 | 57.6603 | 300.6324 | 3604.2772 | 3604.2772 | 1363.8157 | 1363.8157 | 808.013 | 808.013 | 485.5179 | 485.5179 | 946.9306 | 946.9306 | 316573837.0037 | 1128180823.9779 | 258132311.4233 | 49113027.595 | 1752 | 43.3406 | 565463.2844 | 33386.2125 | 41.9737 | 1153.7213 | 106 | 3040 | 4611.9232 | 760 | 190 | 0.16108
3889 | 875.592 | 402.8 | 1000 | 4000 | 5 | 97.47% | 100 | 206.6612 | 205.5713 | 205.5713 | 1 | 206.6612 | 100 | 451.2076 | 428.548 | 428.548 | 428.548 | 22.6595 | 451.2076 | 74.7637 | 67.4121 | 67.4121 | 67.4121 | 7.3516 | 74.7637 | 1208.7533 | 1090.1864 | 1090.1864 | 1136.6261 | 72.1273 | 1090.1864 | 46.4397 | 46.4397 | 1208.7533 | 299.4852 | 241.9949 | 241.9949 | 241.9949 | 57.4903 | 299.4852 | 3689.2422 | 3689.2422 | 1448.9468 | 1448.9468 | 807.9531 | 807.9531 | 485.4819 | 485.4819 | 946.8604 | 946.8604 | 320702906.4993 | 1128186635.812 | 258752869.7573 | 44357560.3844 | 1752 | 45.0227 | 513239.3405 | 30302.7945 | 38.0972 | 1225.8288 | 106 | 3040 | 4611.9232 | 760 | 190 | 0.16146
3890 | 927.0974 | 402.8 | 1000 | 4000 | 5 | 97.74% | 100 | 211.2954 | 209.8967 | 209.8967 | 1 | 211.2954 | 100 | 471.9195 | 448.2183 | 448.2183 | 448.2183 | 23.7013 | 471.9195 | 74.7591 | 67.4075 | 67.4075 | 67.4075 | 7.3516 | 74.7591 | 1330.21 | 1204.957 | 1204.957 | 1251.8089 | 78.401 | 1204.957 | 46.852 | 46.852 | 1330.21 | 298.5963 | 241.2301 | 241.2301 | 241.2301 | 57.3662 | 298.5963 | 3774.2081 | 3774.2081 | 1534.0707 | 1534.0707 | 807.8961 | 807.8961 | 485.4477 | 485.4477 | 946.7936 | 946.7936 | 324690095.5447 | 1128176404.731 | 259535549.3237 | 39597889.4354 | 1751.9999 | 46.6074 | 463924.3181 | 27391.1257 | 34.4366 | 1297.9364 | 106 | 3040 | 4611.9232 | 760 | 190 | 0.16194
3891 | 978.6028 | 402.8 | 1000 | 4000 | 5 | 97.97% | 100 | 215.9356 | 214.434 | 214.434 | 1 | 215.9356 | 100 | 492.5331 | 467.7949 | 467.7949 | 467.7949 | 24.7381 | 492.5331 | 74.7546 | 67.403 | 67.403 | 67.403 | 7.3516 | 74.7546 | 1472.7716 | 1339.8389 | 1339.8389 | 1387.0443 | 85.7272 | 1339.8389 | 47.2054 | 47.2054 | 1472.7716 | 297.6602 | 240.4324 | 240.4324 | 240.4324 | 57.2278 | 297.6602 | 3859.1749 | 3859.1749 | 1619.188 | 1619.188 | 807.8418 | 807.8418 | 485.415 | 485.415 | 946.73 | 946.73 | 328204764.6702 | 1128181420.7747 | 260121534.405 | 35492294.1204 | 1752 | 48.1065 | 412650.4667 | 24363.8032 | 30.6306 | 1370.044 | 106 | 3040 | 4611.9232 | 760 | 190 | 0.1623
3892 | 1030.1083 | 402.8 | 1000 | 4000 | 5 | 98.14% | 100 | 220.587 | 219.3774 | 219.3774 | 1 | 220.587 | 100 | 513.2405 | 487.4608 | 487.4608 | 487.4608 | 25.7797 | 513.2405 | 74.7505 | 67.3989 | 67.3989 | 67.3989 | 7.3517 | 74.7505 | 1622.6504 | 1482.2563 | 1482.2563 | 1529.2648 | 93.3856 | 1482.2563 | 47.0085 | 47.0085 | 1622.6504 | 297.0417 | 239.897 | 239.897 | 239.897 | 57.1447 | 297.0417 | 3944.1424 | 3944.1424 | 1704.2992 | 1704.2992 | 807.79 | 807.79 | 485.3839 | 485.3839 | 946.6693 | 946.6693 | 331291016.058 | 1128169350.0416 | 260034212.3242 | 32505421.5762 | 1752 | 49.5506 | 379140.1043 | 22385.2767 | 28.1431 | 1442.1516 | 106 | 3040 | 4611.9232 | 760 | 190 | 0.16225
3893 | 20.6022 | 452.2 | 1000 | 4000 | 7 | 82.44% | 100 | 155.9919 | 155.9224 | 155.9224 | 1 | 155.9919 | 100 | 144.8914 | 137.6247 | 137.6247 | 137.6247 | 7.2667 | 144.8914 | 80.8842 | 72.9408 | 72.9408 | 72.9408 | 7.9433 | 80.8842 | 309.6506 | 232.6251 | 232.6251 | 282.6233 | 27.0272 | 232.6251 | 49.9982 | 49.9982 | 309.6506 | 320.9158 | 261.0748 | 261.0748 | 261.0748 | 59.841 | 320.9158 | 2571.2974 | 2571.2974 | 34.141 | 34.141 | 908.3232 | 908.3232 | 680.635 | 680.635 | 948.1982 | 948.1982 | 24089937.2184 | 1172190508.1733 | 248118300.6328 | 307601228.5105 | 1752 | 14.5934 | 3838925.2274 | 226658.7011 | 284.959 | 28.843 | 119 | 3040 | 4611.9232 | 760 | 190 | 0.15518
3894 | 51.5054 | 452.2 | 1000 | 4000 | 7 | 83.7% | 100 | 157.808 | 157.6324 | 157.6324 | 1 | 157.808 | 100 | 150.4341 | 142.8888 | 142.8888 | 142.8888 | 7.5453 | 150.4341 | 80.8764 | 72.9332 | 72.9332 | 72.9332 | 7.9432 | 80.8764 | 326.7293 | 249.8756 | 249.8756 | 298.9884 | 27.7409 | 249.8756 | 49.1128 | 49.1128 | 326.7293 | 335.8303 | 273.0592 | 273.0592 | 273.0592 | 62.771 | 335.8303 | 2622.2638 | 2622.2638 | 85.3446 | 85.3446 | 908.2383 | 908.2383 | 680.5713 | 680.5713 | 948.1096 | 948.1096 | 57939575.9453 | 1172219348.8413 | 236255603.2401 | 285585446.5084 | 1752 | 15.7176 | 3499444.6527 | 206615.0114 | 259.7598 | 72.1076 | 119 | 3040 | 4611.9232 | 760 | 190 | 0.14788
3895 | 154.5162 | 452.2 | 1000 | 4000 | 6 | 87.66% | 100 | 158.2911 | 157.8925 | 157.8925 | 1 | 158.2911 | 100 | 175.5199 | 166.7153 | 166.7153 | 166.7153 | 8.8046 | 175.5199 | 80.87 | 72.9265 | 72.9265 | 72.9265 | 7.9435 | 80.87 | 356.3199 | 279.821 | 279.821 | 327.5537 | 28.7661 | 279.821 | 47.7328 | 47.7328 | 356.3199 | 365.8818 | 297.0023 | 297.0023 | 297.0023 | 68.8795 | 365.8818 | 2695.3855 | 2695.3855 | 256.0012 | 256.0012 | 908.1227 | 908.1227 | 583.2726 | 583.2726 | 947.9889 | 947.9889 | 148360154.4109 | 1172187954.7111 | 215204199.0615 | 216247761.6314 | 1752.0001 | 19.7394 | 2572469.7049 | 151884.3446 | 190.9515 | 216.3227 | 119 | 3040 | 4611.9232 | 760 | 190 | 0.13488
3896 | 206.0217 | 452.2 | 1000 | 4000 | 6 | 89.5% | 100 | 161.7854 | 161.3283 | 161.3283 | 1 | 161.7854 | 100 | 191.9357 | 182.3063 | 182.3063 | 182.3063 | 9.6293 | 191.9357 | 80.8595 | 72.916 | 72.916 | 72.916 | 7.9435 | 80.8595 | 404.753 | 326.234 | 326.234 | 373.5842 | 31.1688 | 326.234 | 47.3502 | 47.3502 | 404.753 | 365.2419 | 296.2203 | 296.2203 | 296.2203 | 69.0216 | 365.2419 | 2780.3339 | 2780.3339 | 341.2877 | 341.2877 | 907.9969 | 907.9969 | 583.1918 | 583.1918 | 947.8576 | 947.8576 | 179886507.7529 | 1172179165.0799 | 216038006.9958 | 183896320.1714 | 1752 | 21.8465 | 2166455.7624 | 127912.3765 | 160.8135 | 288.4303 | 119 | 3040 | 4611.9232 | 760 | 190 | 0.13536
3897 | 257.5271 | 452.2 | 1000 | 4000 | 6 | 91.01% | 100 | 165.5159 | 164.964 | 164.964 | 1 | 165.5159 | 100 | 212.3246 | 201.6711 | 201.6711 | 201.6711 | 10.6535 | 212.3246 | 80.8474 | 72.9042 | 72.9042 | 72.9042 | 7.9432 | 80.8474 | 460.2796 | 379.3436 | 379.3436 | 426.3408 | 33.9388 | 379.3436 | 46.9973 | 46.9973 | 460.2796 | 358.5056 | 290.5697 | 290.5697 | 290.5697 | 67.9359 | 358.5056 | 2865.2847 | 2865.2847 | 426.5544 | 426.5544 | 907.8793 | 907.8793 | 583.1163 | 583.1163 | 947.7348 | 947.7348 | 202765203.8206 | 1172230435.4955 | 219450237.0154 | 157554123.6685 | 1752 | 24.1033 | 1842333.1084 | 108775.4527 | 136.7543 | 360.5379 | 119 | 3040 | 4611.9232 | 760 | 190 | 0.13742
3898 | 309.0325 | 452.2 | 1000 | 4000 | 6 | 92.28% | 100 | 169.4032 | 168.7446 | 168.7446 | 1 | 169.4032 | 100 | 233.2166 | 221.5135 | 221.5135 | 221.5135 | 11.7032 | 233.2166 | 80.8363 | 72.8933 | 72.8933 | 72.8933 | 7.943 | 80.8363 | 523.3756 | 439.6128 | 439.6128 | 486.2446 | 37.131 | 439.6128 | 46.6318 | 46.6318 | 523.3756 | 351.4535 | 284.668 | 284.668 | 284.668 | 66.7855 | 351.4535 | 2950.2376 | 2950.2376 | 511.8031 | 511.8031 | 907.7691 | 907.7691 | 583.0455 | 583.0455 | 947.6198 | 947.6198 | 221004335.4749 | 1172252020.4967 | 223470578.8754 | 135273065.153 | 1752 | 26.4034 | 1569383.8391 | 92659.9195 | 116.4936 | 432.6455 | 119 | 3040 | 4611.9232 | 760 | 190 | 0.13986
3899 | 360.5379 | 452.2 | 1000 | 4000 | 6 | 93.32% | 100 | 173.4634 | 172.7418 | 172.7418 | 1 | 173.4634 | 100 | 254.5828 | 241.8061 | 241.8061 | 241.8061 | 12.7767 | 254.5828 | 80.8283 | 72.8853 | 72.8853 | 72.8853 | 7.943 | 80.8283 | 594.6467 | 507.3996 | 507.3996 | 553.9198 | 40.7269 | 507.3996 | 46.5202 | 46.5202 | 594.6467 | 344.8754 | 279.1927 | 279.1927 | 279.1927 | 65.6827 | 344.8754 | 3035.1924 | 3035.1924 | 597.0356 | 597.0356 | 907.6657 | 907.6657 | 582.9791 | 582.9791 | 947.5119 | 947.5119 | 235739393.7658 | 1172241843.6942 | 226974037.3692 | 117044725.1708 | 1752 | 28.7218 | 1356072.1699 | 80065.5231 | 100.6597 | 504.753 | 119 | 3040 | 4611.9232 | 760 | 190 | 0.14198
3900 | 412.0433 | 452.2 | 1000 | 4000 | 6 | 94.18% | 100 | 177.6416 | 176.8068 | 176.8068 | 1 | 177.6416 | 100 | 276.737 | 262.8471 | 262.8471 | 262.8471 | 13.89 | 276.737 | 80.8198 | 72.8768 | 72.8768 | 72.8768 | 7.943 | 80.8198 | 671.0179 | 580.3104 | 580.3104 | 626.4181 | 44.5998 | 580.3104 | 46.1077 | 46.1077 | 671.0179 | 339.3009 | 274.5561 | 274.5561 | 274.5561 | 64.7448 | 339.3009 | 3120.1489 | 3120.1489 | 682.2533 | 682.2533 | 907.5685 | 907.5685 | 582.9167 | 582.9167 | 947.4104 | 947.4104 | 247542283.01 | 1172260162.1182 | 230289587.6671 | 101907975.1705 | 1752 | 30.9915 | 1164571.0874 | 68758.8724 | 86.4448 | 576.8606 | 119 | 3040 | 4611.9232 | 760 | 190 | 0.14404
3901 | 463.5487 | 452.2 | 1000 | 4000 | 6 | 94.84% | 100 | 181.9553 | 181.1156 | 181.1156 | 1 | 181.9553 | 100 | 299.1119 | 284.0974 | 284.0974 | 284.0974 | 15.0145 | 299.1119 | 80.8123 | 72.8694 | 72.8694 | 72.8694 | 7.943 | 80.8123 | 748.8768 | 654.3436 | 654.3436 | 700.3554 | 48.5214 | 654.3436 | 46.0117 | 46.0117 | 748.8768 | 335.7264 | 271.5442 | 271.5442 | 271.5442 | 64.1822 | 335.7264 | 3205.107 | 3205.107 | 767.4575 | 767.4575 | 907.4769 | 907.4769 | 582.8578 | 582.8578 | 947.3148 | 947.3148 | 257235796.4102 | 1172254669.479 | 232071141.8084 | 90438401.7308 | 1752 | 33.2526 | 1034143.7976 | 61058.1546 | 76.7633 | 648.9682 | 119 | 3040 | 4611.9232 | 760 | 190 | 0.14505
3902 | 515.0541 | 452.2 | 1000 | 4000 | 6 | 95.43% | 100 | 186.3452 | 185.338 | 185.338 | 1 | 186.3452 | 100 | 321.401 | 305.2662 | 305.2662 | 305.2662 | 16.1348 | 321.401 | 80.8055 | 72.8625 | 72.8625 | 72.8625 | 7.943 | 80.8055 | 833.5883 | 734.6968 | 734.6968 | 780.7367 | 52.8516 | 734.6968 | 46.04 | 46.04 | 833.5883 | 332.8197 | 269.0848 | 269.0848 | 269.0848 | 63.7349 | 332.8197 | 3290.0666 | 3290.0666 | 852.6493 | 852.6493 | 907.3904 | 907.3904 | 582.8023 | 582.8023 | 947.2245 | 947.2245 | 265935808.5238 | 1172256393.7774 | 233782980.4886 | 80024817.2101 | 1752 | 35.4035 | 911942.9216 | 53843.1425 | 67.6925 | 721.0758 | 119 | 3040 | 4611.9232 | 760 | 190 | 0.14612
3903 | 566.5595 | 452.2 | 1000 | 4000 | 5 | 95.95% | 100 | 184.636 | 183.7905 | 183.7905 | 1 | 184.636 | 100 | 343.6727 | 326.4201 | 326.4201 | 326.4201 | 17.2526 | 343.6727 | 80.806 | 72.8631 | 72.8631 | 72.8631 | 7.9429 | 80.806 | 784.5394 | 688.4018 | 688.4018 | 734.2292 | 50.3102 | 688.4018 | 45.8274 | 45.8274 | 784.5394 | 329.9911 | 266.7103 | 266.7103 | 266.7103 | 63.2808 | 329.9911 | 3278.2402 | 3278.2402 | 937.9264 | 937.9264 | 907.4022 | 907.4022 | 485.6749 | 485.6749 | 947.2368 | 947.2368 | 273214968.588 | 1172266107.4311 | 235613770.4175 | 70905153.5634 | 1752 | 37.4541 | 805977.0641 | 47586.6821 | 59.8268 | 793.1834 | 119 | 3040 | 4611.9232 | 760 | 190 | 0.14724
3904 | 618.065 | 452.2 | 1000 | 4000 | 5 | 96.46% | 100 | 189.0957 | 188.1021 | 188.1021 | 1 | 189.0957 | 100 | 365.7656 | 347.4023 | 347.4023 | 347.4023 | 18.3633 | 365.7656 | 80.7988 | 72.856 | 72.856 | 72.856 | 7.9429 | 80.7988 | 882.2022 | 781.1893 | 781.1893 | 826.8898 | 55.3124 | 781.1893 | 45.7005 | 45.7005 | 882.2022 | 326.7382 | 264.0113 | 264.0113 | 264.0113 | 62.7269 | 326.7382 | 3363.201 | 3363.201 | 1023.0996 | 1023.0996 | 907.3198 | 907.3198 | 485.6308 | 485.6308 | 947.1508 | 947.1508 | 279973079.1905 | 1172269689.0874 | 237664492.0843 | 62092732.3275 | 1752 | 39.3902 | 705556.6541 | 41657.6373 | 52.3727 | 865.2909 | 119 | 3040 | 4611.9232 | 760 | 190 | 0.14851
3905 | 669.5704 | 452.2 | 1000 | 4000 | 5 | 96.87% | 100 | 193.6015 | 192.5418 | 192.5418 | 1 | 193.6015 | 100 | 387.7946 | 368.3238 | 368.3238 | 368.3238 | 19.4709 | 387.7946 | 80.7924 | 72.8495 | 72.8495 | 72.8495 | 7.9428 | 80.7924 | 990.0601 | 883.5132 | 883.5132 | 929.2446 | 60.8155 | 883.5132 | 45.7314 | 45.7314 | 990.0601 | 324.2271 | 261.9105 | 261.9105 | 261.9105 | 62.3166 | 324.2271 | 3448.1629 | 3448.1629 | 1108.2626 | 1108.2626 | 907.2418 | 907.2418 | 485.5891 | 485.5891 | 947.0694 | 947.0694 | 285860850.3773 | 1172254012.0133 | 239091720.4069 | 54793417.2025 | 1752 | 41.2425 | 617193.1989 | 36440.462 | 45.8135 | 937.3985 | 119 | 3040 | 4611.9232 | 760 | 190 | 0.14939
3906 | 721.0758 | 452.2 | 1000 | 4000 | 5 | 97.17% | 100 | 198.167 | 197.2334 | 197.2334 | 1 | 198.167 | 100 | 410.094 | 389.5019 | 389.5019 | 389.5019 | 20.5921 | 410.094 | 80.7867 | 72.8439 | 72.8439 | 72.8439 | 7.9429 | 80.7867 | 1093.8994 | 982.2022 | 982.2022 | 1027.7829 | 66.1165 | 982.2022 | 45.5807 | 45.5807 | 1093.8994 | 323.0314 | 260.8817 | 260.8817 | 260.8817 | 62.1496 | 323.0314 | 3533.126 | 3533.126 | 1193.4164 | 1193.4164 | 907.1679 | 907.1679 | 485.5495 | 485.5495 | 946.9922 | 946.9922 | 290802803.669 | 1172274052.1681 | 239289518.8575 | 49633625.3054 | 1752 | 43.0391 | 562492.2255 | 33210.7946 | 41.7532 | 1009.5061 | 119 | 3040 | 4611.9232 | 760 | 190 | 0.14951
3907 | 772.5812 | 452.2 | 1000 | 4000 | 5 | 97.46% | 100 | 202.7712 | 201.7374 | 201.7374 | 1 | 202.7712 | 100 | 432.4545 | 410.738 | 410.738 | 410.738 | 21.7165 | 432.4545 | 80.7807 | 72.8379 | 72.8379 | 72.8379 | 7.9428 | 80.7807 | 1206.8456 | 1089.0825 | 1089.0825 | 1134.9307 | 71.915 | 1089.0825 | 45.8482 | 45.8482 | 1206.8456 | 322.0378 | 260.0184 | 260.0184 | 260.0184 | 62.0193 | 322.0378 | 3618.0902 | 3618.0902 | 1278.5615 | 1278.5615 | 907.0978 | 907.0978 | 485.5119 | 485.5119 | 946.919 | 946.919 | 295367013.8493 | 1172274318.6855 | 239784414.659 | 44574252.8061 | 1752 | 44.7304 | 508635.4237 | 30030.969 | 37.7554 | 1081.6137 | 119 | 3040 | 4611.9232 | 760 | 190 | 0.14981
3908 | 824.0866 | 452.2 | 1000 | 4000 | 5 | 97.74% | 100 | 207.3838 | 206.147 | 206.147 | 1 | 207.3838 | 100 | 454.6027 | 431.7725 | 431.7725 | 431.7725 | 22.8303 | 454.6027 | 80.775 | 72.8322 | 72.8322 | 72.8322 | 7.9428 | 80.775 | 1338.9731 | 1214.1857 | 1214.1857 | 1260.2535 | 78.7197 | 1214.1857 | 46.0678 | 46.0678 | 1338.9731 | 321.0041 | 259.1254 | 259.1254 | 259.1254 | 61.8787 | 321.0041 | 3703.0553 | 3703.0553 | 1363.6986 | 1363.6986 | 907.0311 | 907.0311 | 485.4762 | 485.4762 | 946.8493 | 946.8493 | 299646666.9182 | 1172282041.4574 | 240429281.4647 | 39642010.1597 | 1752 | 46.3284 | 456616.2457 | 26959.6408 | 33.8941 | 1153.7213 | 119 | 3040 | 4611.9232 | 760 | 190 | 0.15021
3909 | 875.592 | 452.2 | 1000 | 4000 | 5 | 97.99% | 100 | 212.0091 | 210.6258 | 210.6258 | 1 | 212.0091 | 100 | 476.6958 | 452.7544 | 452.7544 | 452.7544 | 23.9414 | 476.6958 | 80.7698 | 72.827 | 72.827 | 72.827 | 7.9428 | 80.7698 | 1491.2629 | 1358.4162 | 1358.4162 | 1404.7194 | 86.5435 | 1358.4162 | 46.3031 | 46.3031 | 1491.2629 | 319.9841 | 258.2462 | 258.2462 | 258.2462 | 61.7379 | 319.9841 | 3788.0213 | 3788.0213 | 1448.8284 | 1448.8284 | 906.9676 | 906.9676 | 485.4423 | 485.4423 | 946.7831 | 946.7831 | 303460210.6633 | 1172285063.162 | 241014711.1441 | 35240015.0305 | 1752 | 47.8421 | 403688.6379 | 23834.6769 | 29.9653 | 1225.8288 | 119 | 3040 | 4611.9232 | 760 | 190 | 0.15057
3910 | 927.0974 | 452.2 | 1000 | 4000 | 5 | 98.18% | 100 | 216.6559 | 215.4224 | 215.4224 | 1 | 216.6559 | 100 | 498.8264 | 473.7719 | 473.7719 | 473.7719 | 25.0545 | 498.8264 | 80.7644 | 72.8217 | 72.8217 | 72.8217 | 7.9427 | 80.7644 | 1655.8829 | 1514.5011 | 1514.5011 | 1560.896 | 94.9869 | 1514.5011 | 46.3949 | 46.3949 | 1655.8829 | 319.3124 | 257.6566 | 257.6566 | 257.6566 | 61.6558 | 319.3124 | 3872.9882 | 3872.9882 | 1533.9513 | 1533.9513 | 906.9071 | 906.9071 | 485.4099 | 485.4099 | 946.7199 | 946.7199 | 306932361.273 | 1172290154.3024 | 240954549.2006 | 31822935.224 | 1752 | 49.2932 | 367263.9368 | 21684.0813 | 27.2616 | 1297.9364 | 119 | 3040 | 4611.9232 | 760 | 190 | 0.15053
3911 | 978.6028 | 452.2 | 1000 | 4000 | 5 | 98.36% | 100 | 221.3316 | 219.949 | 219.949 | 1 | 221.3316 | 100 | 521.0051 | 494.8351 | 494.8351 | 494.8351 | 26.17 | 521.0051 | 80.76 | 72.8172 | 72.8172 | 72.8172 | 7.9428 | 80.76 | 1815.6963 | 1666.0765 | 1666.0765 | 1712.4874 | 103.2089 | 1666.0765 | 46.4109 | 46.4109 | 1815.6963 | 319.2788 | 257.586 | 257.586 | 257.586 | 61.6928 | 319.2788 | 3957.9559 | 3957.9559 | 1619.0678 | 1619.0678 | 906.8494 | 906.8494 | 485.379 | 485.379 | 946.6597 | 946.6597 | 310117603.8966 | 1172286131.3721 | 240842576.0728 | 28753688.6584 | 1752 | 50.6711 | 331061.0217 | 19546.5805 | 24.5743 | 1370.044 | 119 | 3040 | 4611.9232 | 760 | 190 | 0.15047
3912 | 1030.1083 | 452.2 | 1000 | 4000 | 5 | 98.55% | 100 | 226.0038 | 224.2613 | 224.2613 | 1 | 226.0038 | 100 | 543.0734 | 515.7933 | 515.7933 | 515.7933 | 27.2801 | 543.0734 | 80.7553 | 72.8126 | 72.8126 | 72.8126 | 7.9427 | 80.7553 | 2015.3963 | 1855.5176 | 1855.5176 | 1901.9042 | 113.4921 | 1855.5176 | 46.3866 | 46.3866 | 2015.3963 | 318.9024 | 257.2377 | 257.2377 | 257.2377 | 61.6647 | 318.9024 | 4042.9243 | 4042.9243 | 1704.1783 | 1704.1783 | 906.7943 | 906.7943 | 485.3495 | 485.3495 | 946.6022 | 946.6022 | 313088639.9807 | 1172290770.8477 | 241167520.1257 | 25453069.0459 | 1752 | 51.9696 | 289292.5608 | 17080.4775 | 21.4739 | 1442.1516 | 119 | 3040 | 4611.9232 | 760 | 190 | 0.15067
3913 | 20.6022 | 501.6 | 1000 | 4000 | 7 | 84.89% | 100 | 159.9428 | 159.8727 | 159.8727 | 1 | 159.9428 | 100 | 152.1093 | 144.4794 | 144.4794 | 144.4794 | 7.6299 | 152.1093 | 86.9869 | 78.4428 | 78.4428 | 78.4428 | 8.544 | 86.9869 | 348.553 | 270.1704 | 270.1704 | 319.5904 | 28.9626 | 270.1704 | 49.4201 | 49.4201 | 348.553 | 309.9246 | 251.7936 | 251.7936 | 251.7936 | 58.131 | 309.9246 | 2670.0519 | 2670.0519 | 34.135 | 34.135 | 1007.3729 | 1007.3729 | 680.5141 | 680.5141 | 948.0299 | 948.0299 | 22955210.6126 | 1208843564.7729 | 255407273.1826 | 264793951.4318 | 1752 | 19.4652 | 3266522.0897 | 192862.7442 | 242.4702 | 28.843 | 132 | 3040 | 4611.9232 | 760 | 190 | 0.15964
3914 | 51.5054 | 501.6 | 1000 | 4000 | 7 | 85.97% | 100 | 161.9613 | 161.78 | 161.78 | 1 | 161.9613 | 100 | 157.1964 | 149.3107 | 149.3107 | 149.3107 | 7.8858 | 157.1964 | 86.979 | 78.4351 | 78.4351 | 78.4351 | 8.5439 | 86.979 | 369.1679 | 290.3578 | 290.3578 | 339.329 | 29.8388 | 290.3578 | 48.9712 | 48.9712 | 369.1679 | 325.929 | 264.6555 | 264.6555 | 264.6555 | 61.2735 | 325.929 | 2721.0203 | 2721.0203 | 85.3301 | 85.3301 | 1007.2862 | 1007.2862 | 680.4556 | 680.4556 | 947.9483 | 947.9483 | 55448575.4897 | 1208870712.4908 | 241916948.7761 | 245763763.2434 | 1752 | 20.6482 | 3004854.5249 | 177413.308 | 223.0469 | 72.1076 | 132 | 3040 | 4611.9232 | 760 | 190 | 0.15133
3915 | 154.5162 | 501.6 | 1000 | 4000 | 6 | 89.54% | 100 | 162.7671 | 162.3315 | 162.3315 | 1 | 162.7671 | 100 | 181.7551 | 172.6363 | 172.6363 | 172.6363 | 9.1188 | 181.7551 | 86.97 | 78.4261 | 78.4261 | 78.4261 | 8.5439 | 86.97 | 408.848 | 329.7294 | 329.7294 | 377.3787 | 31.4693 | 329.7294 | 47.6493 | 47.6493 | 408.848 | 361.3252 | 292.9312 | 292.9312 | 292.9312 | 68.394 | 361.3252 | 2794.1445 | 2794.1445 | 255.9602 | 255.9602 | 1007.168 | 1007.168 | 583.1792 | 583.1792 | 947.837 | 947.837 | 143051793.659 | 1208855748.1711 | 216882175.7962 | 183210335.6932 | 1752.0001 | 24.6207 | 2164364.7291 | 127788.9173 | 160.6583 | 216.3227 | 132 | 3040 | 4611.9232 | 760 | 190 | 0.13589
3916 | 206.0217 | 501.6 | 1000 | 4000 | 6 | 91.13% | 100 | 166.3993 | 165.8702 | 165.8702 | 1 | 166.3993 | 100 | 199.4127 | 189.4068 | 189.4068 | 189.4068 | 10.0059 | 199.4127 | 86.9575 | 78.4138 | 78.4138 | 78.4138 | 8.5437 | 86.9575 | 467.9437 | 386.5114 | 386.5114 | 433.5362 | 34.4074 | 386.5114 | 47.0248 | 47.0248 | 467.9437 | 364.5966 | 295.3453 | 295.3453 | 295.3453 | 69.2513 | 364.5966 | 2879.0956 | 2879.0956 | 341.2366 | 341.2366 | 1007.039 | 1007.039 | 583.1045 | 583.1045 | 947.7156 | 947.7156 | 173080829.2515 | 1208903239.9027 | 214613737.9165 | 155402192.9293 | 1752 | 26.6763 | 1822097.2154 | 107580.6804 | 135.2522 | 288.4303 | 132 | 3040 | 4611.9232 | 760 | 190 | 0.13445
3917 | 257.5271 | 501.6 | 1000 | 4000 | 6 | 92.46% | 100 | 170.2545 | 169.6216 | 169.6216 | 1 | 170.2545 | 100 | 221.0171 | 209.9259 | 209.9259 | 209.9259 | 11.0912 | 221.0171 | 86.9453 | 78.4019 | 78.4019 | 78.4019 | 8.5434 | 86.9453 | 537.2057 | 452.4702 | 452.4702 | 499.3204 | 37.8853 | 452.4702 | 46.8502 | 46.8502 | 537.2057 | 361.0159 | 292.2351 | 292.2351 | 292.2351 | 68.7807 | 361.0159 | 2964.0488 | 2964.0488 | 426.4945 | 426.4945 | 1006.9181 | 1006.9181 | 583.0345 | 583.0345 | 947.6018 | 947.6018 | 194749316.9024 | 1208943245.0384 | 216190343.3103 | 132117094.7488 | 1752 | 28.7881 | 1539766.7836 | 90911.2625 | 114.2951 | 360.5379 | 132 | 3040 | 4611.9232 | 760 | 190 | 0.13538
3918 | 309.0325 | 501.6 | 1000 | 4000 | 6 | 93.45% | 100 | 174.3235 | 173.6565 | 173.6565 | 1 | 174.3235 | 100 | 243.5901 | 231.3648 | 231.3648 | 231.3648 | 12.2252 | 243.5901 | 86.9374 | 78.3939 | 78.3939 | 78.3939 | 8.5435 | 86.9374 | 608.3461 | 520.1202 | 520.1202 | 566.8623 | 41.4838 | 520.1202 | 46.7421 | 46.7421 | 608.3461 | 358.8398 | 290.2825 | 290.2825 | 290.2825 | 68.5572 | 358.8398 | 3049.0039 | 3049.0039 | 511.7357 | 511.7357 | 1006.8045 | 1006.8045 | 582.9687 | 582.9687 | 947.495 | 947.495 | 211444891.1797 | 1208930931.2102 | 216841741.4757 | 114782436.1345 | 1752 | 30.9932 | 1340580.7571 | 79150.8756 | 99.5098 | 432.6455 | 132 | 3040 | 4611.9232 | 760 | 190 | 0.13578
3919 | 360.5379 | 501.6 | 1000 | 4000 | 6 | 94.36% | 100 | 178.4802 | 177.6783 | 177.6783 | 1 | 178.4802 | 100 | 266.5068 | 253.1301 | 253.1301 | 253.1301 | 13.3767 | 266.5068 | 86.9277 | 78.3843 | 78.3843 | 78.3843 | 8.5434 | 86.9277 | 693.1588 | 600.8203 | 600.8203 | 647.369 | 45.7898 | 600.8203 | 46.5487 | 46.5487 | 693.1588 | 354.719 | 286.8018 | 286.8018 | 286.8018 | 67.9171 | 354.719 | 3133.9607 | 3133.9607 | 596.9616 | 596.9616 | 1006.6977 | 1006.6977 | 582.9069 | 582.9069 | 947.3945 | 947.3945 | 225076510.3514 | 1208933885.0142 | 219238733.1368 | 98750871.4976 | 1752 | 33.1069 | 1145851.4939 | 67653.6259 | 85.0552 | 504.753 | 132 | 3040 | 4611.9232 | 760 | 190 | 0.13717
3920 | 412.0433 | 501.6 | 1000 | 4000 | 6 | 95.06% | 100 | 182.7545 | 181.9327 | 181.9327 | 1 | 182.7545 | 100 | 289.9188 | 275.3656 | 275.3656 | 275.3656 | 14.5532 | 289.9188 | 86.9191 | 78.3758 | 78.3758 | 78.3758 | 8.5433 | 86.9191 | 782.573 | 685.8495 | 685.8495 | 732.2518 | 50.3212 | 685.8495 | 46.4023 | 46.4023 | 782.573 | 351.6368 | 284.1676 | 284.1676 | 284.1676 | 67.4693 | 351.6368 | 3218.919 | 3218.919 | 682.1737 | 682.1737 | 1006.5971 | 1006.5971 | 582.8486 | 582.8486 | 947.2997 | 947.2997 | 236200491.1357 | 1208954073.6258 | 220318145.7697 | 86527289.4688 | 1752 | 35.2039 | 999607.1446 | 59019.0336 | 74.1997 | 576.8606 | 132 | 3040 | 4611.9232 | 760 | 190 | 0.13785
3921 | 463.5487 | 501.6 | 1000 | 4000 | 6 | 95.65% | 100 | 187.1369 | 186.0947 | 186.0947 | 1 | 187.1369 | 100 | 313.5411 | 297.8007 | 297.8007 | 297.8007 | 15.7404 | 313.5411 | 86.9122 | 78.3688 | 78.3688 | 78.3688 | 8.5433 | 86.9122 | 871.5793 | 770.5923 | 770.5923 | 816.7155 | 54.8639 | 770.5923 | 46.1231 | 46.1231 | 871.5793 | 350.2341 | 282.9135 | 282.9135 | 282.9135 | 67.3206 | 350.2341 | 3303.8788 | 3303.8788 | 767.3729 | 767.3729 | 1006.502 | 1006.502 | 582.7936 | 582.7936 | 947.2103 | 947.2103 | 245454266.7881 | 1208942484.4058 | 221309629.7152 | 76293619.091 | 1752 | 37.2294 | 869109.8456 | 51314.1822 | 64.513 | 648.9682 | 132 | 3040 | 4611.9232 | 760 | 190 | 0.13847
3922 | 515.0541 | 501.6 | 1000 | 4000 | 6 | 96.18% | 100 | 191.5431 | 190.413 | 190.413 | 1 | 191.5431 | 100 | 337.1335 | 320.2073 | 320.2073 | 320.2073 | 16.9262 | 337.1335 | 86.9053 | 78.362 | 78.362 | 78.362 | 8.5434 | 86.9053 | 982.9284 | 876.5223 | 876.5223 | 922.3983 | 60.5301 | 876.5223 | 45.876 | 45.876 | 982.9284 | 347.2581 | 280.4088 | 280.4088 | 280.4088 | 66.8493 | 347.2581 | 3388.8399 | 3388.8399 | 852.5605 | 852.5605 | 1006.4122 | 1006.4122 | 582.7415 | 582.7415 | 947.1257 | 947.1257 | 253415963.3585 | 1208936169.2675 | 222753175.5851 | 66894691.7889 | 1752 | 39.1592 | 765086.7061 | 45172.4243 | 56.7915 | 721.0758 | 132 | 3040 | 4611.9232 | 760 | 190 | 0.13936
3923 | 566.5595 | 501.6 | 1000 | 4000 | 5 | 96.63% | 100 | 189.8911 | 188.9509 | 188.9509 | 1 | 189.8911 | 100 | 360.7022 | 342.5928 | 342.5928 | 342.5928 | 18.1093 | 360.7022 | 86.9056 | 78.3623 | 78.3623 | 78.3623 | 8.5433 | 86.9056 | 928.1902 | 824.5639 | 824.5639 | 870.505 | 57.6852 | 824.5639 | 45.9411 | 45.9411 | 928.1902 | 345.3586 | 278.786 | 278.786 | 278.786 | 66.5725 | 345.3586 | 3377.0134 | 3377.0134 | 937.8279 | 937.8279 | 1006.4244 | 1006.4244 | 485.6239 | 485.6239 | 947.1372 | 947.1372 | 260296205.7515 | 1208948654.229 | 223670732.4004 | 59084407.6192 | 1752 | 41.0181 | 675528.0736 | 39884.683 | 50.1437 | 793.1834 | 132 | 3040 | 4611.9232 | 760 | 190 | 0.13993
3924 | 618.065 | 501.6 | 1000 | 4000 | 5 | 97.04% | 100 | 194.4114 | 193.3808 | 193.3808 | 1 | 194.4114 | 100 | 384.0232 | 364.7415 | 364.7415 | 364.7415 | 19.2817 | 384.0232 | 86.8978 | 78.3546 | 78.3546 | 78.3546 | 8.5432 | 86.8978 | 1046.639 | 936.7285 | 936.7285 | 982.8824 | 63.7566 | 936.7285 | 46.1539 | 46.1539 | 1046.639 | 343.3323 | 277.0795 | 277.0795 | 277.0795 | 66.2529 | 343.3323 | 3461.9755 | 3461.9755 | 1022.9978 | 1022.9978 | 1006.3387 | 1006.3387 | 485.5825 | 485.5825 | 947.0566 | 947.0566 | 266523582.7321 | 1208974723.12 | 224656954.835 | 51844739.3129 | 1752 | 42.7793 | 596263.2909 | 35204.7136 | 44.2599 | 865.2909 | 132 | 3040 | 4611.9232 | 760 | 190 | 0.14053
3925 | 669.5704 | 501.6 | 1000 | 4000 | 5 | 97.36% | 100 | 198.9685 | 198.0354 | 198.0354 | 1 | 198.9685 | 100 | 407.568 | 387.1025 | 387.1025 | 387.1025 | 20.4655 | 407.568 | 86.8914 | 78.3482 | 78.3482 | 78.3482 | 8.5432 | 86.8914 | 1170.6466 | 1054.5277 | 1054.5277 | 1100.5649 | 70.0816 | 1054.5277 | 46.0372 | 46.0372 | 1170.6466 | 342.0221 | 275.9575 | 275.9575 | 275.9575 | 66.0646 | 342.0221 | 3546.9388 | 3546.9388 | 1108.1581 | 1108.1581 | 1006.2574 | 1006.2574 | 485.5433 | 485.5433 | 946.9801 | 946.9801 | 271772271.8114 | 1208968181.2083 | 224957942.2202 | 46301604.7601 | 1752 | 44.4716 | 527259.7637 | 31130.5915 | 39.1379 | 937.3985 | 132 | 3040 | 4611.9232 | 760 | 190 | 0.14072
3926 | 721.0758 | 501.6 | 1000 | 4000 | 5 | 97.63% | 100 | 203.5685 | 202.5259 | 202.5259 | 1 | 203.5685 | 100 | 431.3811 | 409.7183 | 409.7183 | 409.7183 | 21.6628 | 431.3811 | 86.8851 | 78.3419 | 78.3419 | 78.3419 | 8.5431 | 86.8851 | 1290.9792 | 1168.7101 | 1168.7101 | 1214.7324 | 76.2468 | 1168.7101 | 46.0223 | 46.0223 | 1290.9792 | 341.5638 | 275.5123 | 275.5123 | 275.5123 | 66.0516 | 341.5638 | 3631.9031 | 3631.9031 | 1193.3095 | 1193.3095 | 1006.1802 | 1006.1802 | 485.506 | 485.506 | 946.9074 | 946.9074 | 276399157.5576 | 1208976760.7366 | 225039746.5033 | 41584335.2024 | 1752 | 46.0853 | 472551.0796 | 27900.4689 | 35.0769 | 1009.5061 | 132 | 3040 | 4611.9232 | 760 | 190 | 0.14077
3927 | 772.5812 | 501.6 | 1000 | 4000 | 5 | 97.92% | 100 | 208.1789 | 206.6578 | 206.6578 | 1 | 208.1789 | 100 | 454.9236 | 432.0769 | 432.0769 | 432.0769 | 22.8466 | 454.9236 | 86.8792 | 78.336 | 78.336 | 78.336 | 8.5431 | 86.8792 | 1433.5493 | 1304.1299 | 1304.1299 | 1349.9671 | 83.5823 | 1304.1299 | 45.8372 | 45.8372 | 1433.5493 | 340.9587 | 274.9594 | 274.9594 | 274.9594 | 65.9994 | 340.9587 | 3716.8684 | 3716.8684 | 1278.4526 | 1278.4526 | 1006.1068 | 1006.1068 | 485.4706 | 485.4706 | 946.8383 | 946.8383 | 280851637.5434 | 1208976760.7366 | 225676852.82 | 36494748.8999 | 1752 | 47.6001 | 414619.6389 | 24480.0675 | 30.7767 | 1081.6137 | 132 | 3040 | 4611.9232 | 760 | 190 | 0.14116
3928 | 824.0866 | 501.6 | 1000 | 4000 | 5 | 98.13% | 100 | 212.8103 | 211.4575 | 211.4575 | 1 | 212.8103 | 100 | 478.2536 | 454.2337 | 454.2337 | 454.2337 | 24.0199 | 478.2536 | 86.8737 | 78.3306 | 78.3306 | 78.3306 | 8.5431 | 86.8737 | 1605.8673 | 1467.2657 | 1467.2657 | 1513.4527 | 92.4146 | 1467.2657 | 46.187 | 46.187 | 1605.8673 | 340.1952 | 274.284 | 274.284 | 274.284 | 65.9112 | 340.1952 | 3801.8346 | 3801.8346 | 1363.5881 | 1363.5881 | 1006.0369 | 1006.0369 | 485.4369 | 485.4369 | 946.7726 | 946.7726 | 284791632.3804 | 1208976760.7366 | 225526912.2942 | 32704694.5887 | 1752 | 49.0598 | 378232.2741 | 22331.6764 | 28.0758 | 1153.7213 | 132 | 3040 | 4611.9232 | 760 | 190 | 0.14107
3929 | 875.592 | 501.6 | 1000 | 4000 | 5 | 98.34% | 100 | 217.4593 | 216.0115 | 216.0115 | 1 | 217.4593 | 100 | 501.6998 | 476.5008 | 476.5008 | 476.5008 | 25.199 | 501.6998 | 86.8686 | 78.3254 | 78.3254 | 78.3254 | 8.5431 | 86.8686 | 1793.9224 | 1645.5896 | 1645.5896 | 1691.8453 | 102.077 | 1645.5896 | 46.2557 | 46.2557 | 1793.9224 | 339.6765 | 273.813 | 273.813 | 273.813 | 65.8636 | 339.6765 | 3886.8016 | 3886.8016 | 1448.7165 | 1448.7165 | 1005.9704 | 1005.9704 | 485.4048 | 485.4048 | 946.7099 | 946.7099 | 288260106.7635 | 1208976760.7366 | 225694496.7938 | 29068635.7061 | 1752 | 50.4394 | 329895.2144 | 19477.7487 | 24.4877 | 1225.8288 | 132 | 3040 | 4611.9232 | 760 | 190 | 0.14118
3930 | 927.0974 | 501.6 | 1000 | 4000 | 5 | 98.52% | 100 | 222.1264 | 220.4321 | 220.4321 | 1 | 222.1264 | 100 | 525.2947 | 498.9089 | 498.9089 | 498.9089 | 26.3857 | 525.2947 | 86.8636 | 78.3205 | 78.3205 | 78.3205 | 8.5431 | 86.8636 | 1979.8424 | 1822.4734 | 1822.4734 | 1868.1827 | 111.6598 | 1822.4734 | 45.7093 | 45.7093 | 1979.8424 | 339.7118 | 273.7923 | 273.7923 | 273.7923 | 65.9195 | 339.7118 | 3971.7694 | 3971.7694 | 1533.8382 | 1533.8382 | 1005.9068 | 1005.9068 | 485.3741 | 485.3741 | 946.6502 | 946.6502 | 291423550.5065 | 1208978108.1375 | 225608494.8616 | 25989846.4944 | 1752 | 51.7549 | 290259.3375 | 17137.5582 | 21.5456 | 1297.9364 | 132 | 3040 | 4611.9232 | 760 | 190 | 0.14112
3931 | 978.6028 | 501.6 | 1000 | 4000 | 5 | 98.65% | 100 | 226.8093 | 225.3981 | 225.3981 | 1 | 226.8093 | 100 | 548.7517 | 521.1861 | 521.1861 | 521.1861 | 27.5656 | 548.7517 | 86.8588 | 78.3157 | 78.3157 | 78.3157 | 8.5431 | 86.8588 | 2197.7245 | 2029.5349 | 2029.5349 | 2074.8594 | 122.8651 | 2029.5349 | 45.3245 | 45.3245 | 2197.7245 | 339.7273 | 273.7661 | 273.7661 | 273.7661 | 65.9613 | 339.7273 | 4056.7379 | 4056.7379 | 1618.9538 | 1618.9538 | 1005.8462 | 1005.8462 | 485.3448 | 485.3448 | 946.5931 | 946.5931 | 294400042.5726 | 1208978108.1375 | 225009893.6051 | 23611955.6847 | 1752 | 53.0151 | 265857.3335 | 15696.8095 | 19.7343 | 1370.044 | 132 | 3040 | 4611.9232 | 760 | 190 | 0.14075
3932 | 1030.1083 | 501.6 | 1000 | 4000 | 5 | 98.78% | 100 | 231.5105 | 230.16 | 230.16 | 1 | 231.5105 | 100 | 572.1348 | 543.3931 | 543.3931 | 543.3931 | 28.7417 | 572.1348 | 86.8543 | 78.3111 | 78.3111 | 78.3111 | 8.5431 | 86.8543 | 2432.5159 | 2252.1325 | 2252.1325 | 2297.5927 | 134.9232 | 2252.1325 | 45.4602 | 45.4602 | 2432.5159 | 339.9714 | 273.9207 | 273.9207 | 273.9207 | 66.0507 | 339.9714 | 4141.7071 | 4141.7071 | 1704.0636 | 1704.0636 | 1005.7881 | 1005.7881 | 485.3168 | 485.3168 | 946.5385 | 946.5385 | 297055092.2447 | 1208978108.1375 | 224625293.2685 | 21341546.1227 | 1752 | 54.2118 | 242040.1056 | 14290.5873 | 17.9664 | 1442.1516 | 132 | 3040 | 4611.9232 | 760 | 190 | 0.14051
3933 | 20.6022 | 551 | 1000 | 4000 | 7 | 86.81% | 100 | 164.384 | 164.3152 | 164.3152 | 1 | 164.384 | 100 | 157.8373 | 149.9188 | 149.9188 | 149.9188 | 7.9185 | 157.8373 | 93.22 | 84.0624 | 84.0624 | 84.0624 | 9.1576 | 93.22 | 390.0953 | 309.6054 | 309.6054 | 359.0351 | 31.0603 | 309.6054 | 49.4297 | 49.4297 | 390.0953 | 303.0569 | 245.9377 | 245.9377 | 245.9377 | 57.1192 | 303.0569 | 2768.8101 | 2768.8101 | 34.1294 | 34.1294 | 1106.4029 | 1106.4029 | 680.4029 | 680.4029 | 947.8749 | 947.8749 | 22110323.6916 | 1238933597.2382 | 259915598.1452 | 231040465.1474 | 1752 | 24.2675 | 2851586.3502 | 168364.0134 | 211.67 | 28.843 | 145 | 3040 | 4611.9232 | 760 | 190 | 0.16238
3934 | 51.5054 | 551 | 1000 | 4000 | 7 | 87.87% | 100 | 166.4347 | 166.2444 | 166.2444 | 1 | 166.4347 | 100 | 162.8321 | 154.6624 | 154.6624 | 154.6624 | 8.1697 | 162.8321 | 93.2118 | 84.0544 | 84.0544 | 84.0544 | 9.1575 | 93.2118 | 416.4858 | 335.4579 | 335.4579 | 384.2496 | 32.2361 | 335.4579 | 48.7917 | 48.7917 | 416.4858 | 317.9813 | 257.9389 | 257.9389 | 257.9389 | 60.0423 | 317.9813 | 2819.7801 | 2819.7801 | 85.3167 | 85.3167 | 1106.315 | 1106.315 | 680.3488 | 680.3488 | 947.7995 | 947.7995 | 53543954.0955 | 1238947268.7947 | 246911502.8654 | 212597179.1748 | 1751.9999 | 25.356 | 2585403.8477 | 152648.0052 | 191.9116 | 72.1076 | 145 | 3040 | 4611.9232 | 760 | 190 | 0.15437
3935 | 154.5162 | 551 | 1000 | 4000 | 6 | 91.01% | 100 | 167.5094 | 167.0254 | 167.0254 | 1 | 167.5094 | 100 | 187.7125 | 178.2935 | 178.2935 | 178.2935 | 9.419 | 187.7125 | 93.2024 | 84.045 | 84.045 | 84.045 | 9.1574 | 93.2024 | 465.6084 | 383.8735 | 383.8735 | 431.253 | 34.3553 | 383.8735 | 47.3796 | 47.3796 | 465.6084 | 358.637 | 290.4421 | 290.4421 | 290.4421 | 68.1949 | 358.637 | 2892.9065 | 2892.9065 | 255.9223 | 255.9223 | 1106.1949 | 1106.1949 | 583.0928 | 583.0928 | 947.6966 | 947.6966 | 138561936.2872 | 1238950220.2481 | 217059119.6363 | 157428723.8283 | 1752 | 29.2051 | 1860098.8188 | 109824.3798 | 138.073 | 216.3227 | 145 | 3040 | 4611.9232 | 760 | 190 | 0.13597
3936 | 206.0217 | 551 | 1000 | 4000 | 6 | 92.38% | 100 | 171.3319 | 170.7237 | 170.7237 | 1 | 171.3319 | 100 | 206.1022 | 195.7593 | 195.7593 | 195.7593 | 10.3429 | 206.1022 | 93.19 | 84.0328 | 84.0328 | 84.0328 | 9.1572 | 93.19 | 534.3599 | 449.329 | 449.329 | 496.5597 | 37.8001 | 449.329 | 47.2307 | 47.2307 | 534.3599 | 366.9042 | 296.8872 | 296.8872 | 296.8872 | 70.017 | 366.9042 | 2977.8601 | 2977.8601 | 341.1892 | 341.1892 | 1106.0634 | 1106.0634 | 583.0235 | 583.0235 | 947.584 | 947.584 | 167483792.9612 | 1238997855.7887 | 212021593.5043 | 133496757.7459 | 1752 | 31.1619 | 1567055.4816 | 92522.4481 | 116.3207 | 288.4303 | 145 | 3040 | 4611.9232 | 760 | 190 | 0.13284
3937 | 257.5271 | 551 | 1000 | 4000 | 6 | 93.52% | 100 | 175.2726 | 174.6065 | 174.6065 | 1 | 175.2726 | 100 | 229.006 | 217.5125 | 217.5125 | 217.5125 | 11.4935 | 229.006 | 93.1786 | 84.0216 | 84.0216 | 84.0216 | 9.157 | 93.1786 | 615.0706 | 526.5628 | 526.5628 | 573.1864 | 41.8842 | 526.5628 | 46.6236 | 46.6236 | 615.0706 | 366.6448 | 296.4728 | 296.4728 | 296.4728 | 70.1721 | 366.6448 | 3062.8154 | 3062.8154 | 426.4389 | 426.4389 | 1105.94 | 1105.94 | 582.9584 | 582.9584 | 947.4782 | 947.4782 | 187667069.5256 | 1239015131.349 | 211771243.0824 | 113546556.043 | 1752 | 33.1385 | 1316810.0665 | 77747.4011 | 97.7453 | 360.5379 | 145 | 3040 | 4611.9232 | 760 | 190 | 0.1326
3938 | 309.0325 | 551 | 1000 | 4000 | 6 | 94.39% | 100 | 179.4407 | 178.671 | 178.671 | 1 | 179.4407 | 100 | 253.5637 | 240.8364 | 240.8364 | 240.8364 | 12.7273 | 253.5637 | 93.1692 | 84.0123 | 84.0123 | 84.0123 | 9.1569 | 93.1692 | 697.9317 | 605.2298 | 605.2298 | 651.8662 | 46.0655 | 605.2298 | 46.6363 | 46.6363 | 697.9317 | 366.1561 | 295.8866 | 295.8866 | 295.8866 | 70.2695 | 366.1561 | 3147.7725 | 3147.7725 | 511.6729 | 511.6729 | 1105.8238 | 1105.8238 | 582.8972 | 582.8972 | 947.3787 | 947.3787 | 203043352.578 | 1239023171.0646 | 211600946.1834 | 98332530.1741 | 1752 | 35.1476 | 1143036.5363 | 67487.4246 | 84.8463 | 432.6455 | 145 | 3040 | 4611.9232 | 760 | 190 | 0.1325
3939 | 360.5379 | 551 | 1000 | 4000 | 6 | 95.15% | 100 | 183.6847 | 182.7869 | 182.7869 | 1 | 183.6847 | 100 | 277.7242 | 263.7829 | 263.7829 | 263.7829 | 13.9413 | 277.7242 | 93.1612 | 84.0042 | 84.0042 | 84.0042 | 9.157 | 93.1612 | 794.6904 | 697.2961 | 697.2961 | 743.7013 | 50.9891 | 697.2961 | 46.4051 | 46.4051 | 794.6904 | 364.7164 | 294.5732 | 294.5732 | 294.5732 | 70.1432 | 364.7164 | 3232.7311 | 3232.7311 | 596.8926 | 596.8926 | 1105.7142 | 1105.7142 | 582.8394 | 582.8394 | 947.2848 | 947.2848 | 216017910.6922 | 1239009068.389 | 212059281.2584 | 84913739.6604 | 1752 | 37.0918 | 975870.0784 | 57617.5443 | 72.4377 | 504.753 | 145 | 3040 | 4611.9232 | 760 | 190 | 0.1328
3940 | 412.0433 | 551 | 1000 | 4000 | 6 | 95.76% | 100 | 188.0236 | 187.1165 | 187.1165 | 1 | 188.0236 | 100 | 302.1337 | 286.9657 | 286.9657 | 286.9657 | 15.168 | 302.1337 | 93.1546 | 83.9975 | 83.9975 | 83.9975 | 9.1571 | 93.1546 | 900.2253 | 797.5982 | 797.5982 | 843.8523 | 56.373 | 797.5982 | 46.2541 | 46.2541 | 900.2253 | 363.4104 | 293.3808 | 293.3808 | 293.3808 | 70.0296 | 363.4104 | 3317.6911 | 3317.6911 | 682.0991 | 682.0991 | 1105.6108 | 1105.6108 | 582.7849 | 582.7849 | 947.1962 | 947.1962 | 226528124.0804 | 1239021765.0747 | 212184571.9298 | 74265538.9151 | 1752 | 38.9988 | 855044.9588 | 50483.76 | 63.469 | 576.8606 | 145 | 3040 | 4611.9232 | 760 | 190 | 0.13289
3941 | 463.5487 | 551 | 1000 | 4000 | 6 | 96.26% | 100 | 192.4538 | 191.491 | 191.491 | 1 | 192.4538 | 100 | 327.05 | 310.6298 | 310.6298 | 310.6298 | 16.4202 | 327.05 | 93.1452 | 83.9883 | 83.9883 | 83.9883 | 9.1569 | 93.1452 | 1011.4852 | 903.219 | 903.219 | 949.4576 | 62.0275 | 903.219 | 46.2386 | 46.2386 | 1011.4852 | 362.471 | 292.5075 | 292.5075 | 292.5075 | 69.9635 | 362.471 | 3402.6524 | 3402.6524 | 767.2936 | 767.2936 | 1105.513 | 1105.513 | 582.7334 | 582.7334 | 947.1124 | 947.1124 | 235073878.0222 | 1239028091.6227 | 212457539.1231 | 65440491.232 | 1752 | 40.836 | 754383.5185 | 44540.4842 | 55.997 | 648.9682 | 145 | 3040 | 4611.9232 | 760 | 190 | 0.13306
3942 | 515.0541 | 551 | 1000 | 4000 | 5 | 96.73% | 100 | 190.8134 | 189.7926 | 189.7926 | 1 | 190.8134 | 100 | 351.9839 | 334.3121 | 334.3121 | 334.3121 | 17.6719 | 351.9839 | 93.1458 | 83.9889 | 83.9889 | 83.9889 | 9.1569 | 93.1458 | 954.7593 | 849.2952 | 849.2952 | 895.6549 | 59.1043 | 849.2952 | 46.3597 | 46.3597 | 954.7593 | 361.6924 | 291.7883 | 291.7883 | 291.7883 | 69.9041 | 361.6924 | 3390.8258 | 3390.8258 | 852.5587 | 852.5587 | 1105.5263 | 1105.5263 | 485.617 | 485.617 | 947.1238 | 947.1238 | 242724633.8603 | 1239034301.4893 | 213035994.1376 | 57205095.4232 | 1752 | 42.5873 | 658644.0757 | 38887.8141 | 48.8904 | 721.0758 | 145 | 3040 | 4611.9232 | 760 | 190 | 0.13342
3943 | 566.5595 | 551 | 1000 | 4000 | 5 | 97.18% | 100 | 195.3161 | 194.0108 | 194.0108 | 1 | 195.3161 | 100 | 376.6031 | 357.6937 | 357.6937 | 357.6937 | 18.9094 | 376.6031 | 93.1388 | 83.9819 | 83.9819 | 83.9819 | 9.1569 | 93.1388 | 1081.8752 | 969.9135 | 969.9135 | 1016.2444 | 65.6308 | 969.9135 | 46.3309 | 46.3309 | 1081.8752 | 359.9609 | 290.3075 | 290.3075 | 290.3075 | 69.6534 | 359.9609 | 3475.7881 | 3475.7881 | 937.7354 | 937.7354 | 1105.4329 | 1105.4329 | 485.576 | 485.576 | 947.0438 | 947.0438 | 249374453.7719 | 1239026781.5317 | 214140032.7405 | 49458731.9559 | 1752 | 44.2457 | 568477.9921 | 33564.2076 | 42.1975 | 793.1834 | 145 | 3040 | 4611.9232 | 760 | 190 | 0.1341
3944 | 618.065 | 551 | 1000 | 4000 | 5 | 97.51% | 100 | 199.8548 | 198.6886 | 198.6886 | 1 | 199.8548 | 100 | 401.2021 | 381.056 | 381.056 | 381.056 | 20.1461 | 401.2021 | 93.1326 | 83.9757 | 83.9757 | 83.9757 | 9.1569 | 93.1326 | 1229.4638 | 1109.9612 | 1109.9612 | 1156.2976 | 73.1662 | 1109.9612 | 46.3364 | 46.3364 | 1229.4638 | 358.3297 | 288.9203 | 288.9203 | 288.9203 | 69.4095 | 358.3297 | 3560.7516 | 3560.7516 | 1022.9021 | 1022.9021 | 1105.3444 | 1105.3444 | 485.5371 | 485.5371 | 946.968 | 946.968 | 255057515.6796 | 1239026781.5317 | 214340079.7766 | 43575623.0121 | 1752 | 45.8468 | 499797.0473 | 29509.1316 | 37.0994 | 865.2909 | 145 | 3040 | 4611.9232 | 760 | 190 | 0.13422
3945 | 669.5704 | 551 | 1000 | 4000 | 5 | 97.76% | 100 | 204.4303 | 203.4874 | 203.4874 | 1 | 204.4303 | 100 | 426.1208 | 404.7219 | 404.7219 | 404.7219 | 21.3989 | 426.1208 | 93.1253 | 83.9685 | 83.9685 | 83.9685 | 9.1568 | 93.1253 | 1373.1589 | 1246.607 | 1246.607 | 1292.644 | 80.5149 | 1246.607 | 46.037 | 46.037 | 1373.1589 | 357.8634 | 288.456 | 288.456 | 288.456 | 69.4074 | 357.8634 | 3645.7161 | 3645.7161 | 1108.0597 | 1108.0597 | 1105.2603 | 1105.2603 | 485.5001 | 485.5001 | 946.8959 | 946.8959 | 259896481.6974 | 1239038169.1701 | 213851130.1496 | 39214218.9829 | 1752 | 47.3872 | 448412.4014 | 26475.2675 | 33.2851 | 937.3985 | 145 | 3040 | 4611.9232 | 760 | 190 | 0.13392
3946 | 721.0758 | 551 | 1000 | 4000 | 5 | 98.01% | 100 | 209.0437 | 207.8182 | 207.8182 | 1 | 209.0437 | 100 | 450.9318 | 428.2854 | 428.2854 | 428.2854 | 22.6464 | 450.9318 | 93.1192 | 83.9624 | 83.9624 | 83.9624 | 9.1568 | 93.1192 | 1521.6989 | 1387.8242 | 1387.8242 | 1433.5596 | 88.1393 | 1387.8242 | 45.7354 | 45.7354 | 1521.6989 | 358.0641 | 288.5389 | 288.5389 | 288.5389 | 69.5252 | 358.0641 | 3730.6815 | 3730.6815 | 1193.2087 | 1193.2087 | 1105.1804 | 1105.1804 | 485.465 | 485.465 | 946.8274 | 946.8274 | 264436484.6098 | 1239022123.6836 | 213750283.6938 | 34791108.0128 | 1752 | 48.8428 | 394287.636 | 23279.6208 | 29.2675 | 1009.5061 | 145 | 3040 | 4611.9232 | 760 | 190 | 0.13386
3947 | 772.5812 | 551 | 1000 | 4000 | 5 | 98.22% | 100 | 213.6832 | 212.5101 | 212.5101 | 1 | 213.6832 | 100 | 475.6064 | 451.7192 | 451.7192 | 451.7192 | 23.8872 | 475.6064 | 93.1141 | 83.9572 | 83.9572 | 83.9572 | 9.1569 | 93.1141 | 1698.5355 | 1555.5928 | 1555.5928 | 1601.335 | 97.2006 | 1555.5928 | 45.7421 | 45.7421 | 1698.5355 | 358.017 | 288.4414 | 288.4414 | 288.4414 | 69.5757 | 358.017 | 3815.6478 | 3815.6478 | 1278.3498 | 1278.3498 | 1105.1042 | 1105.1042 | 485.4316 | 485.4316 | 946.7622 | 946.7622 | 268453706.7392 | 1239027351.8816 | 213391750.5552 | 31127190.824 | 1752 | 50.234 | 356359.764 | 21040.2747 | 26.4522 | 1081.6137 | 145 | 3040 | 4611.9232 | 760 | 190 | 0.13364
3948 | 824.0866 | 551 | 1000 | 4000 | 5 | 98.44% | 100 | 218.3426 | 216.8247 | 216.8247 | 1 | 218.3426 | 100 | 500.2581 | 475.1313 | 475.1313 | 475.1313 | 25.1269 | 500.2581 | 93.1089 | 83.9519 | 83.9519 | 83.9519 | 9.1569 | 93.1089 | 1904.4942 | 1750.696 | 1750.696 | 1796.7434 | 107.7508 | 1750.696 | 46.0474 | 46.0474 | 1904.4942 | 357.8713 | 288.2713 | 288.2713 | 288.2713 | 69.6 | 357.8713 | 3900.615 | 3900.615 | 1363.4836 | 1363.4836 | 1105.0316 | 1105.0316 | 485.3997 | 485.3997 | 946.7 | 946.7 | 272167922.9792 | 1239032580.0795 | 213525521.6432 | 27273975.298 | 1752 | 51.5487 | 310462.7324 | 18330.4116 | 23.0453 | 1153.7213 | 145 | 3040 | 4611.9232 | 760 | 190 | 0.13372
3949 | 875.592 | 551 | 1000 | 4000 | 5 | 98.62% | 100 | 223.012 | 221.4566 | 221.4566 | 1 | 223.012 | 100 | 524.915 | 498.5481 | 498.5481 | 498.5481 | 26.3669 | 524.915 | 93.1034 | 83.9465 | 83.9465 | 83.9465 | 9.1569 | 93.1034 | 2131.2749 | 1966.0821 | 1966.0821 | 2011.8537 | 119.4213 | 1966.0821 | 45.7715 | 45.7715 | 2131.2749 | 357.9514 | 288.2895 | 288.2895 | 288.2895 | 69.6619 | 357.9514 | 3985.5829 | 3985.5829 | 1448.6105 | 1448.6105 | 1104.9624 | 1104.9624 | 485.3693 | 485.3693 | 946.6407 | 946.6407 | 275440670.5426 | 1239010347.9778 | 213288362.9897 | 24260618.4899 | 1752 | 52.8089 | 272730.5221 | 16102.6179 | 20.2445 | 1225.8288 | 145 | 3040 | 4611.9232 | 760 | 190 | 0.13357
3950 | 927.0974 | 551 | 1000 | 4000 | 5 | 98.75% | 100 | 227.7023 | 226.391 | 226.391 | 1 | 227.7023 | 100 | 549.7144 | 522.1003 | 522.1003 | 522.1003 | 27.6142 | 549.7144 | 93.0979 | 83.9411 | 83.9411 | 83.9411 | 9.1569 | 93.0979 | 2372.9705 | 2195.4864 | 2195.4864 | 2241.1242 | 131.8462 | 2195.4864 | 45.6378 | 45.6378 | 2372.9705 | 358.2282 | 288.4692 | 288.4692 | 288.4692 | 69.7591 | 358.2282 | 4070.5515 | 4070.5515 | 1533.7311 | 1533.7311 | 1104.8962 | 1104.8962 | 485.3402 | 485.3402 | 946.584 | 946.584 | 278352649.3099 | 1239038169.1701 | 212657446.9005 | 21951740.5052 | 1752 | 54.0166 | 250724.7054 | 14803.3454 | 18.611 | 1297.9364 | 145 | 3040 | 4611.9232 | 760 | 190 | 0.13318
3951 | 978.6028 | 551 | 1000 | 4000 | 5 | 98.89% | 100 | 232.4145 | 230.7219 | 230.7219 | 1 | 232.4145 | 100 | 574.367 | 545.5129 | 545.5129 | 545.5129 | 28.8541 | 574.367 | 93.0928 | 83.936 | 83.936 | 83.936 | 9.1568 | 93.0928 | 2636.6188 | 2445.2306 | 2445.2306 | 2491.2233 | 145.3956 | 2445.2306 | 45.9927 | 45.9927 | 2636.6188 | 358.7922 | 288.8867 | 288.8867 | 288.8867 | 69.9055 | 358.7922 | 4155.5208 | 4155.5208 | 1618.8456 | 1618.8456 | 1104.8329 | 1104.8329 | 485.3124 | 485.3124 | 946.5298 | 946.5298 | 281207888.1199 | 1239037584.29 | 212345190.3359 | 19409353.5453 | 1752 | 55.1601 | 221267.0532 | 13064.1 | 16.4244 | 1370.044 | 145 | 3040 | 4611.9232 | 760 | 190 | 0.13299
3952 | 1030.1083 | 551 | 1000 | 4000 | 5 | 98.99% | 100 | 237.1383 | 235.6152 | 235.6152 | 1 | 237.1383 | 100 | 599.0074 | 568.9139 | 568.9139 | 568.9139 | 30.0935 | 599.0074 | 93.0881 | 83.9312 | 83.9312 | 83.9312 | 9.1568 | 93.0881 | 2904.1734 | 2698.6092 | 2698.6092 | 2745.0214 | 159.152 | 2698.6092 | 46.4122 | 46.4122 | 2904.1734 | 359.6538 | 289.5403 | 289.5403 | 289.5403 | 70.1136 | 359.6538 | 4240.4907 | 4240.4907 | 1703.9546 | 1703.9546 | 1104.7724 | 1104.7724 | 485.2858 | 485.2858 | 946.4779 | 946.4779 | 283688350.7985 | 1239038169.1701 | 211561811.7337 | 17711668.2977 | 1752 | 56.2597 | 205988.5785 | 12162.0248 | 15.2903 | 1442.1516 | 145 | 3040 | 4611.9232 | 760 | 190 | 0.13251
3953 | 20.6022 | 600.4 | 1000 | 4000 | 7 | 88.41% | 100 | 169.0848 | 169.0188 | 169.0188 | 1 | 169.0848 | 100 | 163.7111 | 155.4968 | 155.4968 | 155.4968 | 8.2143 | 163.7111 | 99.4776 | 89.7039 | 89.7039 | 89.7039 | 9.7737 | 99.4776 | 434.9502 | 352.0966 | 352.0966 | 401.6299 | 33.3203 | 352.0966 | 49.5333 | 49.5333 | 434.9502 | 298.6861 | 242.1601 | 242.1601 | 242.1601 | 56.5261 | 298.6861 | 2867.5714 | 2867.5714 | 34.1242 | 34.1242 | 1205.4155 | 1205.4155 | 680.3 | 680.3 | 947.7316 | 947.7316 | 21316508.2766 | 1264898827.779 | 262659038.72 | 203125625.2244 | 1752 | 28.756 | 2509639.5412 | 148174.7117 | 186.2877 | 28.843 | 158 | 3040 | 4611.9232 | 760 | 190 | 0.16403
3954 | 51.5054 | 600.4 | 1000 | 4000 | 7 | 89.31% | 100 | 171.2343 | 171.0406 | 171.0406 | 1 | 171.2343 | 100 | 168.0804 | 159.6462 | 159.6462 | 159.6462 | 8.4342 | 168.0804 | 99.4692 | 89.6957 | 89.6957 | 89.6957 | 9.7735 | 99.4692 | 464.496 | 380.8833 | 380.8833 | 429.8153 | 34.6807 | 380.8833 | 48.932 | 48.932 | 464.496 | 315.1833 | 255.4129 | 255.4129 | 255.4129 | 59.7705 | 315.1833 | 2918.5429 | 2918.5429 | 85.3043 | 85.3043 | 1205.3268 | 1205.3268 | 680.25 | 680.25 | 947.6619 | 947.6619 | 51853865.1131 | 1264929496.4892 | 248005537.9748 | 187211116.2481 | 1752 | 29.841 | 2287073.1468 | 135033.8957 | 169.7668 | 72.1076 | 158 | 3040 | 4611.9232 | 760 | 190 | 0.15501
3955 | 154.5162 | 600.4 | 1000 | 4000 | 6 | 92.12% | 100 | 172.529 | 172.0125 | 172.0125 | 1 | 172.529 | 100 | 194.0036 | 184.2677 | 184.2677 | 184.2677 | 9.7359 | 194.0036 | 99.4601 | 89.6867 | 89.6867 | 89.6867 | 9.7735 | 99.4601 | 522.2155 | 437.6764 | 437.6764 | 484.9772 | 37.2383 | 437.6764 | 47.3008 | 47.3008 | 522.2155 | 360.347 | 291.5485 | 291.5485 | 291.5485 | 68.7985 | 360.347 | 2991.6714 | 2991.6714 | 255.8871 | 255.8871 | 1205.2053 | 1205.2053 | 583.0126 | 583.0126 | 947.5663 | 947.5663 | 134038194.2674 | 1264929817.8501 | 215031645.0092 | 138000508.6493 | 1752.0002 | 33.4616 | 1621192.3183 | 95718.8076 | 120.3392 | 216.3227 | 158 | 3040 | 4611.9232 | 760 | 190 | 0.13473
3956 | 206.0217 | 600.4 | 1000 | 4000 | 6 | 93.38% | 100 | 176.393 | 175.7941 | 175.7941 | 1 | 176.393 | 100 | 213.2237 | 202.5221 | 202.5221 | 202.5221 | 10.7016 | 213.2237 | 99.449 | 89.6757 | 89.6757 | 89.6757 | 9.7734 | 99.449 | 606.3679 | 518.1873 | 518.1873 | 564.9076 | 41.4603 | 518.1873 | 46.7202 | 46.7202 | 606.3679 | 369.5654 | 298.7804 | 298.7804 | 298.7804 | 70.785 | 369.5654 | 3076.627 | 3076.627 | 341.1451 | 341.1451 | 1205.0721 | 1205.0721 | 582.9482 | 582.9482 | 947.4616 | 947.4616 | 161570663.9086 | 1264938888.6235 | 209555911.9796 | 115934535.4883 | 1752 | 35.2584 | 1348771.3694 | 79634.4676 | 100.1178 | 288.4303 | 158 | 3040 | 4611.9232 | 760 | 190 | 0.13127
3957 | 257.5271 | 600.4 | 1000 | 4000 | 6 | 94.3% | 100 | 180.5041 | 179.7947 | 179.7947 | 1 | 180.5041 | 100 | 237.9901 | 226.0444 | 226.0444 | 226.0444 | 11.9458 | 237.9901 | 99.4394 | 89.6661 | 89.6661 | 89.6661 | 9.7733 | 99.4394 | 690.2351 | 597.9602 | 597.9602 | 644.5326 | 45.7025 | 597.9602 | 46.5724 | 46.5724 | 690.2351 | 374.0461 | 302.168 | 302.168 | 302.168 | 71.8781 | 374.0461 | 3161.5843 | 3161.5843 | 426.387 | 426.387 | 1204.9467 | 1204.9467 | 582.8876 | 582.8876 | 947.363 | 947.363 | 180567598.2504 | 1264946766.3334 | 206540249.8699 | 99945385.5463 | 1752 | 37.1195 | 1162857.9446 | 68657.7247 | 86.3176 | 360.5379 | 158 | 3040 | 4611.9232 | 760 | 190 | 0.12942
3958 | 309.0325 | 600.4 | 1000 | 4000 | 6 | 95.09% | 100 | 184.7408 | 183.8868 | 183.8868 | 1 | 184.7408 | 100 | 263.2632 | 250.0476 | 250.0476 | 250.0476 | 13.2156 | 263.2632 | 99.4316 | 89.6582 | 89.6582 | 89.6582 | 9.7734 | 99.4316 | 787.9852 | 690.576 | 690.576 | 737.3236 | 50.6616 | 690.576 | 46.7476 | 46.7476 | 787.9852 | 375.4011 | 303.0827 | 303.0827 | 303.0827 | 72.3185 | 375.4011 | 3246.5432 | 3246.5432 | 511.6142 | 511.6142 | 1204.8285 | 1204.8285 | 582.8304 | 582.8304 | 947.2701 | 947.2701 | 195565529.5424 | 1264924548.7849 | 205520353.2226 | 85989536.4618 | 1752 | 38.9387 | 999041.6507 | 58985.6456 | 74.1577 | 432.6455 | 158 | 3040 | 4611.9232 | 760 | 190 | 0.1288
3959 | 360.5379 | 600.4 | 1000 | 4000 | 6 | 95.75% | 100 | 189.025 | 188.1591 | 188.1591 | 1 | 189.025 | 100 | 288.6284 | 274.1382 | 274.1382 | 274.1382 | 14.4902 | 288.6284 | 99.4233 | 89.6498 | 89.6498 | 89.6498 | 9.7734 | 99.4233 | 899.8134 | 797.0736 | 797.0736 | 843.4382 | 56.3751 | 797.0736 | 46.3647 | 46.3647 | 899.8134 | 375.3816 | 302.9008 | 302.9008 | 302.9008 | 72.4808 | 375.3816 | 3331.5034 | 3331.5034 | 596.828 | 596.828 | 1204.7168 | 1204.7168 | 582.7763 | 582.7763 | 947.1823 | 947.1823 | 207714379.8604 | 1264932463.9205 | 204844567.5546 | 74508556.6762 | 1752 | 40.7172 | 855343.8433 | 50501.4068 | 63.4912 | 504.753 | 158 | 3040 | 4611.9232 | 760 | 190 | 0.1284
3960 | 412.0433 | 600.4 | 1000 | 4000 | 6 | 96.31% | 100 | 193.4151 | 192.4272 | 192.4272 | 1 | 193.4151 | 100 | 314.176 | 298.4019 | 298.4019 | 298.4019 | 15.7741 | 314.176 | 99.4143 | 89.641 | 89.641 | 89.641 | 9.7733 | 99.4143 | 1024.3255 | 915.3459 | 915.3459 | 961.564 | 62.7615 | 915.3459 | 46.2181 | 46.2181 | 1024.3255 | 375.2422 | 302.6625 | 302.6625 | 302.6625 | 72.5797 | 375.2422 | 3416.4649 | 3416.4649 | 682.0293 | 682.0293 | 1204.6112 | 1204.6112 | 582.7252 | 582.7252 | 947.0992 | 947.0992 | 217814508.1257 | 1264945034.4787 | 204662685.2355 | 64577740.1718 | 1752 | 42.4331 | 744784.0125 | 43973.708 | 55.2845 | 576.8606 | 158 | 3040 | 4611.9232 | 760 | 190 | 0.1283
3961 | 463.5487 | 600.4 | 1000 | 4000 | 5 | 96.79% | 100 | 191.7569 | 190.8522 | 190.8522 | 1 | 191.7569 | 100 | 340.1154 | 323.0392 | 323.0392 | 323.0392 | 17.0762 | 340.1154 | 99.4155 | 89.6422 | 89.6422 | 89.6422 | 9.7733 | 99.4155 | 976.0505 | 869.2992 | 869.2992 | 915.7987 | 60.2517 | 869.2992 | 46.4995 | 46.4995 | 976.0505 | 375.116 | 302.4562 | 302.4562 | 302.4562 | 72.6598 | 375.116 | 3404.6383 | 3404.6383 | 767.2921 | 767.2921 | 1204.6255 | 1204.6255 | 485.6102 | 485.6102 | 947.1105 | 947.1105 | 226050735.1598 | 1264932465.8314 | 204730644.1939 | 56286154.815 | 1752 | 44.0865 | 650574.978 | 38411.3966 | 48.2914 | 648.9682 | 158 | 3040 | 4611.9232 | 760 | 190 | 0.12834
3962 | 515.0541 | 600.4 | 1000 | 4000 | 5 | 97.24% | 100 | 196.2459 | 195.1067 | 195.1067 | 1 | 196.2459 | 100 | 366.0723 | 347.6914 | 347.6914 | 347.6914 | 18.3809 | 366.0723 | 99.4077 | 89.6344 | 89.6344 | 89.6344 | 9.7733 | 99.4077 | 1115.5677 | 1001.6562 | 1001.6562 | 1048.1866 | 67.3811 | 1001.6562 | 46.5304 | 46.5304 | 1115.5677 | 373.6066 | 301.1451 | 301.1451 | 301.1451 | 72.4615 | 373.6066 | 3489.6008 | 3489.6008 | 852.4754 | 852.4754 | 1204.5247 | 1204.5247 | 485.5695 | 485.5695 | 947.0312 | 947.0312 | 233243105.6015 | 1264954525.3204 | 205451414.7895 | 48350954.2886 | 1752 | 45.6578 | 558145.3064 | 32954.1428 | 41.4305 | 721.0758 | 158 | 3040 | 4611.9232 | 760 | 190 | 0.12879
3963 | 566.5595 | 600.4 | 1000 | 4000 | 5 | 97.59% | 100 | 200.7847 | 199.6769 | 199.6769 | 1 | 200.7847 | 100 | 391.9945 | 372.3105 | 372.3105 | 372.3105 | 19.684 | 391.9945 | 99.3996 | 89.6264 | 89.6264 | 89.6264 | 9.7732 | 99.3996 | 1272.3767 | 1150.3268 | 1150.3268 | 1196.9565 | 75.4202 | 1150.3268 | 46.6297 | 46.6297 | 1272.3767 | 372.619 | 300.2673 | 300.2673 | 300.2673 | 72.3517 | 372.619 | 3574.5644 | 3574.5644 | 937.6484 | 937.6484 | 1204.429 | 1204.429 | 485.5309 | 485.5309 | 946.956 | 946.956 | 239362493.1322 | 1264956808.2416 | 205471209.4504 | 42209555.5364 | 1752.0001 | 47.1785 | 491481.1417 | 29018.142 | 36.4821 | 793.1834 | 158 | 3040 | 4611.9232 | 760 | 190 | 0.1288
3964 | 618.065 | 600.4 | 1000 | 4000 | 5 | 97.88% | 100 | 205.3621 | 204.2371 | 204.2371 | 1 | 205.3621 | 100 | 418.0032 | 397.0117 | 397.0117 | 397.0117 | 20.9915 | 418.0032 | 99.3919 | 89.6188 | 89.6188 | 89.6188 | 9.7731 | 99.3919 | 1433.9874 | 1303.938 | 1303.938 | 1350.2766 | 83.7108 | 1303.938 | 46.3385 | 46.3385 | 1433.9874 | 372.6104 | 300.1817 | 300.1817 | 300.1817 | 72.4287 | 372.6104 | 3659.5291 | 3659.5291 | 1022.812 | 1022.812 | 1204.3382 | 1204.3382 | 485.4943 | 485.4943 | 946.8846 | 946.8846 | 244730844.6152 | 1264966761.8171 | 205074148.629 | 37228244.9387 | 1752 | 48.6325 | 426161.474 | 25161.5232 | 31.6335 | 865.2909 | 158 | 3040 | 4611.9232 | 760 | 190 | 0.12855
3965 | 669.5704 | 600.4 | 1000 | 4000 | 5 | 98.11% | 100 | 209.9753 | 208.689 | 208.689 | 1 | 209.9753 | 100 | 444.114 | 421.8098 | 421.8098 | 421.8098 | 22.3043 | 444.114 | 99.3854 | 89.6123 | 89.6123 | 89.6123 | 9.7731 | 99.3854 | 1593.3116 | 1455.61 | 1455.61 | 1501.4364 | 91.8753 | 1455.61 | 45.8264 | 45.8264 | 1593.3116 | 373.4095 | 300.7464 | 300.7464 | 300.7464 | 72.6631 | 373.4095 | 3744.4947 | 3744.4947 | 1107.9669 | 1107.9669 | 1204.2517 | 1204.2517 | 485.4595 | 485.4595 | 946.8166 | 946.8166 | 249346225.2866 | 1264972588.049 | 204553355.8436 | 33127830.8208 | 1752 | 50.0266 | 375060.0943 | 22144.3839 | 27.8403 | 937.3985 | 158 | 3040 | 4611.9232 | 760 | 190 | 0.12823
3966 | 721.0758 | 600.4 | 1000 | 4000 | 5 | 98.32% | 100 | 214.6153 | 213.3107 | 213.3107 | 1 | 214.6153 | 100 | 470.0557 | 446.447 | 446.447 | 446.447 | 23.6086 | 470.0557 | 99.3791 | 89.606 | 89.606 | 89.606 | 9.7731 | 99.3791 | 1783.654 | 1636.3144 | 1636.3144 | 1682.0267 | 101.6273 | 1636.3144 | 45.7123 | 45.7123 | 1783.654 | 373.8785 | 301.0618 | 301.0618 | 301.0618 | 72.8168 | 373.8785 | 3829.4611 | 3829.4611 | 1193.1135 | 1193.1135 | 1204.1694 | 1204.1694 | 485.4263 | 485.4263 | 946.7519 | 946.7519 | 253663818.889 | 1264972588.049 | 203910097.9898 | 29453495.0722 | 1752 | 51.3556 | 337028.7784 | 19898.9302 | 25.0173 | 1009.5061 | 158 | 3040 | 4611.9232 | 760 | 190 | 0.12784
3967 | 772.5812 | 600.4 | 1000 | 4000 | 5 | 98.49% | 100 | 219.282 | 218.1162 | 218.1162 | 1 | 219.282 | 100 | 495.9206 | 471.0114 | 471.0114 | 471.0114 | 24.9093 | 495.9206 | 99.3733 | 89.6002 | 89.6002 | 89.6002 | 9.7731 | 99.3733 | 1996.9753 | 1838.2408 | 1838.2408 | 1884.4437 | 112.5316 | 1838.2408 | 46.2029 | 46.2029 | 1996.9753 | 374.4202 | 301.4379 | 301.4379 | 301.4379 | 72.9822 | 374.4202 | 3914.4284 | 3914.4284 | 1278.2526 | 1278.2526 | 1204.0909 | 1204.0909 | 485.3946 | 485.3946 | 946.6902 | 946.6902 | 257407051.2626 | 1264972588.049 | 203237855.4812 | 26382505.2073 | 1752 | 52.6238 | 304936.5812 | 18004.1354 | 22.6351 | 1081.6137 | 158 | 3040 | 4611.9232 | 760 | 190 | 0.12742
3968 | 824.0866 | 600.4 | 1000 | 4000 | 5 | 98.7% | 100 | 223.9543 | 222.2294 | 222.2294 | 1 | 223.9543 | 100 | 521.6486 | 495.4456 | 495.4456 | 495.4456 | 26.2031 | 521.6486 | 99.3679 | 89.5948 | 89.5948 | 89.5948 | 9.7731 | 99.3679 | 2246.4747 | 2074.851 | 2074.851 | 2121.1383 | 125.3365 | 2074.851 | 46.2873 | 46.2873 | 2246.4747 | 374.8895 | 301.7623 | 301.7623 | 301.7623 | 73.1272 | 374.8895 | 3999.3964 | 3999.3964 | 1363.3846 | 1363.3846 | 1204.016 | 1204.016 | 485.3645 | 485.3645 | 946.6313 | 946.6313 | 260991466.1181 | 1264964360.0819 | 203196362.5801 | 22847811.22 | 1752 | 53.8214 | 260766.2456 | 15396.2203 | 19.3564 | 1153.7213 | 158 | 3040 | 4611.9232 | 760 | 190 | 0.1274
3969 | 875.592 | 600.4 | 1000 | 4000 | 5 | 98.81% | 100 | 228.6396 | 227.3885 | 227.3885 | 1 | 228.6396 | 100 | 547.5886 | 520.081 | 520.081 | 520.081 | 27.5076 | 547.5886 | 99.3625 | 89.5894 | 89.5894 | 89.5894 | 9.7731 | 99.3625 | 2511.5487 | 2326.8189 | 2326.8189 | 2372.6071 | 138.9416 | 2326.8189 | 45.7882 | 45.7882 | 2511.5487 | 375.5172 | 302.2207 | 302.2207 | 302.2207 | 73.2966 | 375.5172 | 4084.3652 | 4084.3652 | 1448.5101 | 1448.5101 | 1203.9445 | 1203.9445 | 485.3356 | 485.3356 | 946.575 | 946.575 | 263925155.3088 | 1264974043.432 | 202317876.2722 | 20782924.9869 | 1752 | 54.9799 | 236674.4642 | 13973.7878 | 17.5681 | 1225.8288 | 158 | 3040 | 4611.9232 | 760 | 190 | 0.12685
3970 | 927.0974 | 600.4 | 1000 | 4000 | 5 | 98.93% | 100 | 233.3589 | 232.0281 | 232.0281 | 1 | 233.3589 | 100 | 573.6509 | 544.8325 | 544.8325 | 544.8325 | 28.8184 | 573.6509 | 99.3574 | 89.5843 | 89.5843 | 89.5843 | 9.7731 | 99.3574 | 2759.1516 | 2561.5426 | 2561.5426 | 2607.5057 | 151.6459 | 2561.5426 | 45.9631 | 45.9631 | 2759.1516 | 376.7545 | 303.1739 | 303.1739 | 303.1739 | 73.5806 | 376.7545 | 4169.3346 | 4169.3346 | 1533.6293 | 1533.6293 | 1203.876 | 1203.876 | 485.308 | 485.308 | 946.5212 | 946.5212 | 266715447.92 | 1264960226.5227 | 201511185.5387 | 18813140.0186 | 1752 | 56.0842 | 213198.7117 | 12587.7271 | 15.8255 | 1297.9364 | 158 | 3040 | 4611.9232 | 760 | 190 | 0.12636
3971 | 978.6028 | 600.4 | 1000 | 4000 | 5 | 99.07% | 100 | 238.068 | 236.2053 | 236.2053 | 1 | 238.068 | 100 | 599.3732 | 569.261 | 569.261 | 569.261 | 30.1122 | 599.3732 | 99.3532 | 89.5801 | 89.5801 | 89.5801 | 9.7732 | 99.3532 | 3098.608 | 2883.5915 | 2883.5915 | 2929.5241 | 169.0838 | 2883.5915 | 45.9327 | 45.9327 | 3098.608 | 377.4048 | 303.6538 | 303.6538 | 303.6538 | 73.751 | 377.4048 | 4254.3046 | 4254.3046 | 1618.7428 | 1618.7428 | 1203.8105 | 1203.8105 | 485.2816 | 485.2816 | 946.4697 | 946.4697 | 269423282.7636 | 1264955007.6451 | 201254770.0603 | 16366939.5309 | 1752 | 57.1273 | 184736.8371 | 10907.2746 | 13.7128 | 1370.044 | 158 | 3040 | 4611.9232 | 760 | 190 | 0.1262
3972 | 1030.1083 | 600.4 | 1000 | 4000 | 4 | 99.17% | 100 | 236.649 | 235.2731 | 235.2731 | 1 | 236.649 | 100 | 625.2139 | 593.8037 | 593.8037 | 593.8037 | 31.4102 | 625.2139 | 99.3546 | 89.5813 | 89.5813 | 89.5813 | 9.7732 | 99.3546 | 2793.0967 | 2593.9321 | 2593.9321 | 2639.8093 | 153.2873 | 2593.9321 | 45.8772 | 45.8772 | 2793.0967 | 378.0658 | 304.1401 | 304.1401 | 304.1401 | 73.9257 | 378.0658 | 4242.4768 | 4242.4768 | 1703.9525 | 1703.9525 | 1203.8194 | 1203.8194 | 388.2282 | 388.2282 | 946.4767 | 946.4767 | 271771262.0671 | 1264961800.0793 | 200683884.899 | 14583052.9545 | 1752 | 58.1316 | 165954.1027 | 9798.3001 | 12.3186 | 1442.1516 | 158 | 3040 | 4611.9232 | 760 | 190 | 0.12585
3973 | 20.6022 | 653.6 | 1000 | 4000 | 7 | 89.79% | 100 | 174.3713 | 174.2881 | 174.2881 | 1 | 174.3713 | 100 | 168.2661 | 159.8219 | 159.8219 | 159.8219 | 8.4441 | 168.2661 | 106.2201 | 95.7826 | 95.7826 | 95.7826 | 10.4375 | 106.2201 | 484.7562 | 399.4358 | 399.4358 | 448.8865 | 35.8697 | 399.4358 | 49.4507 | 49.4507 | 484.7562 | 297.3284 | 240.843 | 240.843 | 240.843 | 56.4853 | 297.3284 | 2973.9329 | 2973.9329 | 34.1191 | 34.1191 | 1312.027 | 1312.027 | 680.1977 | 680.1977 | 947.589 | 947.589 | 20733133.7207 | 1289409230.3828 | 262983507.6645 | 178874128.232 | 1752 | 33.2402 | 2205526.8147 | 130219.2185 | 163.7137 | 28.843 | 172 | 3040 | 4611.9232 | 760 | 190 | 0.16419
3974 | 51.5054 | 653.6 | 1000 | 4000 | 7 | 90.63% | 100 | 176.5652 | 176.3286 | 176.3286 | 1 | 176.5652 | 100 | 173.6164 | 164.9033 | 164.9033 | 164.9033 | 8.7132 | 173.6164 | 106.2136 | 95.7761 | 95.7761 | 95.7761 | 10.4375 | 106.2136 | 519.717 | 433.4477 | 433.4477 | 482.2343 | 37.4827 | 433.4477 | 48.7866 | 48.7866 | 519.717 | 313.995 | 254.2133 | 254.2133 | 254.2133 | 59.7818 | 313.995 | 3024.9058 | 3024.9058 | 85.2919 | 85.2919 | 1311.9378 | 1311.9378 | 680.1515 | 680.1515 | 947.5246 | 947.5246 | 50172302.3441 | 1289410929.3264 | 248277085.3404 | 164139682.9891 | 1752 | 34.2283 | 1997430.8844 | 117932.771 | 148.267 | 72.1076 | 172 | 3040 | 4611.9232 | 760 | 190 | 0.15518
3975 | 154.5162 | 653.6 | 1000 | 4000 | 6 | 93.18% | 100 | 178.0592 | 177.5216 | 177.5216 | 1 | 178.0592 | 100 | 200.9659 | 190.8793 | 190.8793 | 190.8793 | 10.0866 | 200.9659 | 106.204 | 95.7665 | 95.7665 | 95.7665 | 10.4375 | 106.204 | 593.5361 | 505.4295 | 505.4295 | 552.65 | 40.8861 | 505.4295 | 47.2204 | 47.2204 | 593.5361 | 360.97 | 291.8101 | 291.8101 | 291.8101 | 69.1599 | 360.97 | 3098.0362 | 3098.0362 | 255.852 | 255.852 | 1311.8155 | 1311.8155 | 582.9326 | 582.9326 | 947.4362 | 947.4362 | 129314236.7181 | 1289418352.5322 | 213778080.3639 | 119489338.5985 | 1752 | 37.5812 | 1406661.1261 | 83052.4079 | 104.4149 | 216.3227 | 172 | 3040 | 4611.9232 | 760 | 190 | 0.13392
3976 | 206.0217 | 653.6 | 1000 | 4000 | 6 | 94.19% | 100 | 182.1069 | 181.4283 | 181.4283 | 1 | 182.1069 | 100 | 220.8455 | 209.76 | 209.76 | 209.76 | 11.0855 | 220.8455 | 106.1934 | 95.756 | 95.756 | 95.756 | 10.4374 | 106.1934 | 682.1485 | 589.6786 | 589.6786 | 636.7795 | 45.369 | 589.6786 | 47.101 | 47.101 | 682.1485 | 376.4769 | 304.1003 | 304.1003 | 304.1003 | 72.3766 | 376.4769 | 3182.994 | 3182.994 | 341.101 | 341.101 | 1311.681 | 1311.681 | 582.8728 | 582.8728 | 947.3391 | 947.3391 | 156195841.0891 | 1289420528.4565 | 204663510.3763 | 101720120.9302 | 1752 | 39.289 | 1192486.5185 | 70407.0617 | 88.5169 | 288.4303 | 172 | 3040 | 4611.9232 | 760 | 190 | 0.12831
3977 | 257.5271 | 653.6 | 1000 | 4000 | 6 | 95.03% | 100 | 186.261 | 185.4871 | 185.4871 | 1 | 186.261 | 100 | 246.5561 | 234.1789 | 234.1789 | 234.1789 | 12.3772 | 246.5561 | 106.1839 | 95.7465 | 95.7465 | 95.7465 | 10.4374 | 106.1839 | 783.2769 | 685.8313 | 685.8313 | 732.7878 | 50.4892 | 685.8313 | 46.9564 | 46.9564 | 783.2769 | 382.1729 | 308.4658 | 308.4658 | 308.4658 | 73.7071 | 382.1729 | 3267.9531 | 3267.9531 | 426.335 | 426.335 | 1311.5542 | 1311.5542 | 582.8165 | 582.8165 | 947.2475 | 947.2475 | 174253828.9987 | 1289423629.8654 | 201300289.364 | 87022251.7719 | 1752 | 40.9637 | 1017943.5179 | 60101.654 | 75.5608 | 360.5379 | 172 | 3040 | 4611.9232 | 760 | 190 | 0.12624
3978 | 309.0325 | 653.6 | 1000 | 4000 | 6 | 95.76% | 100 | 190.5095 | 189.6418 | 189.6418 | 1 | 190.5095 | 100 | 272.9884 | 259.2832 | 259.2832 | 259.2832 | 13.7053 | 272.9884 | 106.174 | 95.7368 | 95.7368 | 95.7368 | 10.4373 | 106.174 | 902.924 | 799.6765 | 799.6765 | 846.3223 | 56.6016 | 799.6765 | 46.6458 | 46.6458 | 902.924 | 384.3211 | 310.0172 | 310.0172 | 310.0172 | 74.304 | 384.3211 | 3352.9137 | 3352.9137 | 511.5553 | 511.5553 | 1311.4343 | 1311.4343 | 582.7632 | 582.7632 | 947.1609 | 947.1609 | 188525011.2097 | 1289449374.4355 | 199657721.6213 | 74367892.7335 | 1752 | 42.601 | 859351.9092 | 50738.0519 | 63.7887 | 432.6455 | 172 | 3040 | 4611.9232 | 760 | 190 | 0.12524
3979 | 360.5379 | 653.6 | 1000 | 4000 | 6 | 96.36% | 100 | 194.8537 | 193.8892 | 193.8892 | 1 | 194.8537 | 100 | 299.7088 | 284.6608 | 284.6608 | 284.6608 | 15.048 | 299.7088 | 106.1661 | 95.7288 | 95.7288 | 95.7288 | 10.4373 | 106.1661 | 1038.8102 | 928.9528 | 928.9528 | 975.2457 | 63.5645 | 928.9528 | 46.2929 | 46.2929 | 1038.8102 | 385.3662 | 310.7129 | 310.7129 | 310.7129 | 74.6533 | 385.3662 | 3437.8755 | 3437.8755 | 596.7629 | 596.7629 | 1311.3209 | 1311.3209 | 582.7128 | 582.7128 | 947.079 | 947.079 | 200013801.2794 | 1289438387.9653 | 198768284.526 | 63779526.2294 | 1752 | 44.1949 | 735803.2472 | 43443.4636 | 54.6178 | 504.753 | 172 | 3040 | 4611.9232 | 760 | 190 | 0.1247
3980 | 412.0433 | 653.6 | 1000 | 4000 | 5 | 96.84% | 100 | 193.1857 | 192.3494 | 192.3494 | 1 | 193.1857 | 100 | 326.5858 | 310.1885 | 310.1885 | 310.1885 | 16.3973 | 326.5858 | 106.1666 | 95.7293 | 95.7293 | 95.7293 | 10.4372 | 106.1666 | 996.7335 | 888.4949 | 888.4949 | 935.3807 | 61.3528 | 888.4949 | 46.8858 | 46.8858 | 996.7335 | 386.9533 | 311.8687 | 311.8687 | 311.8687 | 75.0846 | 386.9533 | 3426.0489 | 3426.0489 | 682.0227 | 682.0227 | 1311.3363 | 1311.3363 | 485.5997 | 485.5997 | 947.0901 | 947.0901 | 209544184.4094 | 1289453878.8616 | 197629270.7103 | 55372666.0187 | 1752 | 45.7518 | 649482.548 | 38346.8971 | 48.2103 | 576.8606 | 172 | 3040 | 4611.9232 | 760 | 190 | 0.12401
3981 | 463.5487 | 653.6 | 1000 | 4000 | 5 | 97.28% | 100 | 197.6699 | 196.7169 | 196.7169 | 1 | 197.6699 | 100 | 353.8065 | 336.0412 | 336.0412 | 336.0412 | 17.7654 | 353.8065 | 106.1572 | 95.7202 | 95.7202 | 95.7202 | 10.4371 | 106.1572 | 1141.0882 | 1025.542 | 1025.542 | 1072.3291 | 68.7591 | 1025.542 | 46.7871 | 46.7871 | 1141.0882 | 386.9486 | 311.7626 | 311.7626 | 311.7626 | 75.186 | 386.9486 | 3511.0117 | 3511.0117 | 767.2122 | 767.2122 | 1311.228 | 1311.228 | 485.5596 | 485.5596 | 947.0119 | 947.0119 | 217263649.5819 | 1289475730.9424 | 197539701.0811 | 47720918.3947 | 1752 | 47.2362 | 554504.3767 | 32739.1742 | 41.1602 | 648.9682 | 172 | 3040 | 4611.9232 | 760 | 190 | 0.12395
3982 | 515.0541 | 653.6 | 1000 | 4000 | 5 | 97.64% | 100 | 202.1962 | 201.106 | 201.106 | 1 | 202.1962 | 100 | 381.0663 | 361.9307 | 361.9307 | 361.9307 | 19.1356 | 381.0663 | 106.1491 | 95.712 | 95.712 | 95.712 | 10.437 | 106.1491 | 1300.2025 | 1176.7272 | 1176.7272 | 1223.3013 | 76.9012 | 1176.7272 | 46.5742 | 46.5742 | 1300.2025 | 387.1797 | 311.8478 | 311.8478 | 311.8478 | 75.3319 | 387.1797 | 3595.9756 | 3595.9756 | 852.3912 | 852.3912 | 1311.1252 | 1311.1252 | 485.5215 | 485.5215 | 946.9377 | 946.9377 | 223945461.5098 | 1289475730.9424 | 197232509.2252 | 41346298.3227 | 1752 | 48.6621 | 476579.4989 | 28138.3157 | 35.376 | 721.0758 | 172 | 3040 | 4611.9232 | 760 | 190 | 0.12377
3983 | 566.5595 | 653.6 | 1000 | 4000 | 5 | 97.96% | 100 | 206.7439 | 205.5419 | 205.5419 | 1 | 206.7439 | 100 | 408.2958 | 387.7914 | 387.7914 | 387.7914 | 20.5044 | 408.2958 | 106.1424 | 95.7054 | 95.7054 | 95.7054 | 10.4371 | 106.1424 | 1490.7562 | 1358.1168 | 1358.1168 | 1404.1072 | 86.649 | 1358.1168 | 45.9904 | 45.9904 | 1490.7562 | 386.8876 | 311.5246 | 311.5246 | 311.5246 | 75.363 | 386.8876 | 3680.9404 | 3680.9404 | 937.5604 | 937.5604 | 1311.0275 | 1311.0275 | 485.4854 | 485.4854 | 946.8671 | 946.8671 | 229743688.1073 | 1289429008.509 | 197166473.3339 | 35660830.0499 | 1752 | 50.0235 | 406548.4026 | 24003.5237 | 30.1776 | 793.1834 | 172 | 3040 | 4611.9232 | 760 | 190 | 0.12372
3984 | 618.065 | 653.6 | 1000 | 4000 | 5 | 98.2% | 100 | 211.3551 | 210.0917 | 210.0917 | 1 | 211.3551 | 100 | 435.5906 | 413.714 | 413.714 | 413.714 | 21.8766 | 435.5906 | 106.137 | 95.6998 | 95.6998 | 95.6998 | 10.4372 | 106.137 | 1676.8606 | 1534.8646 | 1534.8646 | 1580.6997 | 96.1609 | 1534.8646 | 45.8352 | 45.8352 | 1676.8606 | 387.957 | 312.3006 | 312.3006 | 312.3006 | 75.6564 | 387.957 | 3765.9062 | 3765.9062 | 1022.7207 | 1022.7207 | 1310.9346 | 1310.9346 | 485.4509 | 485.4509 | 946.8 | 946.8 | 234751728.4229 | 1289460853.1916 | 196292610.9086 | 31494807.4769 | 1752 | 51.344 | 357597.5423 | 21113.3559 | 26.5441 | 865.2909 | 172 | 3040 | 4611.9232 | 760 | 190 | 0.12319
3985 | 669.5704 | 653.6 | 1000 | 4000 | 5 | 98.38% | 100 | 216.0024 | 214.9783 | 214.9783 | 1 | 216.0024 | 100 | 462.9002 | 439.6506 | 439.6506 | 439.6506 | 23.2496 | 462.9002 | 106.1294 | 95.6924 | 95.6924 | 95.6924 | 10.4371 | 106.1294 | 1871.0174 | 1719.0617 | 1719.0617 | 1764.9018 | 106.1157 | 1719.0617 | 45.8401 | 45.8401 | 1871.0174 | 389.4552 | 313.4318 | 313.4318 | 313.4318 | 76.0234 | 389.4552 | 3850.8729 | 3850.8729 | 1107.8726 | 1107.8726 | 1310.8461 | 1310.8461 | 485.4182 | 485.4182 | 946.7361 | 946.7361 | 239198297.2354 | 1289475730.9424 | 194916614.3408 | 28409357.4814 | 1752 | 52.6139 | 325228.9389 | 19202.2414 | 24.1414 | 937.3985 | 172 | 3040 | 4611.9232 | 760 | 190 | 0.12234
3986 | 721.0758 | 653.6 | 1000 | 4000 | 5 | 98.57% | 100 | 220.6794 | 219.31 | 219.31 | 1 | 220.6794 | 100 | 489.9398 | 465.3306 | 465.3306 | 465.3306 | 24.6092 | 489.9398 | 106.1226 | 95.6856 | 95.6856 | 95.6856 | 10.437 | 106.1226 | 2087.9716 | 1924.2058 | 1924.2058 | 1970.7032 | 117.2684 | 1924.2058 | 46.4975 | 46.4975 | 2087.9716 | 391.0639 | 314.6609 | 314.6609 | 314.6609 | 76.403 | 391.0639 | 3935.8404 | 3935.8404 | 1193.0167 | 1193.0167 | 1310.7616 | 1310.7616 | 485.3869 | 485.3869 | 946.6751 | 946.6751 | 243273463.8457 | 1289475730.9424 | 194229829.1645 | 25020976.0474 | 1752 | 53.8158 | 289733.5862 | 17106.5166 | 21.5066 | 1009.5061 | 172 | 3040 | 4611.9232 | 760 | 190 | 0.12192
3987 | 772.5812 | 653.6 | 1000 | 4000 | 5 | 98.76% | 100 | 225.3559 | 223.6444 | 223.6444 | 1 | 225.3559 | 100 | 516.9948 | 491.0252 | 491.0252 | 491.0252 | 25.9697 | 516.9948 | 106.1167 | 95.6797 | 95.6797 | 95.6797 | 10.437 | 106.1167 | 2355.7879 | 2178.0892 | 2178.0892 | 2224.8061 | 130.9818 | 2178.0892 | 46.7169 | 46.7169 | 2355.7879 | 391.988 | 315.35 | 315.35 | 315.35 | 76.638 | 391.988 | 4020.8086 | 4020.8086 | 1278.1536 | 1278.1536 | 1310.681 | 1310.681 | 485.3571 | 485.3571 | 946.6169 | 946.6169 | 246934098.0683 | 1289475730.9424 | 193786650.7242 | 21803520.2651 | 1752 | 54.9586 | 253077.6549 | 14942.2688 | 18.7857 | 1081.6137 | 172 | 3040 | 4611.9232 | 760 | 190 | 0.12164
3988 | 824.0866 | 653.6 | 1000 | 4000 | 5 | 98.89% | 100 | 230.0411 | 228.5733 | 228.5733 | 1 | 230.0411 | 100 | 544.1021 | 516.7692 | 516.7692 | 516.7692 | 27.3329 | 544.1021 | 106.111 | 95.674 | 95.674 | 95.674 | 10.437 | 106.111 | 2661.016 | 2467.902 | 2467.902 | 2514.3704 | 146.6456 | 2467.902 | 46.4684 | 46.4684 | 2661.016 | 392.8433 | 315.9892 | 315.9892 | 315.9892 | 76.8541 | 392.8433 | 4105.7775 | 4105.7775 | 1363.2837 | 1363.2837 | 1310.604 | 1310.604 | 485.3285 | 485.3285 | 946.5613 | 946.5613 | 250087214.4813 | 1289475730.9424 | 192991729.2939 | 19445325.2824 | 1752 | 56.0574 | 221392.8077 | 13071.5248 | 16.4337 | 1153.7213 | 172 | 3040 | 4611.9232 | 760 | 190 | 0.12115
3989 | 875.592 | 653.6 | 1000 | 4000 | 5 | 99% | 100 | 234.7371 | 233.461 | 233.461 | 1 | 234.7371 | 100 | 571.4107 | 542.7045 | 542.7045 | 542.7045 | 28.7062 | 571.4107 | 106.1056 | 95.6686 | 95.6686 | 95.6686 | 10.437 | 106.1056 | 2968.706 | 2760.5894 | 2760.5894 | 2806.3048 | 162.4012 | 2760.5894 | 45.7154 | 45.7154 | 2968.706 | 393.9958 | 316.8619 | 316.8619 | 316.8619 | 77.1339 | 393.9958 | 4190.7471 | 4190.7471 | 1448.4075 | 1448.4075 | 1310.5303 | 1310.5303 | 485.3012 | 485.3012 | 946.508 | 946.508 | 252877253.6721 | 1289475730.9424 | 192128029.0649 | 17518986.3206 | 1752 | 57.109 | 196089.6376 | 11577.5692 | 14.5555 | 1225.8288 | 172 | 3040 | 4611.9232 | 760 | 190 | 0.12062
3990 | 927.0974 | 653.6 | 1000 | 4000 | 5 | 99.1% | 100 | 239.4582 | 238.0332 | 238.0332 | 1 | 239.4582 | 100 | 598.7192 | 568.6395 | 568.6395 | 568.6395 | 30.0797 | 598.7192 | 106.1007 | 95.6637 | 95.6637 | 95.6637 | 10.437 | 106.1007 | 3265.7293 | 3042.5536 | 3042.5536 | 3088.0758 | 177.6535 | 3042.5536 | 45.5222 | 45.5222 | 3265.7293 | 395.6033 | 318.1022 | 318.1022 | 318.1022 | 77.5011 | 395.6033 | 4275.7172 | 4275.7172 | 1533.5254 | 1533.5254 | 1310.4597 | 1310.4597 | 485.2751 | 485.2751 | 946.4571 | 946.4571 | 255517667.5518 | 1289475276.0283 | 191208406.5964 | 15798584.2193 | 1751.9999 | 58.1154 | 179580.2971 | 10602.821 | 13.33 | 1297.9364 | 172 | 3040 | 4611.9232 | 760 | 190 | 0.12005
3991 | 978.6028 | 653.6 | 1000 | 4000 | 5 | 99.22% | 100 | 244.1793 | 242.0302 | 242.0302 | 1 | 244.1793 | 100 | 625.7801 | 594.3394 | 594.3394 | 594.3394 | 31.4408 | 625.7801 | 106.0951 | 95.6581 | 95.6581 | 95.6581 | 10.437 | 106.0951 | 3679.3989 | 3434.7403 | 3434.7403 | 3480.4655 | 198.9333 | 3434.7403 | 45.7252 | 45.7252 | 3679.3989 | 396.5853 | 318.8435 | 318.8435 | 318.8435 | 77.7418 | 396.5853 | 4360.688 | 4360.688 | 1618.6376 | 1618.6376 | 1310.3921 | 1310.3921 | 485.2501 | 485.2501 | 946.4082 | 946.4082 | 258017668.3406 | 1289485392.3475 | 190890931.018 | 13606008.2939 | 1752 | 59.0693 | 153162.2984 | 9043.0434 | 11.3691 | 1370.044 | 172 | 3040 | 4611.9232 | 760 | 190 | 0.11986
3992 | 1030.1083 | 653.6 | 1000 | 4000 | 4 | 99.29% | 100 | 242.7752 | 241.7037 | 241.7037 | 1 | 242.7752 | 100 | 652.9048 | 620.1015 | 620.1015 | 620.1015 | 32.8034 | 652.9048 | 106.0954 | 95.6585 | 95.6585 | 95.6585 | 10.4369 | 106.0954 | 3297.884 | 3073.036 | 3073.036 | 3118.6164 | 179.2676 | 3073.036 | 45.5804 | 45.5804 | 3297.884 | 397.8431 | 319.81 | 319.81 | 319.81 | 78.0331 | 397.8431 | 4348.8601 | 4348.8601 | 1703.8411 | 1703.8411 | 1310.4013 | 1310.4013 | 388.2028 | 388.2028 | 946.4149 | 946.4149 | 260181739.1731 | 1289485392.3475 | 189820714.5633 | 12512153.9161 | 1752 | 59.9935 | 139917.2877 | 8261.0285 | 10.3859 | 1442.1516 | 172 | 3040 | 4611.9232 | 760 | 190 | 0.1192
3993 | 20.6022 | 703 | 1000 | 4000 | 7 | 90.92% | 100 | 179.3649 | 179.2839 | 179.2839 | 1 | 179.3649 | 100 | 173.7006 | 164.9827 | 164.9827 | 164.9827 | 8.7179 | 173.7006 | 112.4805 | 101.4266 | 101.4266 | 101.4266 | 11.054 | 112.4805 | 536.7884 | 449.1608 | 449.1608 | 498.2921 | 38.4963 | 449.1608 | 49.1313 | 49.1313 | 536.7884 | 295.955 | 239.5509 | 239.5509 | 239.5509 | 56.404 | 295.955 | 3072.6997 | 3072.6997 | 34.1147 | 34.1147 | 1411.0091 | 1411.0091 | 680.1096 | 680.1096 | 947.4663 | 947.4663 | 20079045.3611 | 1309514465.0187 | 263336534.8043 | 159069954.8158 | 1752 | 36.9956 | 1951729.7648 | 115234.4751 | 144.8747 | 28.843 | 185 | 3040 | 4611.9232 | 760 | 190 | 0.16431
3994 | 51.5054 | 703 | 1000 | 4000 | 6 | 91.66% | 100 | 175.5139 | 175.3411 | 175.3411 | 1 | 175.5139 | 100 | 179.8721 | 170.845 | 170.845 | 170.845 | 9.0271 | 179.8721 | 112.4868 | 101.4328 | 101.4328 | 101.4328 | 11.054 | 112.4868 | 503.5109 | 418.3078 | 418.3078 | 466.8818 | 36.6292 | 418.3078 | 48.574 | 48.574 | 503.5109 | 313.0565 | 253.2874 | 253.2874 | 253.2874 | 59.7692 | 313.0565 | 3026.8916 | 3026.8916 | 85.2917 | 85.2917 | 1411.0923 | 1411.0923 | 582.9854 | 582.9854 | 947.5221 | 947.5221 | 48411434.8466 | 1309509065.0177 | 248017435.2674 | 146062064.8682 | 1752 | 37.9452 | 1770416.0374 | 104529.3085 | 131.416 | 72.1076 | 185 | 3040 | 4611.9232 | 760 | 190 | 0.15494
3995 | 154.5162 | 703 | 1000 | 4000 | 6 | 93.94% | 100 | 183.3469 | 182.8116 | 182.8116 | 1 | 183.3469 | 100 | 207.3199 | 196.9132 | 196.9132 | 196.9132 | 10.4067 | 207.3199 | 112.462 | 101.4083 | 101.4083 | 101.4083 | 11.0537 | 112.462 | 661.3703 | 569.7352 | 569.7352 | 616.9995 | 44.3709 | 569.7352 | 47.2642 | 47.2642 | 661.3703 | 364.2091 | 294.2194 | 294.2194 | 294.2194 | 69.9897 | 364.2091 | 3196.8059 | 3196.8059 | 255.8216 | 255.8216 | 1410.797 | 1410.797 | 582.8634 | 582.8634 | 947.3239 | 947.3239 | 125379848.9027 | 1309561880.8489 | 210917988.8737 | 106140281.3748 | 1752 | 41.0746 | 1248599.6782 | 73720.1077 | 92.6821 | 216.3227 | 185 | 3040 | 4611.9232 | 760 | 190 | 0.1322
3996 | 206.0217 | 703 | 1000 | 4000 | 6 | 94.85% | 100 | 187.4388 | 186.7821 | 186.7821 | 1 | 187.4388 | 100 | 227.8414 | 216.4035 | 216.4035 | 216.4035 | 11.4379 | 227.8414 | 112.4545 | 101.4006 | 101.4006 | 101.4006 | 11.0539 | 112.4545 | 763.1904 | 666.8828 | 666.8828 | 713.6861 | 49.5044 | 666.8828 | 46.8032 | 46.8032 | 763.1904 | 381.6011 | 308.0293 | 308.0293 | 308.0293 | 73.5718 | 381.6011 | 3281.7653 | 3281.7653 | 341.0628 | 341.0628 | 1410.6618 | 1410.6618 | 582.8076 | 582.8076 | 947.2331 | 947.2331 | 151332755.2174 | 1309541328.1356 | 200964678.1943 | 90161238.4527 | 1752 | 42.6337 | 1051998.4504 | 62112.3331 | 78.0886 | 288.4303 | 185 | 3040 | 4611.9232 | 760 | 190 | 0.12607
3997 | 257.5271 | 703 | 1000 | 4000 | 6 | 95.6% | 100 | 191.6735 | 190.8893 | 190.8893 | 1 | 191.6735 | 100 | 254.8592 | 242.0639 | 242.0639 | 242.0639 | 12.7953 | 254.8592 | 112.4429 | 101.3892 | 101.3892 | 101.3892 | 11.0536 | 112.4429 | 876.4878 | 774.3698 | 774.3698 | 821.2257 | 55.2621 | 774.3698 | 46.856 | 46.856 | 876.4878 | 389.4126 | 314.1006 | 314.1006 | 314.1006 | 75.312 | 389.4126 | 3366.7261 | 3366.7261 | 426.2899 | 426.2899 | 1410.534 | 1410.534 | 582.7548 | 582.7548 | 947.1473 | 947.1473 | 168487153.1897 | 1309567443.3342 | 196815104.1698 | 77130299.3063 | 1752 | 44.1734 | 899224.8159 | 53092.2372 | 66.7484 | 360.5379 | 185 | 3040 | 4611.9232 | 760 | 190 | 0.12353
3998 | 309.0325 | 703 | 1000 | 4000 | 6 | 96.26% | 100 | 195.9733 | 195.0479 | 195.0479 | 1 | 195.9733 | 100 | 282.6288 | 268.4381 | 268.4381 | 268.4381 | 14.1906 | 282.6288 | 112.4343 | 101.3806 | 101.3806 | 101.3806 | 11.0537 | 112.4343 | 1015.4184 | 906.5649 | 906.5649 | 953.0401 | 62.3783 | 906.5649 | 46.4752 | 46.4752 | 1015.4184 | 392.597 | 316.4996 | 316.4996 | 316.4996 | 76.0974 | 392.597 | 3451.6881 | 3451.6881 | 511.5041 | 511.5041 | 1410.4131 | 1410.4131 | 582.7048 | 582.7048 | 947.0661 | 947.0661 | 182046790.2508 | 1309547254.4667 | 194898169.4278 | 65507785.8546 | 1752 | 45.6612 | 755369.2847 | 44598.686 | 56.0702 | 432.6455 | 185 | 3040 | 4611.9232 | 760 | 190 | 0.12236
3999 | 360.5379 | 703 | 1000 | 4000 | 6 | 96.81% | 100 | 200.3658 | 199.3415 | 199.3415 | 1 | 200.3658 | 100 | 310.2815 | 294.7013 | 294.7013 | 294.7013 | 15.5802 | 310.2815 | 112.4249 | 101.3714 | 101.3714 | 101.3714 | 11.0535 | 112.4249 | 1176.4026 | 1059.2278 | 1059.2278 | 1105.7637 | 70.639 | 1059.2278 | 46.5359 | 46.5359 | 1176.4026 | 394.8231 | 318.1413 | 318.1413 | 318.1413 | 76.6818 | 394.8231 | 3536.6512 | 3536.6512 | 596.7062 | 596.7062 | 1410.2984 | 1410.2984 | 582.6575 | 582.6575 | 946.9891 | 946.9891 | 193153709.4707 | 1309587055.8737 | 193384081.6401 | 55875076.9013 | 1751.9999 | 47.1157 | 648668.3127 | 38298.8228 | 48.1499 | 504.753 | 185 | 3040 | 4611.9232 | 760 | 190 | 0.12143
4000 | 412.0433 | 703 | 1000 | 4000 | 5 | 97.28% | 100 | 198.6959 | 197.7259 | 197.7259 | 1 | 198.6959 | 100 | 338.1666 | 321.1863 | 321.1863 | 321.1863 | 16.9803 | 338.1666 | 112.4262 | 101.3727 | 101.3727 | 101.3727 | 11.0536 | 112.4262 | 1142.5436 | 1026.9438 | 1026.9438 | 1073.715 | 68.8286 | 1026.9438 | 46.7711 | 46.7711 | 1142.5436 | 396.4949 | 319.3619 | 319.3619 | 319.3619 | 77.133 | 396.4949 | 3524.8244 | 3524.8244 | 681.9575 | 681.9575 | 1410.314 | 1410.314 | 485.5533 | 485.5533 | 946.9996 | 946.9996 | 202272577.1149 | 1309577047.75 | 192479605.3188 | 47670769.8164 | 1752 | 48.5139 | 552840.3898 | 32640.9287 | 41.0367 | 576.8606 | 185 | 3040 | 4611.9232 | 760 | 190 | 0.12088
4001 | 463.5487 | 703 | 1000 | 4000 | 5 | 97.63% | 100 | 203.2131 | 202.2071 | 202.2071 | 1 | 203.2131 | 100 | 366.7139 | 348.2988 | 348.2988 | 348.2988 | 18.4151 | 366.7139 | 112.4179 | 101.3644 | 101.3644 | 101.3644 | 11.0535 | 112.4179 | 1300.8361 | 1177.5823 | 1177.5823 | 1223.9115 | 76.9246 | 1177.5823 | 46.3292 | 46.3292 | 1300.8361 | 398.1953 | 320.6196 | 320.6196 | 320.6196 | 77.5757 | 398.1953 | 3609.7885 | 3609.7885 | 767.1426 | 767.1426 | 1410.2044 | 1410.2044 | 485.5155 | 485.5155 | 946.926 | 946.926 | 209536994.9921 | 1309587055.8737 | 191358217.7276 | 41517731.4066 | 1752 | 49.8776 | 480147.4681 | 28348.9766 | 35.6408 | 648.9682 | 185 | 3040 | 4611.9232 | 760 | 190 | 0.12019
4002 | 515.0541 | 703 | 1000 | 4000 | 5 | 97.95% | 100 | 207.778 | 206.6273 | 206.6273 | 1 | 207.778 | 100 | 395.0692 | 375.2288 | 375.2288 | 375.2288 | 19.8404 | 395.0692 | 112.4105 | 101.357 | 101.357 | 101.357 | 11.0535 | 112.4105 | 1482.3856 | 1349.9061 | 1349.9061 | 1396.1353 | 86.2504 | 1349.9061 | 46.2292 | 46.2292 | 1482.3856 | 399.6616 | 321.7014 | 321.7014 | 321.7014 | 77.9602 | 399.6616 | 3694.7535 | 3694.7535 | 852.3176 | 852.3176 | 1410.1002 | 1410.1002 | 485.4797 | 485.4797 | 946.856 | 946.856 | 216036472.6125 | 1309587055.8737 | 190378018.292 | 35998453.2218 | 1752 | 51.185 | 412840.3489 | 24375.0143 | 30.6447 | 721.0758 | 185 | 3040 | 4611.9232 | 760 | 190 | 0.11958
4003 | 566.5595 | 703 | 1000 | 4000 | 5 | 98.21% | 100 | 212.3742 | 211.1929 | 211.1929 | 1 | 212.3742 | 100 | 423.3942 | 402.13 | 402.13 | 402.13 | 21.2643 | 423.3942 | 112.4033 | 101.3498 | 101.3498 | 101.3498 | 11.0535 | 112.4033 | 1690.6712 | 1547.5217 | 1547.5217 | 1593.7782 | 96.8929 | 1547.5217 | 46.2566 | 46.2566 | 1690.6712 | 400.8806 | 322.5931 | 322.5931 | 322.5931 | 78.2875 | 400.8806 | 3779.7195 | 3779.7195 | 937.4835 | 937.4835 | 1410.0011 | 1410.0011 | 485.4455 | 485.4455 | 946.7894 | 946.7894 | 221500784.7939 | 1309587055.8737 | 189537629.495 | 31374529.8375 | 1752 | 52.4364 | 360011.1017 | 21255.8578 | 26.7232 | 793.1834 | 185 | 3040 | 4611.9232 | 760 | 190 | 0.11907
4004 | 618.065 | 703 | 1000 | 4000 | 5 | 98.4% | 100 | 217.0043 | 216.0376 | 216.0376 | 1 | 217.0043 | 100 | 451.9581 | 429.2578 | 429.2578 | 429.2578 | 22.7003 | 451.9581 | 112.396 | 101.3425 | 101.3425 | 101.3425 | 11.0535 | 112.396 | 1905.9397 | 1751.6571 | 1751.6571 | 1798.0309 | 107.9088 | 1751.6571 | 46.3738 | 46.3738 | 1905.9397 | 402.4466 | 323.7607 | 323.7607 | 323.7607 | 78.6859 | 402.4466 | 3864.6863 | 3864.6863 | 1022.6407 | 1022.6407 | 1409.9066 | 1409.9066 | 485.413 | 485.413 | 946.726 | 946.726 | 226164686.6504 | 1309587055.8737 | 188273292.5331 | 27974964.9427 | 1752 | 53.6453 | 323878.3127 | 19122.4974 | 24.0411 | 865.2909 | 185 | 3040 | 4611.9232 | 760 | 190 | 0.11829
4005 | 669.5704 | 703 | 1000 | 4000 | 5 | 98.59% | 100 | 221.6653 | 220.3264 | 220.3264 | 1 | 221.6653 | 100 | 480.4613 | 456.328 | 456.328 | 456.328 | 24.1334 | 480.4613 | 112.3905 | 101.337 | 101.337 | 101.337 | 11.0536 | 112.3905 | 2119.0132 | 1953.9641 | 1953.9641 | 2000.1614 | 118.8517 | 1953.9641 | 46.1973 | 46.1973 | 2119.0132 | 404.669 | 325.4683 | 325.4683 | 325.4683 | 79.2007 | 404.669 | 3949.6538 | 3949.6538 | 1107.79 | 1107.79 | 1409.8165 | 1409.8165 | 485.382 | 485.382 | 946.6655 | 946.6655 | 230421259.5186 | 1309560555.8028 | 187330063.0913 | 24688121.5873 | 1752 | 54.7944 | 280645.9499 | 16569.9623 | 20.832 | 937.3985 | 185 | 3040 | 4611.9232 | 760 | 190 | 0.11771
4006 | 721.0758 | 703 | 1000 | 4000 | 5 | 98.77% | 100 | 226.3287 | 224.9453 | 224.9453 | 1 | 226.3287 | 100 | 508.5392 | 482.994 | 482.994 | 482.994 | 25.5452 | 508.5392 | 112.3855 | 101.3318 | 101.3318 | 101.3318 | 11.0537 | 112.3855 | 2416.4331 | 2236.3685 | 2236.3685 | 2282.3623 | 134.0708 | 2236.3685 | 45.9939 | 45.9939 | 2416.4331 | 405.8047 | 326.3242 | 326.3242 | 326.3242 | 79.4805 | 405.8047 | 4034.6222 | 4034.6222 | 1192.9318 | 1192.9318 | 1409.7304 | 1409.7304 | 485.3523 | 485.3523 | 946.6077 | 946.6077 | 234361120.5699 | 1309556740.7314 | 186543403.7121 | 21538734.9866 | 1752 | 55.891 | 246864.7206 | 14575.4433 | 18.3245 | 1009.5061 | 185 | 3040 | 4611.9232 | 760 | 190 | 0.11722
4007 | 772.5812 | 703 | 1000 | 4000 | 5 | 98.93% | 100 | 231.0194 | 229.285 | 229.285 | 1 | 231.0194 | 100 | 536.6498 | 509.6911 | 509.6911 | 509.6911 | 26.9587 | 536.6498 | 112.3796 | 101.326 | 101.326 | 101.326 | 11.0537 | 112.3796 | 2721.9614 | 2526.2756 | 2526.2756 | 2572.2268 | 149.7346 | 2526.2756 | 45.9512 | 45.9512 | 2721.9614 | 407.5307 | 327.6564 | 327.6564 | 327.6564 | 79.8743 | 407.5307 | 4119.5912 | 4119.5912 | 1278.0666 | 1278.0666 | 1409.6481 | 1409.6481 | 485.324 | 485.324 | 946.5524 | 946.5524 | 237862169.5124 | 1309563115.9284 | 185771021.2336 | 18803693.3256 | 1752 | 56.9422 | 213476.709 | 12604.1407 | 15.8461 | 1081.6137 | 185 | 3040 | 4611.9232 | 760 | 190 | 0.11674
4008 | 824.0866 | 703 | 1000 | 4000 | 5 | 99.02% | 100 | 235.7248 | 234.4693 | 234.4693 | 1 | 235.7248 | 100 | 564.9098 | 536.5299 | 536.5299 | 536.5299 | 28.3799 | 564.9098 | 112.3737 | 101.3201 | 101.3201 | 101.3201 | 11.0537 | 112.3737 | 3045.5888 | 2833.5249 | 2833.5249 | 2879.224 | 166.3648 | 2833.5249 | 45.6991 | 45.6991 | 3045.5888 | 409.3266 | 329.048 | 329.048 | 329.048 | 80.2785 | 409.3266 | 4204.5609 | 4204.5609 | 1363.1949 | 1363.1949 | 1409.5694 | 1409.5694 | 485.2969 | 485.2969 | 946.4996 | 946.4996 | 240807893.1095 | 1309563249.1658 | 184535369.3126 | 17093488.412 | 1752 | 57.9563 | 191817.2771 | 11325.3195 | 14.2384 | 1153.7213 | 185 | 3040 | 4611.9232 | 760 | 190 | 0.11598
4009 | 875.592 | 703 | 1000 | 4000 | 5 | 99.12% | 100 | 240.4413 | 239.2203 | 239.2203 | 1 | 240.4413 | 100 | 593.4516 | 563.6363 | 563.6363 | 563.6363 | 29.8153 | 593.4516 | 112.3677 | 101.3141 | 101.3141 | 101.3141 | 11.0536 | 112.3677 | 3367.0481 | 3139.0877 | 3139.0877 | 3184.1591 | 182.889 | 3139.0877 | 45.0714 | 45.0714 | 3367.0481 | 411.2004 | 330.501 | 330.501 | 330.501 | 80.6994 | 411.2004 | 4289.5311 | 4289.5311 | 1448.3171 | 1448.3171 | 1409.4941 | 1409.4941 | 485.271 | 485.271 | 946.449 | 946.449 | 243435149.9766 | 1309572761.3354 | 183542112.4312 | 15449976.2569 | 1752 | 58.9243 | 173723.6081 | 10257.029 | 12.8953 | 1225.8288 | 185 | 3040 | 4611.9232 | 760 | 190 | 0.11537
4010 | 927.0974 | 703 | 1000 | 4000 | 5 | 99.24% | 100 | 245.1637 | 243.1528 | 243.1528 | 1 | 245.1637 | 100 | 621.8531 | 590.6094 | 590.6094 | 590.6094 | 31.2437 | 621.8531 | 112.3625 | 101.3089 | 101.3089 | 101.3089 | 11.0536 | 112.3625 | 3805.2546 | 3554.5531 | 3554.5531 | 3599.8408 | 205.4139 | 3554.5531 | 45.2877 | 45.2877 | 3805.2546 | 412.3296 | 331.359 | 331.359 | 331.359 | 80.9706 | 412.3296 | 4374.5019 | 4374.5019 | 1533.4336 | 1533.4336 | 1409.4218 | 1409.4218 | 485.2461 | 485.2461 | 946.4004 | 946.4004 | 246010983.5618 | 1309567917.4953 | 183192234.0812 | 13228864.8618 | 1752 | 59.8425 | 148923.5905 | 8792.7807 | 11.0544 | 1297.9364 | 185 | 3040 | 4611.9232 | 760 | 190 | 0.11516
4011 | 978.6028 | 703 | 1000 | 4000 | 4 | 99.32% | 100 | 243.7616 | 242.6309 | 242.6309 | 1 | 243.7616 | 100 | 650.0654 | 617.4044 | 617.4044 | 617.4044 | 32.661 | 650.0654 | 112.3633 | 101.3097 | 101.3097 | 101.3097 | 11.0536 | 112.3633 | 3459.4787 | 3226.4213 | 3226.4213 | 3271.9142 | 187.5645 | 3226.4213 | 45.4929 | 45.4929 | 3459.4787 | 413.6502 | 332.3798 | 332.3798 | 332.3798 | 81.2704 | 413.6502 | 4362.6741 | 4362.6741 | 1618.6357 | 1618.6357 | 1409.4317 | 1409.4317 | 388.1996 | 388.1996 | 946.4071 | 946.4071 | 248300338.4338 | 1309578871.6011 | 182225423.4389 | 11895366.5262 | 1752 | 60.7296 | 134107.5825 | 7918.0106 | 9.9547 | 1370.044 | 185 | 3040 | 4611.9232 | 760 | 190 | 0.11456
4012 | 1030.1083 | 703 | 1000 | 4000 | 4 | 99.38% | 100 | 248.5059 | 247.4496 | 247.4496 | 1 | 248.5059 | 100 | 678.3649 | 644.2805 | 644.2805 | 644.2805 | 34.0844 | 678.3649 | 112.3582 | 101.3046 | 101.3046 | 101.3046 | 11.0536 | 112.3582 | 3806.5261 | 3556.0088 | 3556.0088 | 3601.1264 | 205.3997 | 3556.0088 | 45.1176 | 45.1176 | 3806.5261 | 415.6182 | 333.916 | 333.916 | 333.916 | 81.7022 | 415.6182 | 4447.6454 | 4447.6454 | 1703.7428 | 1703.7428 | 1409.3619 | 1409.3619 | 388.1804 | 388.1804 | 946.3603 | 946.3603 | 250355732.1744 | 1309571399.4233 | 181241197.5193 | 10831670.883 | 1752 | 61.5813 | 120483.7089 | 7113.6267 | 8.9434 | 1442.1516 | 185 | 3040 | 4611.9232 | 760 | 190 | 0.11395
4013 | 20.6022 | 752.4 | 1000 | 4000 | 7 | 91.9% | 100 | 184.5466 | 184.4559 | 184.4559 | 1 | 184.5466 | 100 | 178.791 | 169.8166 | 169.8166 | 169.8166 | 8.9744 | 178.791 | 118.7368 | 107.0667 | 107.0667 | 107.0667 | 11.6701 | 118.7368 | 593.442 | 503.0669 | 503.0669 | 552.0794 | 41.3626 | 503.0669 | 49.0125 | 49.0125 | 593.442 | 295.8531 | 239.3678 | 239.3678 | 239.3678 | 56.4853 | 295.8531 | 3171.4689 | 3171.4689 | 34.1106 | 34.1106 | 1509.9788 | 1509.9788 | 680.0275 | 680.0275 | 947.352 | 947.352 | 19502611.6376 | 1327554355.6952 | 262980358.6171 | 141962674.0501 | 1752 | 40.4216 | 1735973.9707 | 102495.7721 | 128.8594 | 28.843 | 198 | 3040 | 4611.9232 | 760 | 190 | 0.16422
4014 | 51.5054 | 752.4 | 1000 | 4000 | 6 | 92.58% | 100 | 180.7153 | 180.4884 | 180.4884 | 1 | 180.7153 | 100 | 185.6552 | 176.3367 | 176.3367 | 176.3367 | 9.3185 | 185.6552 | 118.7471 | 107.0766 | 107.0766 | 107.0766 | 11.6705 | 118.7471 | 556.13 | 468.3638 | 468.3638 | 516.8502 | 39.2798 | 468.3638 | 48.4864 | 48.4864 | 556.13 | 313.2437 | 253.2767 | 253.2767 | 253.2767 | 59.967 | 313.2437 | 3125.6597 | 3125.6597 | 85.2811 | 85.2811 | 1510.0618 | 1510.0618 | 582.9128 | 582.9128 | 947.404 | 947.404 | 46900903.1663 | 1327520024.3323 | 247498080.9726 | 130080991.5288 | 1752 | 41.3039 | 1573662.6398 | 92912.5494 | 116.8112 | 72.1076 | 198 | 3040 | 4611.9232 | 760 | 190 | 0.15474
4015 | 154.5162 | 752.4 | 1000 | 4000 | 6 | 94.6% | 100 | 188.717 | 188.1594 | 188.1594 | 1 | 188.717 | 100 | 213.3297 | 202.6202 | 202.6202 | 202.6202 | 10.7095 | 213.3297 | 118.724 | 107.0537 | 107.0537 | 107.0537 | 11.6703 | 118.724 | 734.5054 | 639.1519 | 639.1519 | 686.3884 | 48.1169 | 639.1519 | 47.2365 | 47.2365 | 734.5054 | 368.1256 | 297.2002 | 297.2002 | 297.2002 | 70.9254 | 368.1256 | 3295.5775 | 3295.5775 | 255.7933 | 255.7933 | 1509.7666 | 1509.7666 | 582.7988 | 582.7988 | 947.2188 | 947.2188 | 121796167.7705 | 1327530854.8086 | 208123282.549 | 94549694.872 | 1752 | 44.2317 | 1114237.0787 | 65787.0404 | 82.7085 | 216.3227 | 198 | 3040 | 4611.9232 | 760 | 190 | 0.13052
4016 | 206.0217 | 752.4 | 1000 | 4000 | 6 | 95.41% | 100 | 192.8887 | 192.1508 | 192.1508 | 1 | 192.8887 | 100 | 234.8293 | 223.0395 | 223.0395 | 223.0395 | 11.7898 | 234.8293 | 118.7138 | 107.0435 | 107.0435 | 107.0435 | 11.6702 | 118.7138 | 845.8206 | 745.1904 | 745.1904 | 792.084 | 53.7366 | 745.1904 | 46.8936 | 46.8936 | 845.8206 | 388.0937 | 313.0763 | 313.0763 | 313.0763 | 75.0175 | 388.0937 | 3380.5385 | 3380.5385 | 341.0271 | 341.0271 | 1509.6311 | 1509.6311 | 582.7465 | 582.7465 | 947.1338 | 947.1338 | 146820239.012 | 1327521437.0941 | 197221698.6628 | 80436625.2311 | 1752 | 45.6706 | 938177.1788 | 55392.0715 | 69.6398 | 288.4303 | 198 | 3040 | 4611.9232 | 760 | 190 | 0.12382
4017 | 257.5271 | 752.4 | 1000 | 4000 | 6 | 96.09% | 100 | 197.1489 | 196.2919 | 196.2919 | 1 | 197.1489 | 100 | 263.0913 | 249.8815 | 249.8815 | 249.8815 | 13.2098 | 263.0913 | 118.7047 | 107.0345 | 107.0345 | 107.0345 | 11.6703 | 118.7047 | 975.8748 | 868.7919 | 868.7919 | 915.4892 | 60.3857 | 868.7919 | 46.6972 | 46.6972 | 975.8748 | 396.7354 | 319.806 | 319.806 | 319.806 | 76.9294 | 396.7354 | 3465.5007 | 3465.5007 | 426.2476 | 426.2476 | 1509.5028 | 1509.5028 | 582.697 | 582.697 | 947.0533 | 947.0533 | 163156364.2215 | 1327530761.5784 | 192724779.3125 | 68588094.8876 | 1752 | 47.0782 | 796922.6845 | 47052.0914 | 59.1547 | 360.5379 | 198 | 3040 | 4611.9232 | 760 | 190 | 0.12105
4018 | 309.0325 | 752.4 | 1000 | 4000 | 6 | 96.67% | 100 | 201.497 | 200.5306 | 200.5306 | 1 | 201.497 | 100 | 292.0564 | 277.3911 | 277.3911 | 277.3911 | 14.6653 | 292.0564 | 118.6947 | 107.0246 | 107.0246 | 107.0246 | 11.6701 | 118.6947 | 1131.6925 | 1017.0479 | 1017.0479 | 1063.331 | 68.3615 | 1017.0479 | 46.2831 | 46.2831 | 1131.6925 | 401.5189 | 323.4947 | 323.4947 | 323.4947 | 78.0242 | 401.5189 | 3550.464 | 3550.464 | 511.4559 | 511.4559 | 1509.3811 | 1509.3811 | 582.65 | 582.65 | 946.977 | 946.977 | 176081876.5019 | 1327557046.5485 | 190007821.6726 | 58353255.277 | 1752 | 48.4446 | 673399.9189 | 39759.032 | 49.9857 | 432.6455 | 198 | 3040 | 4611.9232 | 760 | 190 | 0.11939
4019 | 360.5379 | 752.4 | 1000 | 4000 | 5 | 97.21% | 100 | 199.7988 | 198.7935 | 198.7935 | 1 | 199.7988 | 100 | 320.7539 | 304.6478 | 304.6478 | 304.6478 | 16.1061 | 320.7539 | 118.6965 | 107.0263 | 107.0263 | 107.0263 | 11.6702 | 118.6965 | 1113.3237 | 999.1586 | 999.1586 | 1045.9809 | 67.3428 | 999.1586 | 46.8223 | 46.8223 | 1113.3237 | 404.3372 | 325.6286 | 325.6286 | 325.6286 | 78.7087 | 404.3372 | 3538.6372 | 3538.6372 | 596.7051 | 596.7051 | 1509.3977 | 1509.3977 | 485.547 | 485.547 | 946.9874 | 946.9874 | 186847289.8605 | 1327553180.6027 | 188645222.764 | 48954306.7728 | 1752 | 49.7559 | 570991.6287 | 33712.6183 | 42.3841 | 504.753 | 198 | 3040 | 4611.9232 | 760 | 190 | 0.11856
4020 | 412.0433 | 752.4 | 1000 | 4000 | 5 | 97.59% | 100 | 204.2869 | 203.2863 | 203.2863 | 1 | 204.2869 | 100 | 349.927 | 332.3547 | 332.3547 | 332.3547 | 17.5723 | 349.927 | 118.6859 | 107.016 | 107.016 | 107.016 | 11.67 | 118.6859 | 1281.9033 | 1159.4345 | 1159.4345 | 1205.9239 | 75.9794 | 1159.4345 | 46.4895 | 46.4895 | 1281.9033 | 407.3698 | 327.9421 | 327.9421 | 327.9421 | 79.4277 | 407.3698 | 3623.6014 | 3623.6014 | 681.8961 | 681.8961 | 1509.2813 | 1509.2813 | 485.5096 | 485.5096 | 946.9143 | 946.9143 | 195418223.8969 | 1327572542.4923 | 186792601.5404 | 42216632.0704 | 1752 | 51.049 | 486139.3009 | 28702.7478 | 36.0856 | 576.8606 | 198 | 3040 | 4611.9232 | 760 | 190 | 0.11742
4021 | 463.5487 | 752.4 | 1000 | 4000 | 5 | 97.88% | 100 | 208.8383 | 207.9445 | 207.9445 | 1 | 208.8383 | 100 | 379.6144 | 360.5499 | 360.5499 | 360.5499 | 19.0644 | 379.6144 | 118.6785 | 107.0085 | 107.0085 | 107.0085 | 11.67 | 118.6785 | 1456.5029 | 1325.2801 | 1325.2801 | 1371.5957 | 84.9071 | 1325.2801 | 46.3156 | 46.3156 | 1456.5029 | 410.2856 | 330.1676 | 330.1676 | 330.1676 | 80.118 | 410.2856 | 3708.5666 | 3708.5666 | 767.0769 | 767.0769 | 1509.1707 | 1509.1707 | 485.474 | 485.474 | 946.8449 | 946.8449 | 202375074.5533 | 1327570002.7843 | 184936090.5608 | 37118832.1017 | 1752 | 52.3009 | 430136.7262 | 25396.2309 | 31.9286 | 648.9682 | 198 | 3040 | 4611.9232 | 760 | 190 | 0.11627
4022 | 515.0541 | 752.4 | 1000 | 4000 | 5 | 98.17% | 100 | 213.4319 | 212.2114 | 212.2114 | 1 | 213.4319 | 100 | 408.9913 | 388.4502 | 388.4502 | 388.4502 | 20.5411 | 408.9913 | 118.6706 | 107.0006 | 107.0006 | 107.0006 | 11.6699 | 118.6706 | 1658.1385 | 1516.4456 | 1516.4456 | 1562.869 | 95.2695 | 1516.4456 | 46.4234 | 46.4234 | 1658.1385 | 412.8861 | 332.1599 | 332.1599 | 332.1599 | 80.7262 | 412.8861 | 3793.5327 | 3793.5327 | 852.2482 | 852.2482 | 1509.0654 | 1509.0654 | 485.4401 | 485.4401 | 946.7789 | 946.7789 | 208607096.268 | 1327572542.4923 | 183840546.5025 | 31979814.7372 | 1752 | 53.4898 | 367933.5776 | 21723.6184 | 27.3113 | 721.0758 | 198 | 3040 | 4611.9232 | 760 | 190 | 0.1156
4023 | 566.5595 | 752.4 | 1000 | 4000 | 5 | 98.41% | 100 | 218.0387 | 216.8623 | 216.8623 | 1 | 218.0387 | 100 | 438.6674 | 416.6345 | 416.6345 | 416.6345 | 22.033 | 438.6674 | 118.6632 | 106.9933 | 106.9933 | 106.9933 | 11.6699 | 118.6632 | 1897.7292 | 1743.9384 | 1743.9384 | 1790.2241 | 107.5051 | 1743.9384 | 46.2857 | 46.2857 | 1897.7292 | 414.3793 | 333.2672 | 333.2672 | 333.2672 | 81.1121 | 414.3793 | 3878.4996 | 3878.4996 | 937.4107 | 937.4107 | 1508.9651 | 1508.9651 | 485.4078 | 485.4078 | 946.7159 | 946.7159 | 213731790.1304 | 1327576533.7661 | 182819025.1579 | 27872650.9456 | 1752 | 54.6358 | 320253.853 | 18908.5012 | 23.7721 | 793.1834 | 198 | 3040 | 4611.9232 | 760 | 190 | 0.11497
4024 | 618.065 | 752.4 | 1000 | 4000 | 5 | 98.6% | 100 | 222.6765 | 221.4911 | 221.4911 | 1 | 222.6765 | 100 | 468.2642 | 444.7433 | 444.7433 | 444.7433 | 23.5209 | 468.2642 | 118.6566 | 106.9866 | 106.9866 | 106.9866 | 11.6699 | 118.6566 | 2153.4182 | 1986.9291 | 1986.9291 | 2032.823 | 120.5953 | 1986.9291 | 45.8939 | 45.8939 | 2153.4182 | 416.3447 | 334.7646 | 334.7646 | 334.7646 | 81.5802 | 416.3447 | 3963.4673 | 3963.4673 | 1022.565 | 1022.565 | 1508.8694 | 1508.8694 | 485.377 | 485.377 | 946.6559 | 946.6559 | 218303776.6007 | 1327563749.7376 | 181676227.0144 | 24456246.6473 | 1752 | 55.7353 | 277687.9613 | 16395.3161 | 20.6125 | 865.2909 | 198 | 3040 | 4611.9232 | 760 | 190 | 0.11426
4025 | 669.5704 | 752.4 | 1000 | 4000 | 5 | 98.79% | 100 | 227.3457 | 225.8535 | 225.8535 | 1 | 227.3457 | 100 | 497.6605 | 472.6615 | 472.6615 | 472.6615 | 24.9989 | 497.6605 | 118.6508 | 106.9808 | 106.9808 | 106.9808 | 11.67 | 118.6508 | 2437.8383 | 2256.9565 | 2256.9565 | 2302.6447 | 135.1935 | 2256.9565 | 45.6883 | 45.6883 | 2437.8383 | 418.5097 | 336.4399 | 336.4399 | 336.4399 | 82.0698 | 418.5097 | 4048.4358 | 4048.4358 | 1107.7116 | 1107.7116 | 1508.778 | 1508.778 | 485.3476 | 485.3476 | 946.5985 | 946.5985 | 222474492.4659 | 1327562363.617 | 180699322.2096 | 21263821.7075 | 1752 | 56.7883 | 241313.3079 | 14247.6755 | 17.9124 | 937.3985 | 198 | 3040 | 4611.9232 | 760 | 190 | 0.11366
4026 | 721.0758 | 752.4 | 1000 | 4000 | 5 | 98.93% | 100 | 232.0392 | 230.4622 | 230.4622 | 1 | 232.0392 | 100 | 526.9233 | 500.4529 | 500.4529 | 500.4529 | 26.4704 | 526.9233 | 118.6441 | 106.9741 | 106.9741 | 106.9741 | 11.67 | 118.6441 | 2747.6812 | 2550.865 | 2550.865 | 2596.5811 | 151.1001 | 2550.865 | 45.7161 | 45.7161 | 2747.6812 | 420.9233 | 338.3242 | 338.3242 | 338.3242 | 82.5991 | 420.9233 | 4133.4049 | 4133.4049 | 1192.8511 | 1192.8511 | 1508.6906 | 1508.6906 | 485.3195 | 485.3195 | 946.5437 | 946.5437 | 226159637.7881 | 1327578303.4639 | 179506857.8157 | 18755141.3006 | 1751.9999 | 57.8003 | 212829.768 | 12565.9438 | 15.7981 | 1009.5061 | 198 | 3040 | 4611.9232 | 760 | 190 | 0.11293
4027 | 772.5812 | 752.4 | 1000 | 4000 | 5 | 99.06% | 100 | 236.7381 | 235.1857 | 235.1857 | 1 | 236.7381 | 100 | 556.1642 | 528.2234 | 528.2234 | 528.2234 | 27.9408 | 556.1642 | 118.638 | 106.968 | 106.968 | 106.968 | 11.6699 | 118.638 | 3123.8678 | 2907.5306 | 2907.5306 | 2953.4545 | 170.4133 | 2907.5306 | 45.9239 | 45.9239 | 3123.8678 | 422.7835 | 339.7602 | 339.7602 | 339.7602 | 83.0234 | 422.7835 | 4218.3747 | 4218.3747 | 1277.9839 | 1277.9839 | 1508.6069 | 1508.6069 | 485.2926 | 485.2926 | 946.4912 | 946.4912 | 229434525.9794 | 1327572053.3418 | 178517968.5371 | 16475452.1417 | 1752 | 58.7677 | 187698.2452 | 11082.1227 | 13.9326 | 1081.6137 | 198 | 3040 | 4611.9232 | 760 | 190 | 0.11232
4028 | 824.0866 | 752.4 | 1000 | 4000 | 5 | 99.14% | 100 | 241.448 | 240.3398 | 240.3398 | 1 | 241.448 | 100 | 585.6451 | 556.2218 | 556.2218 | 556.2218 | 29.4233 | 585.6451 | 118.6318 | 106.9619 | 106.9619 | 106.9619 | 11.6699 | 118.6318 | 3477.2817 | 3243.5363 | 3243.5363 | 3288.716 | 188.5657 | 3243.5363 | 45.1797 | 45.1797 | 3477.2817 | 425.149 | 341.5998 | 341.5998 | 341.5998 | 83.5492 | 425.149 | 4303.345 | 4303.345 | 1363.1104 | 1363.1104 | 1508.5268 | 1508.5268 | 485.2668 | 485.2668 | 946.4409 | 946.4409 | 232235036.8169 | 1327578303.4639 | 177158794.4337 | 15027865.2855 | 1752 | 59.7014 | 167358.1122 | 9881.1959 | 12.4228 | 1153.7213 | 198 | 3040 | 4611.9232 | 760 | 190 | 0.11148
4029 | 875.592 | 752.4 | 1000 | 4000 | 5 | 99.24% | 100 | 246.1768 | 244.5871 | 244.5871 | 1 | 246.1768 | 100 | 615.3246 | 584.4087 | 584.4087 | 584.4087 | 30.9159 | 615.3246 | 118.6262 | 106.9563 | 106.9563 | 106.9563 | 11.6699 | 118.6262 | 3851.996 | 3598.9533 | 3598.9533 | 3644.1588 | 207.8373 | 3598.9533 | 45.2054 | 45.2054 | 3851.996 | 427.3307 | 343.2948 | 343.2948 | 343.2948 | 84.0359 | 427.3307 | 4388.3159 | 4388.3159 | 1448.2311 | 1448.2311 | 1508.45 | 1508.45 | 485.2421 | 485.2421 | 946.3927 | 946.3927 | 234767696.674 | 1327578303.4639 | 176359914.0861 | 13294085.7761 | 1752 | 60.5908 | 150670.0009 | 8895.8926 | 11.1841 | 1225.8288 | 198 | 3040 | 4611.9232 | 760 | 190 | 0.11099
4030 | 927.0974 | 752.4 | 1000 | 4000 | 4 | 99.35% | 100 | 244.7773 | 243.0396 | 243.0396 | 1 | 244.7773 | 100 | 644.751 | 612.3568 | 612.3568 | 612.3568 | 32.3942 | 644.751 | 118.6271 | 106.9572 | 106.9572 | 106.9572 | 11.6699 | 118.6271 | 3486.6328 | 3251.8673 | 3251.8673 | 3297.6468 | 188.986 | 3251.8673 | 45.7796 | 45.7796 | 3486.6328 | 429.0825 | 344.6542 | 344.6542 | 344.6542 | 84.4283 | 429.0825 | 4376.488 | 4376.488 | 1533.4318 | 1533.4318 | 1508.4605 | 1508.4605 | 388.1964 | 388.1964 | 946.3993 | 946.3993 | 237272027.1755 | 1327578303.4639 | 175691298.6732 | 11458370.8599 | 1752 | 61.4404 | 130267.9024 | 7691.3073 | 9.6696 | 1297.9364 | 198 | 3040 | 4611.9232 | 760 | 190 | 0.11058
4031 | 978.6028 | 752.4 | 1000 | 4000 | 4 | 99.4% | 100 | 249.517 | 248.2829 | 248.2829 | 1 | 249.517 | 100 | 674.0874 | 640.2177 | 640.2177 | 640.2177 | 33.8697 | 674.0874 | 118.6217 | 106.9518 | 106.9518 | 106.9518 | 11.6699 | 118.6217 | 3909.8927 | 3653.5108 | 3653.5108 | 3699.1582 | 210.7345 | 3653.5108 | 45.6474 | 45.6474 | 3909.8927 | 430.9967 | 346.1466 | 346.1466 | 346.1466 | 84.8501 | 430.9967 | 4461.4594 | 4461.4594 | 1618.5429 | 1618.5429 | 1508.3863 | 1508.3863 | 388.1773 | 388.1773 | 946.3528 | 946.3528 | 239413530.6916 | 1327578303.4639 | 174548406.7266 | 10459759.1179 | 1752 | 62.2625 | 117134.6071 | 6915.8883 | 8.6948 | 1370.044 | 198 | 3040 | 4611.9232 | 760 | 190 | 0.10987
4032 | 1030.1083 | 752.4 | 1000 | 4000 | 4 | 99.49% | 100 | 254.2565 | 252.5424 | 252.5424 | 1 | 254.2565 | 100 | 703.4717 | 668.1239 | 668.1239 | 668.1239 | 35.3477 | 703.4717 | 118.6166 | 106.9467 | 106.9467 | 106.9467 | 11.6699 | 118.6166 | 4435.4959 | 4152.7569 | 4152.7569 | 4197.7457 | 237.7502 | 4152.7569 | 44.9888 | 44.9888 | 4435.4959 | 432.5255 | 347.3319 | 347.3319 | 347.3319 | 85.1936 | 432.5255 | 4546.4313 | 4546.4313 | 1703.649 | 1703.649 | 1508.3151 | 1508.3151 | 388.159 | 388.159 | 946.3082 | 946.3082 | 241411499.4732 | 1327578303.4639 | 174017176.1841 | 8993020.8788 | 1752 | 63.0453 | 98659.8121 | 5825.0952 | 7.3234 | 1442.1516 | 198 | 3040 | 4611.9232 | 760 | 190 | 0.10954
4033 | 20.6022 | 801.8 | 1000 | 4000 | 7 | 92.69% | 100 | 189.7982 | 189.7043 | 189.7043 | 1 | 189.7982 | 100 | 184.7825 | 175.5064 | 175.5064 | 175.5064 | 9.2761 | 184.7825 | 125.0064 | 112.7188 | 112.7188 | 112.7188 | 12.2875 | 125.0064 | 650.1218 | 557.1415 | 557.1415 | 605.9126 | 44.2093 | 557.1415 | 48.7711 | 48.7711 | 650.1218 | 296.9056 | 240.0672 | 240.0672 | 240.0672 | 56.8384 | 296.9056 | 3270.24 | 3270.24 | 34.1067 | 34.1067 | 1608.9374 | 1608.9374 | 679.9508 | 679.9508 | 947.2451 | 947.2451 | 18868013.1946 | 1343626571.4775 | 261348126.2869 | 128157306.9503 | 1752 | 43.5671 | 1561026.8155 | 92166.5022 | 115.8732 | 28.843 | 211 | 3040 | 4611.9232 | 760 | 190 | 0.16331
4034 | 51.5054 | 801.8 | 1000 | 4000 | 6 | 93.32% | 100 | 185.9801 | 185.7794 | 185.7794 | 1 | 185.9801 | 100 | 191.3939 | 181.7863 | 181.7863 | 181.7863 | 9.6076 | 191.3939 | 125.0112 | 112.7238 | 112.7238 | 112.7238 | 12.2875 | 125.0112 | 611.7697 | 521.6612 | 521.6612 | 569.7001 | 42.0696 | 521.6612 | 48.0389 | 48.0389 | 611.7697 | 314.1682 | 253.8689 | 253.8689 | 253.8689 | 60.2993 | 314.1682 | 3224.4299 | 3224.4299 | 85.2712 | 85.2712 | 1609.02 | 1609.02 | 582.8449 | 582.8449 | 947.2938 | 947.2938 | 45490568.1883 | 1343646883.175 | 245900389.027 | 116962159.6097 | 1752 | 44.3799 | 1400784.1117 | 82705.4158 | 103.9786 | 72.1076 | 211 | 3040 | 4611.9232 | 760 | 190 | 0.15381
4035 | 154.5162 | 801.8 | 1000 | 4000 | 6 | 95.14% | 100 | 194.172 | 193.5342 | 193.5342 | 1 | 194.172 | 100 | 219.7631 | 208.7295 | 208.7295 | 208.7295 | 11.0336 | 219.7631 | 124.9888 | 112.7015 | 112.7015 | 112.7015 | 12.2873 | 124.9888 | 806.9982 | 708.031 | 708.031 | 755.1678 | 51.8304 | 708.031 | 47.1369 | 47.1369 | 806.9982 | 373.0859 | 301.029 | 301.029 | 301.029 | 72.0569 | 373.0859 | 3394.351 | 3394.351 | 255.7667 | 255.7667 | 1608.7256 | 1608.7256 | 582.7383 | 582.7383 | 947.1204 | 947.1204 | 118233339.8587 | 1343660533.6824 | 205039308.8933 | 85066817.5656 | 1752 | 47.1059 | 995146.3401 | 58755.6578 | 73.8686 | 216.3227 | 211 | 3040 | 4611.9232 | 760 | 190 | 0.12867
4036 | 206.0217 | 801.8 | 1000 | 4000 | 6 | 95.87% | 100 | 198.3739 | 197.6076 | 197.6076 | 1 | 198.3739 | 100 | 242.0643 | 229.9101 | 229.9101 | 229.9101 | 12.1542 | 242.0643 | 124.9807 | 112.6933 | 112.6933 | 112.6933 | 12.2874 | 124.9807 | 932.4849 | 827.8743 | 827.8743 | 874.3159 | 58.169 | 827.8743 | 46.4417 | 46.4417 | 932.4849 | 394.2705 | 317.8803 | 317.8803 | 317.8803 | 76.3902 | 394.2705 | 3479.3134 | 3479.3134 | 340.9935 | 340.9935 | 1608.59 | 1608.59 | 582.6892 | 582.6892 | 947.0406 | 947.0406 | 142376261.065 | 1343653751.3696 | 193602338.3158 | 72367649.2496 | 1752 | 48.4315 | 836742.8135 | 49403.1605 | 62.1105 | 288.4303 | 211 | 3040 | 4611.9232 | 760 | 190 | 0.12163
4037 | 257.5271 | 801.8 | 1000 | 4000 | 6 | 96.49% | 100 | 202.6702 | 201.8918 | 201.8918 | 1 | 202.6702 | 100 | 271.5746 | 257.9377 | 257.9377 | 257.9377 | 13.637 | 271.5746 | 124.9688 | 112.6817 | 112.6817 | 112.6817 | 12.2871 | 124.9688 | 1084.2428 | 972.1669 | 972.1669 | 1018.3416 | 65.9012 | 972.1669 | 46.1747 | 46.1747 | 1084.2428 | 403.4091 | 325.0219 | 325.0219 | 325.0219 | 78.3872 | 403.4091 | 3564.2769 | 3564.2769 | 426.2078 | 426.2078 | 1608.4615 | 1608.4615 | 582.6426 | 582.6426 | 946.9649 | 946.9649 | 157997423.5451 | 1343661734.6845 | 188797634.4511 | 61543207.3192 | 1752 | 49.7189 | 707415.6936 | 41767.3991 | 52.5107 | 360.5379 | 211 | 3040 | 4611.9232 | 760 | 190 | 0.11868
4038 | 309.0325 | 801.8 | 1000 | 4000 | 5 | 97.01% | 100 | 200.9586 | 200.1573 | 200.1573 | 1 | 200.9586 | 100 | 301.5986 | 286.4542 | 286.4542 | 286.4542 | 15.1445 | 301.5986 | 124.9696 | 112.6825 | 112.6825 | 112.6825 | 12.2871 | 124.9696 | 1053.6526 | 942.9495 | 942.9495 | 989.356 | 64.2966 | 942.9495 | 46.4065 | 46.4065 | 1053.6526 | 410.4657 | 330.5403 | 330.5403 | 330.5403 | 79.9254 | 410.4657 | 3552.45 | 3552.45 | 511.455 | 511.455 | 1608.479 | 1608.479 | 485.5408 | 485.5408 | 946.9752 | 946.9752 | 170527788.8801 | 1343675612.173 | 185372218.8267 | 52424380.1202 | 1752 | 50.9749 | 607744.0074 | 35882.5607 | 45.1121 | 432.6455 | 211 | 3040 | 4611.9232 | 760 | 190 | 0.11658
4039 | 360.5379 | 801.8 | 1000 | 4000 | 5 | 97.47% | 100 | 205.4235 | 204.5441 | 204.5441 | 1 | 205.4235 | 100 | 331.3404 | 314.7013 | 314.7013 | 314.7013 | 16.6391 | 331.3404 | 124.9611 | 112.674 | 112.674 | 112.674 | 12.2871 | 124.9611 | 1231.7546 | 1111.3767 | 1111.3767 | 1158.3474 | 73.4073 | 1111.3767 | 46.9706 | 46.9706 | 1231.7546 | 414.5645 | 333.6915 | 333.6915 | 333.6915 | 80.873 | 414.5645 | 3637.4143 | 3637.4143 | 596.6519 | 596.6519 | 1608.356 | 1608.356 | 485.5037 | 485.5037 | 946.9028 | 946.9028 | 180737048.8535 | 1343690412.5634 | 183246011.2443 | 44326527.3388 | 1752 | 52.1862 | 516773.7477 | 30511.4738 | 38.3595 | 504.753 | 211 | 3040 | 4611.9232 | 760 | 190 | 0.11527
4040 | 412.0433 | 801.8 | 1000 | 4000 | 5 | 97.82% | 100 | 209.928 | 209.0419 | 209.0419 | 1 | 209.928 | 100 | 361.867 | 343.6936 | 343.6936 | 343.6936 | 18.1733 | 361.867 | 124.9507 | 112.6638 | 112.6638 | 112.6638 | 12.2869 | 124.9507 | 1416.7731 | 1287.7497 | 1287.7497 | 1333.8692 | 82.9038 | 1287.7497 | 46.1196 | 46.1196 | 1416.7731 | 418.4597 | 336.6971 | 336.6971 | 336.6971 | 81.7626 | 418.4597 | 3722.3797 | 3722.3797 | 681.8383 | 681.8383 | 1608.2391 | 1608.2391 | 485.4684 | 485.4684 | 946.834 | 946.834 | 188886927.848 | 1343699268.5671 | 181171884.1466 | 38241919.4382 | 1752 | 53.3662 | 439116.4257 | 25926.4124 | 32.5951 | 576.8606 | 211 | 3040 | 4611.9232 | 760 | 190 | 0.11399
4041 | 463.5487 | 801.8 | 1000 | 4000 | 5 | 98.12% | 100 | 214.5055 | 213.4323 | 213.4323 | 1 | 214.5055 | 100 | 392.6501 | 372.9295 | 372.9295 | 372.9295 | 19.7206 | 392.6501 | 124.9435 | 112.6565 | 112.6565 | 112.6565 | 12.2869 | 124.9435 | 1620.5548 | 1480.803 | 1480.803 | 1527.2291 | 93.3258 | 1480.803 | 46.4261 | 46.4261 | 1620.5548 | 421.7445 | 339.2201 | 339.2201 | 339.2201 | 82.5244 | 421.7445 | 3807.3459 | 3807.3459 | 767.015 | 767.015 | 1608.1278 | 1608.1278 | 485.4348 | 485.4348 | 946.7685 | 946.7685 | 195693313.3197 | 1343694286.5343 | 179629292.5055 | 32983107.6406 | 1752 | 54.503 | 379612.0463 | 22413.1412 | 28.1782 | 648.9682 | 211 | 3040 | 4611.9232 | 760 | 190 | 0.11304
4042 | 515.0541 | 801.8 | 1000 | 4000 | 5 | 98.38% | 100 | 219.0932 | 218.083 | 218.083 | 1 | 219.0932 | 100 | 423.1051 | 401.8536 | 401.8536 | 401.8536 | 21.2515 | 423.1051 | 124.9346 | 112.6478 | 112.6478 | 112.6478 | 12.2868 | 124.9346 | 1876.8858 | 1724.206 | 1724.206 | 1770.4166 | 106.4693 | 1724.206 | 46.2106 | 46.2106 | 1876.8858 | 423.9577 | 340.8993 | 340.8993 | 340.8993 | 83.0585 | 423.9577 | 3892.313 | 3892.313 | 852.1826 | 852.1826 | 1608.0217 | 1608.0217 | 485.4027 | 485.4027 | 946.706 | 946.706 | 201540850.1207 | 1343709094.7879 | 178338848.0348 | 28411207.0566 | 1752 | 55.5941 | 328134.1238 | 19373.77 | 24.357 | 721.0758 | 211 | 3040 | 4611.9232 | 760 | 190 | 0.11225
4043 | 566.5595 | 801.8 | 1000 | 4000 | 5 | 98.6% | 100 | 223.7268 | 222.4072 | 222.4072 | 1 | 223.7268 | 100 | 453.8163 | 431.0209 | 431.0209 | 431.0209 | 22.7954 | 453.8163 | 124.9274 | 112.6406 | 112.6406 | 112.6406 | 12.2868 | 124.9274 | 2136.064 | 1970.0892 | 1970.0892 | 2016.2971 | 119.7669 | 1970.0892 | 46.2079 | 46.2079 | 2136.064 | 426.7746 | 343.0656 | 343.0656 | 343.0656 | 83.7089 | 426.7746 | 3977.2808 | 3977.2808 | 937.3418 | 937.3418 | 1607.9204 | 1607.9204 | 485.3722 | 485.3722 | 946.6464 | 946.6464 | 206601231.2721 | 1343709094.7879 | 177143631.1619 | 24546042.7781 | 1752 | 56.6435 | 279660.8605 | 16511.8005 | 20.7589 | 793.1834 | 211 | 3040 | 4611.9232 | 760 | 190 | 0.11151
4044 | 618.065 | 801.8 | 1000 | 4000 | 5 | 98.77% | 100 | 228.3785 | 227.2158 | 227.2158 | 1 | 228.3785 | 100 | 484.5263 | 460.1869 | 460.1869 | 460.1869 | 24.3394 | 484.5263 | 124.9208 | 112.634 | 112.634 | 112.634 | 12.2868 | 124.9208 | 2430.3489 | 2249.7441 | 2249.7441 | 2295.493 | 134.8559 | 2249.7441 | 45.7489 | 45.7489 | 2430.3489 | 429.2964 | 345.0097 | 345.0097 | 345.0097 | 84.2867 | 429.2964 | 4062.2494 | 4062.2494 | 1022.4932 | 1022.4932 | 1607.8237 | 1607.8237 | 485.343 | 485.343 | 946.5894 | 946.5894 | 210947511.5365 | 1343709094.7879 | 175706516.0715 | 21636877.6041 | 1752 | 57.6555 | 244850.8367 | 14456.5391 | 18.175 | 865.2909 | 211 | 3040 | 4611.9232 | 760 | 190 | 0.11063
4045 | 669.5704 | 801.8 | 1000 | 4000 | 5 | 98.91% | 100 | 233.0642 | 231.8723 | 231.8723 | 1 | 233.0642 | 100 | 515.036 | 489.1626 | 489.1626 | 489.1626 | 25.8734 | 515.036 | 124.9142 | 112.6274 | 112.6274 | 112.6274 | 12.2868 | 124.9142 | 2734.2252 | 2538.0795 | 2538.0795 | 2583.806 | 150.4192 | 2538.0795 | 45.7265 | 45.7265 | 2734.2252 | 432.4006 | 347.432 | 347.432 | 347.432 | 84.9686 | 432.4006 | 4147.2186 | 4147.2186 | 1107.6373 | 1107.6373 | 1607.7312 | 1607.7312 | 485.3151 | 485.3151 | 946.535 | 946.535 | 214908814.5098 | 1343709094.7879 | 174228764.9832 | 19153325.7191 | 1752 | 58.6278 | 217926.9768 | 12866.8944 | 16.1765 | 937.3985 | 211 | 3040 | 4611.9232 | 760 | 190 | 0.10972
4046 | 721.0758 | 801.8 | 1000 | 4000 | 5 | 99.04% | 100 | 237.7736 | 236.2146 | 236.2146 | 1 | 237.7736 | 100 | 545.36 | 517.9618 | 517.9618 | 517.9618 | 27.3982 | 545.36 | 124.9081 | 112.6213 | 112.6213 | 112.6213 | 12.2868 | 124.9081 | 3062.7099 | 2849.5584 | 2849.5584 | 2895.4288 | 167.2811 | 2849.5584 | 45.8704 | 45.8704 | 3062.7099 | 435.6512 | 349.9878 | 349.9878 | 349.9878 | 85.6634 | 435.6512 | 4232.1885 | 4232.1885 | 1192.7745 | 1192.7745 | 1607.6427 | 1607.6427 | 485.2884 | 485.2884 | 946.4829 | 946.4829 | 218501871.4143 | 1343709094.7879 | 172977908.8722 | 16811124.9255 | 1752 | 59.5588 | 192481.7983 | 11364.5543 | 14.2877 | 1009.5061 | 211 | 3040 | 4611.9232 | 760 | 190 | 0.10895
4047 | 772.5812 | 801.8 | 1000 | 4000 | 5 | 99.14% | 100 | 242.4801 | 241.1704 | 241.1704 | 1 | 242.4801 | 100 | 575.6932 | 546.7697 | 546.7697 | 546.7697 | 28.9236 | 575.6932 | 124.902 | 112.6152 | 112.6152 | 112.6152 | 12.2868 | 124.902 | 3459.788 | 3226.4397 | 3226.4397 | 3272.1099 | 187.6782 | 3226.4397 | 45.6702 | 45.6702 | 3459.788 | 438.2198 | 351.9892 | 351.9892 | 351.9892 | 86.2305 | 438.2198 | 4317.1589 | 4317.1589 | 1277.9053 | 1277.9053 | 1607.5579 | 1607.5579 | 485.2628 | 485.2628 | 946.433 | 946.433 | 221591768.7853 | 1343709094.7879 | 171702175.6865 | 14996960.7404 | 1752 | 60.4528 | 169966.5454 | 10035.2036 | 12.6164 | 1081.6137 | 211 | 3040 | 4611.9232 | 760 | 190 | 0.10816
4048 | 824.0866 | 801.8 | 1000 | 4000 | 5 | 99.25% | 100 | 247.1909 | 245.6222 | 245.6222 | 1 | 247.1909 | 100 | 606.3252 | 575.8612 | 575.8612 | 575.8612 | 30.464 | 606.3252 | 124.8963 | 112.6095 | 112.6095 | 112.6095 | 12.2868 | 124.8963 | 3920.1157 | 3663.4516 | 3663.4516 | 3708.7851 | 211.3306 | 3663.4516 | 45.3335 | 45.3335 | 3920.1157 | 440.2126 | 353.5235 | 353.5235 | 353.5235 | 86.6892 | 440.2126 | 4402.1299 | 4402.1299 | 1363.03 | 1363.03 | 1607.4766 | 1607.4766 | 485.2382 | 485.2382 | 946.3851 | 946.3851 | 224314569.4607 | 1343709094.7879 | 170898519.5326 | 13077816.2188 | 1752 | 61.3076 | 147119.3681 | 8686.2554 | 10.9205 | 1153.7213 | 211 | 3040 | 4611.9232 | 760 | 190 | 0.10766
4049 | 875.592 | 801.8 | 1000 | 4000 | 4 | 99.35% | 100 | 245.7829 | 244.5335 | 244.5335 | 1 | 245.7829 | 100 | 636.9739 | 604.9702 | 604.9702 | 604.9702 | 32.0037 | 636.9739 | 124.8974 | 112.6106 | 112.6106 | 112.6106 | 12.2868 | 124.8974 | 3581.9433 | 3342.6314 | 3342.6314 | 3388.0748 | 193.8685 | 3342.6314 | 45.4434 | 45.4434 | 3581.9433 | 442.045 | 354.9422 | 354.9422 | 354.9422 | 87.1028 | 442.045 | 4390.302 | 4390.302 | 1448.2294 | 1448.2294 | 1607.4877 | 1607.4877 | 388.1933 | 388.1933 | 946.3916 | 946.3916 | 226818094.724 | 1343709094.7879 | 170039154.6599 | 11433655.8282 | 1752 | 62.1282 | 129202.6705 | 7628.4136 | 9.5906 | 1225.8288 | 211 | 3040 | 4611.9232 | 760 | 190 | 0.10713
4050 | 927.0974 | 801.8 | 1000 | 4000 | 4 | 99.43% | 100 | 250.5263 | 248.8346 | 248.8346 | 1 | 250.5263 | 100 | 667.434 | 633.8984 | 633.8984 | 633.8984 | 33.5357 | 667.434 | 124.892 | 112.6052 | 112.6052 | 112.6052 | 12.2868 | 124.892 | 4021.9086 | 3760.0012 | 3760.0012 | 3805.4452 | 216.4634 | 3760.0012 | 45.444 | 45.444 | 4021.9086 | 444.4243 | 356.8095 | 356.8095 | 356.8095 | 87.6148 | 444.4243 | 4475.2735 | 4475.2735 | 1533.3445 | 1533.3445 | 1607.4093 | 1607.4093 | 388.1743 | 388.1743 | 946.3454 | 946.3454 | 229147828.8794 | 1343709094.7879 | 169196693.0463 | 9946383.2864 | 1752 | 62.9176 | 111020.5449 | 6554.9004 | 8.2409 | 1297.9364 | 211 | 3040 | 4611.9232 | 760 | 190 | 0.10662
4051 | 978.6028 | 801.8 | 1000 | 4000 | 4 | 99.49% | 100 | 255.274 | 254.0924 | 254.0924 | 1 | 255.274 | 100 | 697.8826 | 662.8154 | 662.8154 | 662.8154 | 35.0671 | 697.8826 | 124.8864 | 112.5996 | 112.5996 | 112.5996 | 12.2868 | 124.8864 | 4555.1469 | 4266.1826 | 4266.1826 | 4311.2699 | 243.877 | 4266.1826 | 45.0873 | 45.0873 | 4555.1469 | 446.5281 | 358.4633 | 358.4633 | 358.4633 | 88.0648 | 446.5281 | 4560.2454 | 4560.2454 | 1618.4544 | 1618.4544 | 1607.3339 | 1607.3339 | 388.1561 | 388.1561 | 946.3011 | 946.3011 | 231224585.9628 | 1343709094.7879 | 168078821.2707 | 8987497.9785 | 1752 | 63.6791 | 100697.5126 | 5945.4056 | 7.4747 | 1370.044 | 211 | 3040 | 4611.9232 | 760 | 190 | 0.10593
4052 | 1030.1083 | 801.8 | 1000 | 4000 | 4 | 99.54% | 100 | 260.0292 | 258.8481 | 258.8481 | 1 | 260.0292 | 100 | 728.388 | 691.7864 | 691.7864 | 691.7864 | 36.6015 | 728.388 | 124.8813 | 112.5945 | 112.5945 | 112.5945 | 12.2868 | 124.8813 | 5059.5761 | 4745.0357 | 4745.0357 | 4789.7993 | 269.7768 | 4745.0357 | 44.7636 | 44.7636 | 5059.5761 | 448.9398 | 360.3568 | 360.3568 | 360.3568 | 88.583 | 448.9398 | 4645.2179 | 4645.2179 | 1703.5594 | 1703.5594 | 1607.2614 | 1607.2614 | 388.1386 | 388.1386 | 946.2584 | 946.2584 | 233129496.3741 | 1343710239.4752 | 167080606.4972 | 8079657.6535 | 1752 | 64.4098 | 89585.907 | 5289.3516 | 6.6499 | 1442.1516 | 211 | 3040 | 4611.9232 | 760 | 190 | 0.10531
4053 | 20.6022 | 851.2 | 1000 | 4000 | 7 | 93.35% | 100 | 195.1522 | 195.0559 | 195.0559 | 1 | 195.1522 | 100 | 190.1483 | 180.6018 | 180.6018 | 180.6018 | 9.5465 | 190.1483 | 131.298 | 118.3908 | 118.3908 | 118.3908 | 12.9072 | 131.298 | 708.7042 | 612.9366 | 612.9366 | 661.5259 | 47.1783 | 612.9366 | 48.5893 | 48.5893 | 708.7042 | 298.5889 | 241.2952 | 241.2952 | 241.2952 | 57.2937 | 298.5889 | 3369.013 | 3369.013 | 34.1031 | 34.1031 | 1707.8858 | 1707.8858 | 679.879 | 679.879 | 947.1451 | 947.1451 | 18331390.7517 | 1357927511.2749 | 259269092.5938 | 116472005.3796 | 1752 | 46.452 | 1413659.409 | 83465.6021 | 104.9343 | 28.843 | 224 | 3040 | 4611.9232 | 760 | 190 | 0.16208
4054 | 51.5054 | 851.2 | 1000 | 4000 | 6 | 93.93% | 100 | 191.3811 | 191.1817 | 191.1817 | 1 | 191.3811 | 100 | 196.7777 | 186.8988 | 186.8988 | 186.8988 | 9.8788 | 196.7777 | 131.3056 | 118.3982 | 118.3982 | 118.3982 | 12.9074 | 131.3056 | 666.266 | 573.4336 | 573.4336 | 621.4187 | 44.8473 | 573.4336 | 47.9851 | 47.9851 | 666.266 | 316.4984 | 255.5986 | 255.5986 | 255.5986 | 60.8997 | 316.4984 | 3323.2021 | 3323.2021 | 85.2619 | 85.2619 | 1707.968 | 1707.968 | 582.7815 | 582.7815 | 947.1907 | 947.1907 | 44256428.5968 | 1357903215.4685 | 243434012.6605 | 106406343.2742 | 1752 | 47.2132 | 1273540.6808 | 75192.6801 | 94.5335 | 72.1076 | 224 | 3040 | 4611.9232 | 760 | 190 | 0.15234
4055 | 154.5162 | 851.2 | 1000 | 4000 | 6 | 95.61% | 100 | 199.6546 | 199.053 | 199.053 | 1 | 199.6546 | 100 | 225.6456 | 214.3156 | 214.3156 | 214.3156 | 11.33 | 225.6456 | 131.2848 | 118.3774 | 118.3774 | 118.3774 | 12.9074 | 131.2848 | 888.291 | 785.4558 | 785.4558 | 832.2942 | 55.9968 | 785.4558 | 46.8384 | 46.8384 | 888.291 | 377.1675 | 304.1574 | 304.1574 | 304.1574 | 73.0101 | 377.1675 | 3493.126 | 3493.126 | 255.7418 | 255.7418 | 1707.6748 | 1707.6748 | 582.6814 | 582.6814 | 947.028 | 947.028 | 115080911.7444 | 1357912678.4047 | 202179737.0638 | 76826672.7871 | 1752 | 49.724 | 897026.7729 | 52962.4598 | 66.5853 | 216.3227 | 224 | 3040 | 4611.9232 | 760 | 190 | 0.12696
4056 | 206.0217 | 851.2 | 1000 | 4000 | 6 | 96.27% | 100 | 203.9258 | 203.0806 | 203.0806 | 1 | 203.9258 | 100 | 249.0359 | 236.5306 | 236.5306 | 236.5306 | 12.5054 | 249.0359 | 131.2757 | 118.3683 | 118.3683 | 118.3683 | 12.9074 | 131.2757 | 1022.702 | 913.4101 | 913.4101 | 959.8845 | 62.8175 | 913.4101 | 46.4744 | 46.4744 | 1022.702 | 400.3328 | 322.5818 | 322.5818 | 322.5818 | 77.7511 | 400.3328 | 3578.0897 | 3578.0897 | 340.962 | 340.962 | 1707.5395 | 1707.5395 | 582.6353 | 582.6353 | 946.953 | 946.953 | 138350734.2585 | 1357924701.4024 | 190320536.2353 | 65404095.333 | 1752.0001 | 50.9469 | 757040.4539 | 44697.3556 | 56.1942 | 288.4303 | 224 | 3040 | 4611.9232 | 760 | 190 | 0.11966
4057 | 257.5271 | 851.2 | 1000 | 4000 | 6 | 96.83% | 100 | 208.2748 | 207.3416 | 207.3416 | 1 | 208.2748 | 100 | 279.6129 | 265.5711 | 265.5711 | 265.5711 | 14.0418 | 279.6129 | 131.2623 | 118.3553 | 118.3553 | 118.3553 | 12.9069 | 131.2623 | 1187.2608 | 1069.7258 | 1069.7258 | 1116.0511 | 71.2097 | 1069.7258 | 46.3253 | 46.3253 | 1187.2608 | 411.2766 | 331.1819 | 331.1819 | 331.1819 | 80.0947 | 411.2766 | 3663.0544 | 3663.0544 | 426.1704 | 426.1704 | 1707.4109 | 1707.4109 | 582.5914 | 582.5914 | 946.8817 | 946.8817 | 153497277.5265 | 1357957040.4309 | 184921643.907 | 55624038.1357 | 1752 | 52.1308 | 641657.2256 | 37884.8726 | 47.6295 | 360.5379 | 224 | 3040 | 4611.9232 | 760 | 190 | 0.11634
4058 | 309.0325 | 851.2 | 1000 | 4000 | 5 | 97.33% | 100 | 206.5611 | 205.6727 | 205.6727 | 1 | 206.5611 | 100 | 310.6447 | 295.0447 | 295.0447 | 295.0447 | 15.6 | 310.6447 | 131.264 | 118.3571 | 118.3571 | 118.3571 | 12.907 | 131.264 | 1171.8202 | 1054.9204 | 1054.9204 | 1101.4631 | 70.3571 | 1054.9204 | 46.5427 | 46.5427 | 1171.8202 | 417.657 | 336.15 | 336.15 | 336.15 | 81.507 | 417.657 | 3651.2273 | 3651.2273 | 511.4097 | 511.4097 | 1707.4284 | 1707.4284 | 485.4978 | 485.4978 | 946.8914 | 946.8914 | 165526741.1087 | 1357941557.5675 | 181828516.3988 | 46703184.9249 | 1752 | 53.2723 | 543837.3773 | 32109.3708 | 40.3684 | 432.6455 | 224 | 3040 | 4611.9232 | 760 | 190 | 0.11444
4059 | 360.5379 | 851.2 | 1000 | 4000 | 5 | 97.73% | 100 | 211.0256 | 210.2674 | 210.2674 | 1 | 211.0256 | 100 | 341.7442 | 324.5813 | 324.5813 | 324.5813 | 17.1629 | 341.7442 | 131.2537 | 118.3469 | 118.3469 | 118.3469 | 12.9068 | 131.2537 | 1375.3195 | 1248.3032 | 1248.3032 | 1294.5577 | 80.7619 | 1248.3032 | 46.2544 | 46.2544 | 1375.3195 | 422.3624 | 339.7822 | 339.7822 | 339.7822 | 82.5801 | 422.3624 | 3736.1928 | 3736.1928 | 596.6016 | 596.6016 | 1707.3053 | 1707.3053 | 485.4628 | 485.4628 | 946.8231 | 946.8231 | 175186271.2059 | 1357956311.1204 | 179143524.7841 | 39713892.8897 | 1752 | 54.3872 | 454135.0436 | 26813.1451 | 33.7099 | 504.753 | 224 | 3040 | 4611.9232 | 760 | 190 | 0.11279
4060 | 412.0433 | 851.2 | 1000 | 4000 | 5 | 98.04% | 100 | 215.5974 | 214.5294 | 214.5294 | 1 | 215.5974 | 100 | 373.2129 | 354.4683 | 354.4683 | 354.4683 | 18.7446 | 373.2129 | 131.2458 | 118.339 | 118.339 | 118.339 | 12.9068 | 131.2458 | 1562.6242 | 1425.7749 | 1425.7749 | 1472.2584 | 90.3659 | 1425.7749 | 46.4834 | 46.4834 | 1562.6242 | 428.6605 | 344.713 | 344.713 | 344.713 | 83.9475 | 428.6605 | 3821.1592 | 3821.1592 | 681.7836 | 681.7836 | 1707.188 | 1707.188 | 485.4295 | 485.4295 | 946.7581 | 946.7581 | 183190930.7468 | 1357972919.2061 | 176548625.6243 | 34287524.4228 | 1752 | 55.4741 | 395622.0507 | 23358.4076 | 29.3666 | 576.8606 | 224 | 3040 | 4611.9232 | 760 | 190 | 0.11119
4061 | 463.5487 | 851.2 | 1000 | 4000 | 5 | 98.33% | 100 | 220.1829 | 218.7836 | 218.7836 | 1 | 220.1829 | 100 | 404.9391 | 384.5999 | 384.5999 | 384.5999 | 20.3393 | 404.9391 | 131.2365 | 118.3298 | 118.3298 | 118.3298 | 12.9067 | 131.2365 | 1792.1393 | 1643.5908 | 1643.5908 | 1689.9838 | 102.1555 | 1643.5908 | 46.393 | 46.393 | 1792.1393 | 432.7636 | 347.8925 | 347.8925 | 347.8925 | 84.8712 | 432.7636 | 3906.1264 | 3906.1264 | 766.9563 | 766.9563 | 1707.0763 | 1707.0763 | 485.3977 | 485.3977 | 946.6961 | 946.6961 | 189780761.5058 | 1357989109.542 | 174909150.9481 | 29320978.0042 | 1752 | 56.514 | 333338.1069 | 19681.0247 | 24.7433 | 648.9682 | 224 | 3040 | 4611.9232 | 760 | 190 | 0.11018
4062 | 515.0541 | 851.2 | 1000 | 4000 | 5 | 98.54% | 100 | 224.7798 | 223.6792 | 223.6792 | 1 | 224.7798 | 100 | 436.5427 | 414.6148 | 414.6148 | 414.6148 | 21.928 | 436.5427 | 131.2298 | 118.323 | 118.323 | 118.323 | 12.9068 | 131.2298 | 2073.0302 | 1910.7484 | 1910.7484 | 1956.5312 | 116.499 | 1910.7484 | 45.7827 | 45.7827 | 2073.0302 | 435.6799 | 350.1294 | 350.1294 | 350.1294 | 85.5505 | 435.6799 | 3991.0944 | 3991.0944 | 852.1205 | 852.1205 | 1706.9696 | 1706.9696 | 485.3673 | 485.3673 | 946.6369 | 946.6369 | 195306378.0722 | 1357974647.5993 | 173164418.4408 | 25554555.8878 | 1752 | 57.5216 | 290710.7972 | 17164.2134 | 21.5791 | 721.0758 | 224 | 3040 | 4611.9232 | 760 | 190 | 0.1091
4063 | 566.5595 | 851.2 | 1000 | 4000 | 5 | 98.75% | 100 | 229.4273 | 228.1157 | 228.1157 | 1 | 229.4273 | 100 | 468.3558 | 444.8285 | 444.8285 | 444.8285 | 23.5273 | 468.3558 | 131.2208 | 118.3142 | 118.3142 | 118.3142 | 12.9066 | 131.2208 | 2390.497 | 2211.9622 | 2211.9622 | 2257.6872 | 132.8098 | 2211.9622 | 45.725 | 45.725 | 2390.497 | 438.4544 | 352.2802 | 352.2802 | 352.2802 | 86.1742 | 438.4544 | 4076.063 | 4076.063 | 937.2765 | 937.2765 | 1706.8677 | 1706.8677 | 485.3384 | 485.3384 | 946.5804 | 946.5804 | 200123574.4895 | 1357986983.2416 | 172003723.3709 | 21885718.898 | 1752 | 58.4862 | 247745.5868 | 14627.4516 | 18.3899 | 793.1834 | 224 | 3040 | 4611.9232 | 760 | 190 | 0.10839
4064 | 618.065 | 851.2 | 1000 | 4000 | 5 | 98.9% | 100 | 234.1048 | 232.6809 | 232.6809 | 1 | 234.1048 | 100 | 500.0911 | 474.9682 | 474.9682 | 474.9682 | 25.1229 | 500.0911 | 131.2137 | 118.3072 | 118.3072 | 118.3072 | 12.9065 | 131.2137 | 2700.8767 | 2506.5335 | 2506.5335 | 2552.1497 | 148.727 | 2506.5335 | 45.6162 | 45.6162 | 2700.8767 | 442.0918 | 355.1225 | 355.1225 | 355.1225 | 86.9693 | 442.0918 | 4161.0324 | 4161.0324 | 1022.4251 | 1022.4251 | 1706.7702 | 1706.7702 | 485.3106 | 485.3106 | 946.5264 | 946.5264 | 204428332.6848 | 1358000566.7041 | 170344815.1697 | 19226285.4413 | 1752 | 59.4193 | 217559.9391 | 12845.2237 | 16.1492 | 865.2909 | 224 | 3040 | 4611.9232 | 760 | 190 | 0.10737
4065 | 669.5704 | 851.2 | 1000 | 4000 | 5 | 99.04% | 100 | 238.8012 | 237.1493 | 237.1493 | 1 | 238.8012 | 100 | 531.6209 | 504.9127 | 504.9127 | 504.9127 | 26.7082 | 531.6209 | 131.2071 | 118.3006 | 118.3006 | 118.3006 | 12.9065 | 131.2071 | 3052.1632 | 2839.6228 | 2839.6228 | 2885.4065 | 166.7567 | 2839.6228 | 45.7837 | 45.7837 | 3052.1632 | 445.5512 | 357.8298 | 357.8298 | 357.8298 | 87.7213 | 445.5512 | 4246.0023 | 4246.0023 | 1107.5667 | 1107.5667 | 1706.6769 | 1706.6769 | 485.2841 | 485.2841 | 946.4746 | 946.4746 | 208205530.2725 | 1358000566.7041 | 168975444.5192 | 16818458.5042 | 1752 | 60.3139 | 192128.3528 | 11343.6861 | 14.2615 | 937.3985 | 224 | 3040 | 4611.9232 | 760 | 190 | 0.10652
4066 | 721.0758 | 851.2 | 1000 | 4000 | 5 | 99.16% | 100 | 243.5043 | 241.6906 | 241.6906 | 1 | 243.5043 | 100 | 562.9315 | 534.6489 | 534.6489 | 534.6489 | 28.2826 | 562.9315 | 131.2011 | 118.2945 | 118.2945 | 118.2945 | 12.9065 | 131.2011 | 3475.3888 | 3241.0464 | 3241.0464 | 3286.8862 | 188.5026 | 3241.0464 | 45.8398 | 45.8398 | 3475.3888 | 448.587 | 360.2012 | 360.2012 | 360.2012 | 88.3859 | 448.587 | 4330.9729 | 4330.9729 | 1192.7016 | 1192.7016 | 1706.5875 | 1706.5875 | 485.2587 | 485.2587 | 946.4251 | 946.4251 | 211710042.8098 | 1358000566.7041 | 167646883.4922 | 14642506.9938 | 1752 | 61.1724 | 165302.9959 | 9759.8573 | 12.2703 | 1009.5061 | 224 | 3040 | 4611.9232 | 760 | 190 | 0.1057
4067 | 772.5812 | 851.2 | 1000 | 4000 | 5 | 99.25% | 100 | 248.2174 | 246.8779 | 246.8779 | 1 | 248.2174 | 100 | 594.3345 | 564.4728 | 564.4728 | 564.4728 | 29.8618 | 594.3345 | 131.195 | 118.2885 | 118.2885 | 118.2885 | 12.9065 | 131.195 | 3924.7587 | 3667.3942 | 3667.3942 | 3713.1864 | 211.5722 | 3667.3942 | 45.7922 | 45.7922 | 3924.7587 | 451.6356 | 362.5774 | 362.5774 | 362.5774 | 89.0582 | 451.6356 | 4415.944 | 4415.944 | 1277.8304 | 1277.8304 | 1706.5018 | 1706.5018 | 485.2343 | 485.2343 | 946.3775 | 946.3775 | 214616920.072 | 1358000566.7041 | 166196274.1619 | 13186239.062 | 1752 | 62.0015 | 151185.5359 | 8926.331 | 11.2223 | 1081.6137 | 224 | 3040 | 4611.9232 | 760 | 190 | 0.10481
4068 | 824.0866 | 851.2 | 1000 | 4000 | 4 | 99.35% | 100 | 246.8081 | 245.3094 | 245.3094 | 1 | 246.8081 | 100 | 625.886 | 594.4391 | 594.4391 | 594.4391 | 31.4469 | 625.886 | 131.1958 | 118.2893 | 118.2893 | 118.2893 | 12.9065 | 131.1958 | 3575.4949 | 3336.1575 | 3336.1575 | 3381.9198 | 193.5751 | 3336.1575 | 45.7623 | 45.7623 | 3575.4949 | 454.2588 | 364.6259 | 364.6259 | 364.6259 | 89.6329 | 454.2588 | 4404.116 | 4404.116 | 1363.0284 | 1363.0284 | 1706.5135 | 1706.5135 | 388.1901 | 388.1901 | 946.384 | 946.384 | 217336900.4445 | 1358000566.7041 | 165340239.2777 | 11322293.5737 | 1752 | 62.7913 | 127159.8056 | 7507.7983 | 9.4389 | 1153.7213 | 224 | 3040 | 4611.9232 | 760 | 190 | 0.10428
4069 | 875.592 | 851.2 | 1000 | 4000 | 4 | 99.42% | 100 | 251.5433 | 250.3226 | 250.3226 | 1 | 251.5433 | 100 | 657.5137 | 624.4763 | 624.4763 | 624.4763 | 33.0375 | 657.5137 | 131.1901 | 118.2836 | 118.2836 | 118.2836 | 12.9065 | 131.1901 | 4016.1437 | 3754.6765 | 3754.6765 | 3799.9526 | 216.1911 | 3754.6765 | 45.2761 | 45.2761 | 4016.1437 | 456.9697 | 366.7484 | 366.7484 | 366.7484 | 90.2213 | 456.9697 | 4489.0876 | 4489.0876 | 1448.1475 | 1448.1475 | 1706.4307 | 1706.4307 | 388.1713 | 388.1713 | 946.3381 | 946.3381 | 219688129.298 | 1358000566.7041 | 164110621.0145 | 10200682.9833 | 1752 | 63.5563 | 114373.7737 | 6752.8825 | 8.4898 | 1225.8288 | 224 | 3040 | 4611.9232 | 760 | 190 | 0.10352
4070 | 927.0974 | 851.2 | 1000 | 4000 | 4 | 99.5% | 100 | 256.2849 | 254.6871 | 254.6871 | 1 | 256.2849 | 100 | 689.0816 | 654.4564 | 654.4564 | 654.4564 | 34.6252 | 689.0816 | 131.1846 | 118.2781 | 118.2781 | 118.2781 | 12.9065 | 131.1846 | 4584.9588 | 4294.6549 | 4294.6549 | 4339.5587 | 245.4001 | 4294.6549 | 44.9038 | 44.9038 | 4584.9588 | 459.1885 | 368.486 | 368.486 | 368.486 | 90.7025 | 459.1885 | 4574.0596 | 4574.0596 | 1533.2612 | 1533.2612 | 1706.3512 | 1706.3512 | 388.1532 | 388.1532 | 946.294 | 946.294 | 221928059.9467 | 1358000566.7041 | 163315850.3415 | 8755523.0077 | 1752 | 64.2878 | 96516.8724 | 5698.5713 | 7.1643 | 1297.9364 | 224 | 3040 | 4611.9232 | 760 | 190 | 0.10303
4071 | 978.6028 | 851.2 | 1000 | 4000 | 4 | 99.55% | 100 | 261.0416 | 259.6994 | 259.6994 | 1 | 261.0416 | 100 | 720.6187 | 684.4073 | 684.4073 | 684.4073 | 36.2114 | 720.6187 | 131.1792 | 118.2727 | 118.2727 | 118.2727 | 12.9065 | 131.1792 | 5136.0671 | 4817.6722 | 4817.6722 | 4862.4037 | 273.6635 | 4817.6722 | 44.7315 | 44.7315 | 5136.0671 | 461.8784 | 370.6068 | 370.6068 | 370.6068 | 91.2717 | 461.8784 | 4659.0321 | 4659.0321 | 1618.3699 | 1618.3699 | 1706.2748 | 1706.2748 | 388.1358 | 388.1358 | 946.2516 | 946.2516 | 223925483.3466 | 1358000566.7041 | 162172382.5742 | 7901567.3751 | 1752 | 64.9946 | 86596.0643 | 5112.8246 | 6.4279 | 1370.044 | 224 | 3040 | 4611.9232 | 760 | 190 | 0.10233
4072 | 1030.1083 | 851.2 | 1000 | 4000 | 4 | 99.58% | 100 | 265.8002 | 264.9107 | 264.9107 | 1 | 265.8002 | 100 | 752.2171 | 714.4163 | 714.4163 | 714.4163 | 37.8008 | 752.2171 | 131.1741 | 118.2676 | 118.2676 | 118.2676 | 12.9065 | 131.1741 | 5638.663 | 5295.3962 | 5295.3962 | 5339.1942 | 299.4687 | 5295.3962 | 43.798 | 43.798 | 5638.663 | 464.7801 | 372.889 | 372.889 | 372.889 | 91.8911 | 464.7801 | 4744.005 | 4744.005 | 1703.4738 | 1703.4738 | 1706.2013 | 1706.2013 | 388.1191 | 388.1191 | 946.2108 | 946.2108 | 225703388.3728 | 1358000566.7041 | 160953324.5422 | 7342720.3809 | 1752 | 65.6773 | 78809.9165 | 4653.1131 | 5.85 | 1442.1516 | 224 | 3040 | 4611.9232 | 760 | 190 | 0.10158
4073 | 20.6022 | 900.6 | 1000 | 4000 | 6 | 93.97% | 100 | 194.4043 | 194.3167 | 194.3167 | 1 | 194.4043 | 100 | 195.3111 | 185.5054 | 185.5054 | 185.5054 | 9.8057 | 195.3111 | 137.6127 | 124.0847 | 124.0847 | 124.0847 | 13.528 | 137.6127 | 673.1057 | 579.3193 | 579.3193 | 627.7983 | 45.3073 | 579.3193 | 48.479 | 48.479 | 673.1057 | 299.6518 | 242.0168 | 242.0168 | 242.0168 | 57.6349 | 299.6518 | 3370.9989 | 3370.9989 | 34.103 | 34.103 | 1807.0005 | 1807.0005 | 582.7522 | 582.7522 | 947.1431 | 947.1431 | 17850608.8285 | 1370808009.903 | 257733012.0131 | 105608369.2554 | 1752 | 49.0719 | 1278548.0967 | 75488.3291 | 94.9052 | 28.843 | 237 | 3040 | 4611.9232 | 760 | 190 | 0.16118
4074 | 51.5054 | 900.6 | 1000 | 4000 | 6 | 94.52% | 100 | 196.8138 | 196.5803 | 196.5803 | 1 | 196.8138 | 100 | 201.3911 | 191.2797 | 191.2797 | 191.2797 | 10.1114 | 201.3911 | 137.6058 | 124.0779 | 124.0779 | 124.0779 | 13.528 | 137.6058 | 730.0267 | 634.0601 | 634.0601 | 681.9 | 48.1267 | 634.0601 | 47.8399 | 47.8399 | 730.0267 | 318.035 | 256.7142 | 256.7142 | 256.7142 | 61.3208 | 318.035 | 3421.976 | 3421.976 | 85.2532 | 85.2532 | 1806.9068 | 1806.9068 | 582.722 | 582.722 | 947.094 | 947.094 | 43248827.8044 | 1370802106.8354 | 241858045.6178 | 96091100.1593 | 1752.0001 | 49.7813 | 1147903.4707 | 67774.7792 | 85.2076 | 72.1076 | 237 | 3040 | 4611.9232 | 760 | 190 | 0.15142
4075 | 154.5162 | 900.6 | 1000 | 4000 | 6 | 96.01% | 100 | 205.2076 | 204.6623 | 204.6623 | 1 | 205.2076 | 100 | 231.674 | 220.0403 | 220.0403 | 220.0403 | 11.6337 | 231.674 | 137.5876 | 124.0595 | 124.0595 | 124.0595 | 13.5281 | 137.5876 | 971.7237 | 864.7692 | 864.7692 | 911.4405 | 60.2832 | 864.7692 | 46.6713 | 46.6713 | 971.7237 | 381.6424 | 307.6226 | 307.6226 | 307.6226 | 74.0199 | 381.6424 | 3591.9026 | 3591.9026 | 255.7183 | 255.7183 | 1806.6152 | 1806.6152 | 582.628 | 582.628 | 946.9411 | 946.9411 | 112055271.0468 | 1370786965.6586 | 199196649.2973 | 69961113.9972 | 1752 | 52.1184 | 814390.6146 | 48083.4369 | 60.4513 | 216.3227 | 237 | 3040 | 4611.9232 | 760 | 190 | 0.12516
4076 | 206.0217 | 900.6 | 1000 | 4000 | 6 | 96.61% | 100 | 209.5178 | 208.8146 | 208.8146 | 1 | 209.5178 | 100 | 255.8241 | 242.9768 | 242.9768 | 242.9768 | 12.8473 | 255.8241 | 137.578 | 124.0499 | 124.0499 | 124.0499 | 13.5281 | 137.578 | 1126.266 | 1011.5459 | 1011.5459 | 1058.1216 | 68.1444 | 1011.5459 | 46.5757 | 46.5757 | 1126.266 | 405.4318 | 326.5443 | 326.5443 | 326.5443 | 78.8875 | 405.4318 | 3676.8674 | 3676.8674 | 340.9323 | 340.9323 | 1806.4803 | 1806.4803 | 582.5845 | 582.5845 | 946.8704 | 946.8704 | 134610798.0579 | 1370787397.9402 | 187175989.2982 | 59425814.7037 | 1752 | 53.2432 | 691292.5262 | 40815.4514 | 51.3139 | 288.4303 | 237 | 3040 | 4611.9232 | 760 | 190 | 0.11777
4077 | 257.5271 | 900.6 | 1000 | 4000 | 5 | 97.12% | 100 | 207.7797 | 207.0951 | 207.0951 | 1 | 207.7797 | 100 | 287.402 | 272.969 | 272.969 | 272.969 | 14.433 | 287.402 | 137.5797 | 124.0515 | 124.0515 | 124.0515 | 13.5281 | 137.5797 | 1099.1329 | 985.7098 | 985.7098 | 1032.4569 | 66.676 | 985.7098 | 46.7471 | 46.7471 | 1099.1329 | 417.8794 | 336.3541 | 336.3541 | 336.3541 | 81.5253 | 417.8794 | 3665.0403 | 3665.0403 | 426.1697 | 426.1697 | 1806.4986 | 1806.4986 | 485.492 | 485.492 | 946.8801 | 946.8801 | 149320902.8206 | 1370793512.5235 | 181358169.0644 | 50527415.5915 | 1752 | 54.3347 | 590592.1977 | 34869.8796 | 43.839 | 360.5379 | 237 | 3040 | 4611.9232 | 760 | 190 | 0.11419
4078 | 309.0325 | 900.6 | 1000 | 4000 | 5 | 97.58% | 100 | 212.2282 | 211.4158 | 211.4158 | 1 | 212.2282 | 100 | 319.454 | 303.4104 | 303.4104 | 303.4104 | 16.0437 | 319.454 | 137.5702 | 124.0421 | 124.0421 | 124.0421 | 13.5281 | 137.5702 | 1289.1379 | 1165.8473 | 1165.8473 | 1212.7477 | 76.3902 | 1165.8473 | 46.9004 | 46.9004 | 1289.1379 | 425.602 | 342.3976 | 342.3976 | 342.3976 | 83.2044 | 425.602 | 3750.006 | 3750.006 | 511.367 | 511.367 | 1806.3694 | 1806.3694 | 485.4573 | 485.4573 | 946.8123 | 946.8123 | 160909118.5463 | 1370792869.189 | 177847045.6049 | 42450975.8127 | 1752 | 55.3851 | 496451.7575 | 29311.6182 | 36.851 | 432.6455 | 237 | 3040 | 4611.9232 | 760 | 190 | 0.11203
4079 | 360.5379 | 900.6 | 1000 | 4000 | 5 | 97.94% | 100 | 216.7311 | 215.6692 | 215.6692 | 1 | 216.7311 | 100 | 351.8661 | 334.1935 | 334.1935 | 334.1935 | 17.6726 | 351.8661 | 137.5626 | 124.0344 | 124.0344 | 124.0344 | 13.5282 | 137.5626 | 1489.9398 | 1357.0341 | 1357.0341 | 1403.2741 | 86.6657 | 1357.0341 | 46.24 | 46.24 | 1489.9398 | 432.5572 | 347.8379 | 347.8379 | 347.8379 | 84.7193 | 432.5572 | 3834.9725 | 3834.9725 | 596.5542 | 596.5542 | 1806.2463 | 1806.2463 | 485.4242 | 485.4242 | 946.7478 | 946.7478 | 170165941.7212 | 1370781509.2979 | 175004825.3482 | 36047723.6327 | 1752 | 56.4098 | 411448.6852 | 24292.8474 | 30.5414 | 504.753 | 237 | 3040 | 4611.9232 | 760 | 190 | 0.11028
4080 | 412.0433 | 900.6 | 1000 | 4000 | 5 | 98.24% | 100 | 221.2833 | 220.2535 | 220.2535 | 1 | 221.2833 | 100 | 384.1583 | 364.8626 | 364.8626 | 364.8626 | 19.2957 | 384.1583 | 137.5532 | 124.0252 | 124.0252 | 124.0252 | 13.528 | 137.5532 | 1733.4158 | 1588.2796 | 1588.2796 | 1634.2945 | 99.1213 | 1588.2796 | 46.0148 | 46.0148 | 1733.4158 | 437.8294 | 351.9452 | 351.9452 | 351.9452 | 85.8842 | 437.8294 | 3919.9398 | 3919.9398 | 681.7319 | 681.7319 | 1806.129 | 1806.129 | 485.3926 | 485.3926 | 946.6863 | 946.6863 | 177910017.1742 | 1370806943.3279 | 172427331.9447 | 30855707.5533 | 1752 | 57.4059 | 353108.3601 | 20848.3045 | 26.2108 | 576.8606 | 237 | 3040 | 4611.9232 | 760 | 190 | 0.10869
4081 | 463.5487 | 900.6 | 1000 | 4000 | 5 | 98.5% | 100 | 225.8851 | 224.5275 | 224.5275 | 1 | 225.8851 | 100 | 416.9296 | 395.9866 | 395.9866 | 395.9866 | 20.943 | 416.9296 | 137.5439 | 124.016 | 124.016 | 124.016 | 13.5279 | 137.5439 | 1994.839 | 1836.5118 | 1836.5118 | 1882.3403 | 112.4987 | 1836.5118 | 45.8285 | 45.8285 | 1994.839 | 442.5863 | 355.6533 | 355.6533 | 355.6533 | 86.933 | 442.5863 | 4004.9079 | 4004.9079 | 766.9008 | 766.9008 | 1806.0169 | 1806.0169 | 485.3625 | 485.3625 | 946.6276 | 946.6276 | 184204314.8225 | 1370852774.6053 | 170622896.976 | 26320013.5963 | 1752 | 58.3648 | 297762.0416 | 17580.5345 | 22.1025 | 648.9682 | 237 | 3040 | 4611.9232 | 760 | 190 | 0.10758
4082 | 515.0541 | 900.6 | 1000 | 4000 | 5 | 98.68% | 100 | 230.5177 | 229.5087 | 229.5087 | 1 | 230.5177 | 100 | 449.7487 | 427.1559 | 427.1559 | 427.1559 | 22.5928 | 449.7487 | 137.5341 | 124.0064 | 124.0064 | 124.0064 | 13.5276 | 137.5341 | 2297.4174 | 2123.8516 | 2123.8516 | 2169.398 | 128.0194 | 2123.8516 | 45.5464 | 45.5464 | 2297.4174 | 446.6118 | 358.7935 | 358.7935 | 358.7935 | 87.8183 | 446.6118 | 4089.8767 | 4089.8767 | 852.0615 | 852.0615 | 1805.9099 | 1805.9099 | 485.3338 | 485.3338 | 946.5715 | 946.5715 | 189568186.1386 | 1370850279.8446 | 168488881.0688 | 23092652.948 | 1752 | 59.2966 | 263617.9825 | 15564.5932 | 19.5681 | 721.0758 | 237 | 3040 | 4611.9232 | 760 | 190 | 0.10626
4083 | 566.5595 | 900.6 | 1000 | 4000 | 5 | 98.86% | 100 | 235.1832 | 234.004 | 234.004 | 1 | 235.1832 | 100 | 482.6038 | 458.3592 | 458.3592 | 458.3592 | 24.2446 | 482.6038 | 137.5261 | 123.9985 | 123.9985 | 123.9985 | 13.5275 | 137.5261 | 2633.3905 | 2442.1926 | 2442.1926 | 2488.1287 | 145.2618 | 2442.1926 | 45.9361 | 45.9361 | 2633.3905 | 450.3506 | 361.7058 | 361.7058 | 361.7058 | 88.6447 | 450.3506 | 4174.8461 | 4174.8461 | 937.2145 | 937.2145 | 1805.8075 | 1805.8075 | 485.3063 | 485.3063 | 946.5178 | 946.5178 | 194182880.9616 | 1370851656.4846 | 167023680.3986 | 19941782.1553 | 1752 | 60.1883 | 227639.104 | 13440.32 | 16.8974 | 793.1834 | 237 | 3040 | 4611.9232 | 760 | 190 | 0.10536
4084 | 618.065 | 900.6 | 1000 | 4000 | 5 | 99% | 100 | 239.8744 | 238.6253 | 238.6253 | 1 | 239.8744 | 100 | 515.3269 | 489.4371 | 489.4371 | 489.4371 | 25.8898 | 515.3269 | 137.5196 | 123.992 | 123.992 | 123.992 | 13.5276 | 137.5196 | 2972.9225 | 2764.2932 | 2764.2932 | 2810.256 | 162.6665 | 2764.2932 | 45.9628 | 45.9628 | 2972.9225 | 454.6125 | 365.0529 | 365.0529 | 365.0529 | 89.5596 | 454.6125 | 4259.8162 | 4259.8162 | 1022.3604 | 1022.3604 | 1805.7095 | 1805.7095 | 485.2799 | 485.2799 | 946.4664 | 946.4664 | 198331507.2501 | 1370852774.6053 | 165249761.7164 | 17565956.4282 | 1752 | 61.0499 | 199844.103 | 11799.2412 | 14.8342 | 865.2909 | 237 | 3040 | 4611.9232 | 760 | 190 | 0.10427
4085 | 669.5704 | 900.6 | 1000 | 4000 | 5 | 99.13% | 100 | 244.5742 | 242.9623 | 242.9623 | 1 | 244.5742 | 100 | 547.8424 | 520.3176 | 520.3176 | 520.3176 | 27.5247 | 547.8424 | 137.513 | 123.9855 | 123.9855 | 123.9855 | 13.5276 | 137.513 | 3353.5465 | 3125.4392 | 3125.4392 | 3171.3261 | 182.2204 | 3125.4392 | 45.887 | 45.887 | 3353.5465 | 458.633 | 368.2028 | 368.2028 | 368.2028 | 90.4302 | 458.633 | 4344.7868 | 4344.7868 | 1107.4994 | 1107.4994 | 1805.6155 | 1805.6155 | 485.2547 | 485.2547 | 946.4172 | 946.4172 | 202026643.4894 | 1370851455.5747 | 163808831.5353 | 15313069.4006 | 1752 | 61.8767 | 174005.5058 | 10273.6729 | 12.9162 | 937.3985 | 237 | 3040 | 4611.9232 | 760 | 190 | 0.10338
4086 | 721.0758 | 900.6 | 1000 | 4000 | 5 | 99.25% | 100 | 249.2807 | 247.4536 | 247.4536 | 1 | 249.2807 | 100 | 580.0557 | 550.9111 | 550.9111 | 550.9111 | 29.1446 | 580.0557 | 137.5068 | 123.9793 | 123.9793 | 123.9793 | 13.5276 | 137.5068 | 3845.5818 | 3592.1326 | 3592.1326 | 3638.0437 | 207.5381 | 3592.1326 | 45.9111 | 45.9111 | 3845.5818 | 461.9289 | 370.78 | 370.78 | 370.78 | 91.1489 | 461.9289 | 4429.758 | 4429.758 | 1192.6322 | 1192.6322 | 1805.5254 | 1805.5254 | 485.2304 | 485.2304 | 946.37 | 946.37 | 205406115.9611 | 1370855768.3364 | 162524234.6008 | 13213881.1016 | 1752 | 62.6705 | 150402.6996 | 8880.1106 | 11.1642 | 1009.5061 | 237 | 3040 | 4611.9232 | 760 | 190 | 0.10259
4087 | 772.5812 | 900.6 | 1000 | 4000 | 5 | 99.35% | 100 | 253.9957 | 251.8512 | 251.8512 | 1 | 253.9957 | 100 | 612.4284 | 581.6559 | 581.6559 | 581.6559 | 30.7725 | 612.4284 | 137.5004 | 123.9729 | 123.9729 | 123.9729 | 13.5275 | 137.5004 | 4408.693 | 4126.405 | 4126.405 | 4172.2746 | 236.4184 | 4126.405 | 45.8696 | 45.8696 | 4408.693 | 464.9125 | 373.1063 | 373.1063 | 373.1063 | 91.8063 | 464.9125 | 4514.7297 | 4514.7297 | 1277.759 | 1277.759 | 1805.4389 | 1805.4389 | 485.2072 | 485.2072 | 946.3246 | 946.3246 | 208306419.4999 | 1370855768.3364 | 161472378.8424 | 11365433.3213 | 1752 | 63.4325 | 126872.0588 | 7490.8091 | 9.4176 | 1081.6137 | 237 | 3040 | 4611.9232 | 760 | 190 | 0.10194
4088 | 824.0866 | 900.6 | 1000 | 4000 | 4 | 99.4% | 100 | 252.5887 | 251.6879 | 251.6879 | 1 | 252.5887 | 100 | 644.9975 | 612.5887 | 612.5887 | 612.5887 | 32.4088 | 644.9975 | 137.5012 | 123.9737 | 123.9737 | 123.9737 | 13.5275 | 137.5012 | 3992.0262 | 3732.5002 | 3732.5002 | 3777.0838 | 214.9424 | 3732.5002 | 44.5835 | 44.5835 | 3992.0262 | 468.1646 | 375.6617 | 375.6617 | 375.6617 | 92.5029 | 468.1646 | 4502.9017 | 4502.9017 | 1362.9518 | 1362.9518 | 1805.4507 | 1805.4507 | 388.1683 | 388.1683 | 946.3308 | 946.3308 | 210830421.9529 | 1370855768.3364 | 159886910.989 | 10426898.7216 | 1752 | 64.174 | 114554.0717 | 6763.5277 | 8.5032 | 1153.7213 | 237 | 3040 | 4611.9232 | 760 | 190 | 0.10096
4089 | 875.592 | 900.6 | 1000 | 4000 | 4 | 99.49% | 100 | 257.3278 | 255.797 | 255.797 | 1 | 257.3278 | 100 | 677.6629 | 643.6113 | 643.6113 | 643.6113 | 34.0516 | 677.6629 | 137.4954 | 123.9679 | 123.9679 | 123.9679 | 13.5275 | 137.4954 | 4525.3235 | 4239.0964 | 4239.0964 | 4283.0074 | 242.3161 | 4239.0964 | 43.911 | 43.911 | 4525.3235 | 470.9693 | 377.8608 | 377.8608 | 377.8608 | 93.1085 | 470.9693 | 4587.8738 | 4587.8738 | 1448.0693 | 1448.0693 | 1805.3672 | 1805.3672 | 388.1503 | 388.1503 | 946.287 | 946.287 | 213135287.1805 | 1370855768.3364 | 159102702.1162 | 8906242.3669 | 1752 | 64.8791 | 95466.8783 | 5636.5773 | 7.0864 | 1225.8288 | 237 | 3040 | 4611.9232 | 760 | 190 | 0.10048
4090 | 927.0974 | 900.6 | 1000 | 4000 | 4 | 99.54% | 100 | 262.0817 | 260.8937 | 260.8937 | 1 | 262.0817 | 100 | 710.315 | 674.6211 | 674.6211 | 674.6211 | 35.6939 | 710.315 | 137.4899 | 123.9624 | 123.9624 | 123.9624 | 13.5275 | 137.4899 | 5106.2963 | 4790.9107 | 4790.9107 | 4834.211 | 272.0854 | 4790.9107 | 43.3002 | 43.3002 | 5106.2963 | 473.8484 | 380.1353 | 380.1353 | 380.1353 | 93.7131 | 473.8484 | 4672.8463 | 4672.8463 | 1533.1816 | 1533.1816 | 1805.2868 | 1805.2868 | 388.1331 | 388.1331 | 946.2449 | 946.2449 | 215255157.7769 | 1370855768.3364 | 157879966.8151 | 8009107.0716 | 1752 | 65.564 | 86152.8201 | 5086.6545 | 6.395 | 1297.9364 | 237 | 3040 | 4611.9232 | 760 | 190 | 0.099726
4091 | 978.6028 | 900.6 | 1000 | 4000 | 4 | 99.57% | 100 | 266.8501 | 266.119 | 266.119 | 1 | 266.8501 | 100 | 742.9242 | 705.5902 | 705.5902 | 705.5902 | 37.334 | 742.9242 | 137.4846 | 123.9571 | 123.9571 | 123.9571 | 13.5275 | 137.4846 | 5586.9104 | 5246.6567 | 5246.6567 | 5290.1567 | 296.7537 | 5246.6567 | 43.4999 | 43.4999 | 5586.9104 | 477.326 | 382.8847 | 382.8847 | 382.8847 | 94.4413 | 477.326 | 4757.8193 | 4757.8193 | 1618.289 | 1618.289 | 1805.2095 | 1805.2095 | 388.1164 | 388.1164 | 946.2044 | 946.2044 | 217163671.4042 | 1370855768.3364 | 156512126.9797 | 7468433.2796 | 1752 | 66.225 | 80447.2315 | 4749.7838 | 5.9715 | 1370.044 | 237 | 3040 | 4611.9232 | 760 | 190 | 0.098883
4092 | 1030.1083 | 900.6 | 1000 | 4000 | 4 | 99.6% | 100 | 271.6197 | 270.8815 | 270.8815 | 1 | 271.6197 | 100 | 775.5566 | 736.5812 | 736.5812 | 736.5812 | 38.9754 | 775.5566 | 137.4795 | 123.952 | 123.952 | 123.952 | 13.5275 | 137.4795 | 6006.8514 | 5644.9723 | 5644.9723 | 5688.4588 | 318.3926 | 5644.9723 | 43.4865 | 43.4865 | 6006.8514 | 480.8697 | 385.6773 | 385.6773 | 385.6773 | 95.1925 | 480.8697 | 4842.7927 | 4842.7927 | 1703.3919 | 1703.3919 | 1805.1351 | 1805.1351 | 388.1004 | 388.1004 | 946.1653 | 946.1653 | 218905507.0657 | 1370855768.3364 | 155302310.0486 | 6936414.5492 | 1752 | 66.8611 | 74937.9662 | 4424.5045 | 5.5626 | 1442.1516 | 237 | 3040 | 4611.9232 | 760 | 190 | 0.098138
4093 | 20.6022 | 950 | 1000 | 4000 | 6 | 94.47% | 100 | 199.9026 | 199.7717 | 199.7717 | 1 | 199.9026 | 100 | 199.9678 | 189.9274 | 189.9274 | 189.9274 | 10.0404 | 199.9678 | 143.9105 | 129.7621 | 129.7621 | 129.7621 | 14.1484 | 143.9105 | 726.7843 | 630.3651 | 630.3651 | 678.7162 | 48.0681 | 630.3651 | 48.3511 | 48.3511 | 726.7843 | 302.3881 | 244.1202 | 244.1202 | 244.1202 | 58.2679 | 302.3881 | 3469.7736 | 3469.7736 | 34.0997 | 34.0997 | 1905.93 | 1905.93 | 582.6946 | 582.6946 | 947.0494 | 947.0494 | 17432872.1347 | 1382590626.4386 | 255106673.7276 | 96869827.6991 | 1752 | 51.491 | 1168808.0997 | 69009.0351 | 86.7593 | 28.843 | 250 | 3040 | 4611.9232 | 760 | 190 | 0.15962
4094 | 51.5054 | 950 | 1000 | 4000 | 6 | 94.98% | 100 | 202.3536 | 202.0715 | 202.0715 | 1 | 202.3536 | 100 | 206.1464 | 195.7952 | 195.7952 | 195.7952 | 10.3511 | 206.1464 | 143.9036 | 129.7553 | 129.7553 | 129.7553 | 14.1483 | 143.9036 | 789.9749 | 690.852 | 690.852 | 738.7741 | 51.2007 | 690.852 | 47.9222 | 47.9222 | 789.9749 | 321.2709 | 259.2186 | 259.2186 | 259.2186 | 62.0523 | 321.2709 | 3520.7515 | 3520.7515 | 85.245 | 85.245 | 1905.8371 | 1905.8371 | 582.6662 | 582.6662 | 947.0032 | 947.0032 | 42241493.0101 | 1382601947.1572 | 239139398.2322 | 88017161.6005 | 1752 | 52.1462 | 1050741.1819 | 62038.1011 | 77.9953 | 72.1076 | 250 | 3040 | 4611.9232 | 760 | 190 | 0.14979
4095 | 154.5162 | 950 | 1000 | 4000 | 6 | 96.34% | 100 | 210.8172 | 210.2684 | 210.2684 | 1 | 210.8172 | 100 | 237.9198 | 225.9716 | 225.9716 | 225.9716 | 11.9483 | 237.9198 | 143.8824 | 129.7343 | 129.7343 | 129.7343 | 14.1482 | 143.8824 | 1054.3219 | 942.9295 | 942.9295 | 989.7833 | 64.5386 | 942.9295 | 46.8538 | 46.8538 | 1054.3219 | 386.7652 | 311.6011 | 311.6011 | 311.6011 | 75.1641 | 386.7652 | 3690.6805 | 3690.6805 | 255.6962 | 255.6962 | 1905.5474 | 1905.5474 | 582.5776 | 582.5776 | 946.8593 | 946.8593 | 109132699.1912 | 1382599435.3591 | 196106902.8075 | 64160969.8213 | 1752 | 54.3113 | 750685.8552 | 44322.1659 | 55.7226 | 216.3227 | 250 | 3040 | 4611.9232 | 760 | 190 | 0.12331
4096 | 206.0217 | 950 | 1000 | 4000 | 6 | 96.91% | 100 | 215.1669 | 214.4313 | 214.4313 | 1 | 215.1669 | 100 | 262.8325 | 249.6322 | 249.6322 | 249.6322 | 13.2003 | 262.8325 | 143.8736 | 129.7254 | 129.7254 | 129.7254 | 14.1482 | 143.8736 | 1228.241 | 1107.903 | 1107.903 | 1154.8602 | 73.3808 | 1107.903 | 46.9572 | 46.9572 | 1228.241 | 411.3011 | 331.1346 | 331.1346 | 331.1346 | 80.1665 | 411.3011 | 3775.6464 | 3775.6464 | 340.9042 | 340.9042 | 1905.4131 | 1905.4131 | 582.5365 | 582.5365 | 946.7925 | 946.7925 | 131022726.0409 | 1382605808.9057 | 184164784.5398 | 54206728.8886 | 1752 | 55.3445 | 634494.8416 | 37461.9895 | 47.0978 | 288.4303 | 250 | 3040 | 4611.9232 | 760 | 190 | 0.11596
4097 | 257.5271 | 950 | 1000 | 4000 | 5 | 97.41% | 100 | 213.4203 | 212.6797 | 212.6797 | 1 | 213.4203 | 100 | 295.1251 | 280.3031 | 280.3031 | 280.3031 | 14.822 | 295.1251 | 143.8735 | 129.7255 | 129.7255 | 129.7255 | 14.1481 | 143.8735 | 1212.2441 | 1093.0753 | 1093.0753 | 1139.7529 | 72.4912 | 1093.0753 | 46.6777 | 46.6777 | 1212.2441 | 423.855 | 341.022 | 341.022 | 341.022 | 82.833 | 423.855 | 3763.8192 | 3763.8192 | 426.1343 | 426.1343 | 1905.4314 | 1905.4314 | 485.4518 | 485.4518 | 946.8016 | 946.8016 | 145361417.0897 | 1382613707.4879 | 178565894.0621 | 45459029.7354 | 1752 | 56.342 | 528288.0742 | 31191.3053 | 39.2142 | 360.5379 | 250 | 3040 | 4611.9232 | 760 | 190 | 0.11251
4098 | 309.0325 | 950 | 1000 | 4000 | 5 | 97.8% | 100 | 217.9148 | 216.9532 | 216.9532 | 1 | 217.9148 | 100 | 328.3091 | 311.8195 | 311.8195 | 311.8195 | 16.4896 | 328.3091 | 143.8642 | 129.7162 | 129.7162 | 129.7162 | 14.148 | 143.8642 | 1405.8541 | 1276.6963 | 1276.6963 | 1323.4571 | 82.397 | 1276.6963 | 46.7608 | 46.7608 | 1405.8541 | 433.9692 | 348.9899 | 348.9899 | 348.9899 | 84.9793 | 433.9692 | 3848.7858 | 3848.7858 | 511.3266 | 511.3266 | 1905.3026 | 1905.3026 | 485.419 | 485.419 | 946.7376 | 946.7376 | 156537115.6906 | 1382629059.4793 | 174315566.0345 | 38518307.1707 | 1752 | 57.3191 | 446432.1902 | 26358.3515 | 33.1382 | 432.6455 | 250 | 3040 | 4611.9232 | 760 | 190 | 0.1099
4099 | 360.5379 | 950 | 1000 | 4000 | 5 | 98.11% | 100 | 222.4333 | 221.5038 | 221.5038 | 1 | 222.4333 | 100 | 361.8486 | 343.6733 | 343.6733 | 343.6733 | 18.1753 | 361.8486 | 143.8557 | 129.7077 | 129.7077 | 129.7077 | 14.148 | 143.8557 | 1629.8375 | 1490.1854 | 1490.1854 | 1535.9931 | 93.8444 | 1490.1854 | 45.8076 | 45.8076 | 1629.8375 | 441.5285 | 354.9204 | 354.9204 | 354.9204 | 86.608 | 441.5285 | 3933.7533 | 3933.7533 | 596.5093 | 596.5093 | 1905.1797 | 1905.1797 | 485.3877 | 485.3877 | 946.6766 | 946.6766 | 165444662.7222 | 1382632660.9991 | 170874422.9297 | 33048301.7241 | 1752 | 58.2692 | 376636.5694 | 22237.4625 | 27.9573 | 504.753 | 250 | 3040 | 4611.9232 | 760 | 190 | 0.10778
4100 | 412.0433 | 950 | 1000 | 4000 | 5 | 98.41% | 100 | 227.0274 | 225.5604 | 225.5604 | 1 | 227.0274 | 100 | 395.1537 | 375.3044 | 375.3044 | 375.3044 | 19.8493 | 395.1537 | 143.8472 | 129.6993 | 129.6993 | 129.6993 | 14.148 | 143.8472 | 1882.1884 | 1729.1999 | 1729.1999 | 1775.4277 | 106.7607 | 1729.1999 | 46.2278 | 46.2278 | 1882.1884 | 448.3432 | 360.2697 | 360.2697 | 360.2697 | 88.0735 | 448.3432 | 4018.7215 | 4018.7215 | 681.6829 | 681.6829 | 1905.0625 | 1905.0625 | 485.3578 | 485.3578 | 946.6183 | 946.6183 | 172972550.7071 | 1382635365.5822 | 168570568.7076 | 27821563.3783 | 1752 | 59.1824 | 317716.2834 | 18758.6775 | 23.5837 | 576.8606 | 250 | 3040 | 4611.9232 | 760 | 190 | 0.10636
4101 | 463.5487 | 950 | 1000 | 4000 | 5 | 98.63% | 100 | 231.6229 | 230.4773 | 230.4773 | 1 | 231.6229 | 100 | 428.863 | 407.3192 | 407.3192 | 407.3192 | 21.5438 | 428.863 | 143.8409 | 129.6929 | 129.6929 | 129.6929 | 14.1481 | 143.8409 | 2202.8676 | 2033.8391 | 2033.8391 | 2079.6876 | 123.18 | 2033.8391 | 45.8485 | 45.8485 | 2202.8676 | 452.5758 | 363.5511 | 363.5511 | 363.5511 | 89.0247 | 452.5758 | 4103.6903 | 4103.6903 | 766.8482 | 766.8482 | 1904.9504 | 1904.9504 | 485.3292 | 485.3292 | 946.5626 | 946.5626 | 179057669.2399 | 1382621002.4787 | 166329540.2575 | 23991845.6686 | 1752.0001 | 60.0715 | 272048.2331 | 16062.334 | 20.1938 | 648.9682 | 250 | 3040 | 4611.9232 | 760 | 190 | 0.10498
4102 | 515.0541 | 950 | 1000 | 4000 | 5 | 98.8% | 100 | 236.2806 | 235.0205 | 235.0205 | 1 | 236.2806 | 100 | 462.9009 | 439.646 | 439.646 | 439.646 | 23.2549 | 462.9009 | 143.8339 | 129.6858 | 129.6858 | 129.6858 | 14.1481 | 143.8339 | 2494.599 | 2310.732 | 2310.732 | 2356.481 | 138.118 | 2310.732 | 45.7489 | 45.7489 | 2494.599 | 458.0635 | 367.8567 | 367.8567 | 367.8567 | 90.2068 | 458.0635 | 4188.6599 | 4188.6599 | 852.0056 | 852.0056 | 1904.8431 | 1904.8431 | 485.3019 | 485.3019 | 946.5093 | 946.5093 | 184207857.2397 | 1382621002.4787 | 164156073.5975 | 21015115.0591 | 1752 | 60.9316 | 240221.4727 | 14183.2111 | 17.8314 | 721.0758 | 250 | 3040 | 4611.9232 | 760 | 190 | 0.10364
4103 | 566.5595 | 950 | 1000 | 4000 | 5 | 98.94% | 100 | 240.9577 | 239.9067 | 239.9067 | 1 | 240.9577 | 100 | 496.7051 | 471.7506 | 471.7506 | 471.7506 | 24.9545 | 496.7051 | 143.8266 | 129.6786 | 129.6786 | 129.6786 | 14.1481 | 143.8266 | 2846.0062 | 2643.7408 | 2643.7408 | 2689.8948 | 156.1114 | 2643.7408 | 46.1541 | 46.1541 | 2846.0062 | 462.6348 | 371.4359 | 371.4359 | 371.4359 | 91.1989 | 462.6348 | 4273.63 | 4273.63 | 937.1556 | 937.1556 | 1904.7404 | 1904.7404 | 485.2757 | 485.2757 | 946.4583 | 946.4583 | 188652893.8541 | 1382621002.4787 | 162204604.6706 | 18521547.3716 | 1752 | 61.7606 | 213499.5551 | 12605.4896 | 15.8478 | 793.1834 | 250 | 3040 | 4611.9232 | 760 | 190 | 0.10243
4104 | 618.065 | 950 | 1000 | 4000 | 5 | 99.1% | 100 | 245.642 | 244.0694 | 244.0694 | 1 | 245.642 | 100 | 530.4543 | 503.803 | 503.803 | 503.803 | 26.6513 | 530.4543 | 143.819 | 129.671 | 129.671 | 129.671 | 14.148 | 143.819 | 3268.6428 | 3045.2538 | 3045.2538 | 3090.8264 | 177.8164 | 3045.2538 | 45.5725 | 45.5725 | 3268.6428 | 466.4857 | 374.4555 | 374.4555 | 374.4555 | 92.0301 | 466.4857 | 4358.6008 | 4358.6008 | 1022.2987 | 1022.2987 | 1904.642 | 1904.642 | 485.2507 | 485.2507 | 946.4094 | 946.4094 | 192641519.3178 | 1382640156.9627 | 160967800.3961 | 15750571.6984 | 1752 | 62.5519 | 174824.3008 | 10322.0163 | 12.977 | 865.2909 | 250 | 3040 | 4611.9232 | 760 | 190 | 0.10167
4105 | 669.5704 | 950 | 1000 | 4000 | 5 | 99.22% | 100 | 250.3434 | 248.7003 | 248.7003 | 1 | 250.3434 | 100 | 563.906 | 535.5726 | 535.5726 | 535.5726 | 28.3334 | 563.906 | 143.8109 | 129.6631 | 129.6631 | 129.6631 | 14.1478 | 143.8109 | 3739.9387 | 3492.8668 | 3492.8668 | 3537.881 | 202.0577 | 3492.8668 | 45.0142 | 45.0142 | 3739.9387 | 470.505 | 377.6129 | 377.6129 | 377.6129 | 92.892 | 470.505 | 4443.572 | 4443.572 | 1107.4354 | 1107.4354 | 1904.5476 | 1904.5476 | 485.2266 | 485.2266 | 946.3625 | 946.3625 | 196271625.0405 | 1382648614.5115 | 159386376.6818 | 13693336.0797 | 1752 | 63.3193 | 152844.0636 | 9024.2542 | 11.3454 | 937.3985 | 250 | 3040 | 4611.9232 | 760 | 190 | 0.1007
4106 | 721.0758 | 950 | 1000 | 4000 | 5 | 99.32% | 100 | 255.0614 | 253.322 | 253.322 | 1 | 255.0614 | 100 | 597.0141 | 567.0159 | 567.0159 | 567.0159 | 29.9982 | 597.0141 | 143.8045 | 129.6567 | 129.6567 | 129.6567 | 14.1478 | 143.8045 | 4261.1477 | 3987.2074 | 3987.2074 | 4032.2782 | 228.8695 | 3987.2074 | 45.0707 | 45.0707 | 4261.1477 | 474.6809 | 380.8937 | 380.8937 | 380.8937 | 93.7873 | 474.6809 | 4528.5438 | 4528.5438 | 1192.566 | 1192.566 | 1904.4569 | 1904.4569 | 485.2035 | 485.2035 | 946.3174 | 946.3174 | 199564086.0588 | 1382648614.5115 | 157836379.8961 | 11950919.5336 | 1752 | 64.0572 | 132822.7066 | 7842.1486 | 9.8593 | 1009.5061 | 250 | 3040 | 4611.9232 | 760 | 190 | 0.099741
4107 | 772.5812 | 950 | 1000 | 4000 | 4 | 99.4% | 100 | 253.6464 | 252.5069 | 252.5069 | 1 | 253.6464 | 100 | 630.4276 | 598.7507 | 598.7507 | 598.7507 | 31.677 | 630.4276 | 143.805 | 129.6573 | 129.6573 | 129.6573 | 14.1478 | 143.805 | 3919.555 | 3664.2228 | 3664.2228 | 3708.3929 | 211.162 | 3664.2228 | 44.1702 | 44.1702 | 3919.555 | 478.1215 | 383.5923 | 383.5923 | 383.5923 | 94.5291 | 478.1215 | 4516.7158 | 4516.7158 | 1277.7576 | 1277.7576 | 1904.4693 | 1904.4693 | 388.1653 | 388.1653 | 946.3236 | 946.3236 | 202308760.2165 | 1382653240.1268 | 156532488.2489 | 10505511.4079 | 1752 | 64.7681 | 113419.5001 | 6696.5401 | 8.419 | 1081.6137 | 250 | 3040 | 4611.9232 | 760 | 190 | 0.098938
4108 | 824.0866 | 950 | 1000 | 4000 | 4 | 99.48% | 100 | 258.3814 | 256.9971 | 256.9971 | 1 | 258.3814 | 100 | 664.0277 | 630.661 | 630.661 | 630.661 | 33.3667 | 664.0277 | 143.7989 | 129.6511 | 129.6511 | 129.6511 | 14.1478 | 143.7989 | 4443.8011 | 4162.44 | 4162.44 | 4205.7612 | 238.0399 | 4162.44 | 43.3211 | 43.3211 | 4443.8011 | 481.5285 | 386.2679 | 386.2679 | 386.2679 | 95.2605 | 481.5285 | 4601.688 | 4601.688 | 1362.8787 | 1362.8787 | 1904.3817 | 1904.3817 | 388.1475 | 388.1475 | 946.28 | 946.28 | 204810074.6106 | 1382653240.1268 | 155398954.1434 | 9137731.1192 | 1752 | 65.4526 | 97819.1988 | 5775.4635 | 7.261 | 1153.7213 | 250 | 3040 | 4611.9232 | 760 | 190 | 0.098239
4109 | 875.592 | 950 | 1000 | 4000 | 4 | 99.52% | 100 | 263.1345 | 262.2723 | 262.2723 | 1 | 263.1345 | 100 | 697.8078 | 662.7422 | 662.7422 | 662.7422 | 35.0656 | 697.8078 | 143.7931 | 129.6454 | 129.6454 | 129.6454 | 14.1478 | 143.7931 | 4944.7956 | 4637.9019 | 4637.9019 | 4681.0615 | 263.7341 | 4637.9019 | 43.1595 | 43.1595 | 4944.7956 | 485.1069 | 389.0862 | 389.0862 | 389.0862 | 96.0208 | 485.1069 | 4686.6606 | 4686.6606 | 1447.9946 | 1447.9946 | 1904.2975 | 1904.2975 | 388.1303 | 388.1303 | 946.2382 | 946.2382 | 206943498.9324 | 1382653240.1268 | 153995655.7391 | 8407605.2017 | 1752 | 66.1162 | 90165.6794 | 5323.5827 | 6.6929 | 1225.8288 | 250 | 3040 | 4611.9232 | 760 | 190 | 0.097375
4110 | 927.0974 | 950 | 1000 | 4000 | 4 | 99.57% | 100 | 267.9022 | 266.8998 | 266.8998 | 1 | 267.9022 | 100 | 731.4413 | 694.6841 | 694.6841 | 694.6841 | 36.7572 | 731.4413 | 143.7876 | 129.6399 | 129.6399 | 129.6399 | 14.1478 | 143.7876 | 5440.3972 | 5107.68 | 5107.68 | 5151.1896 | 289.2076 | 5107.68 | 43.5096 | 43.5096 | 5440.3972 | 488.9011 | 392.0891 | 392.0891 | 392.0891 | 96.812 | 488.9011 | 4771.6337 | 4771.6337 | 1533.1055 | 1533.1055 | 1904.2165 | 1904.2165 | 388.1138 | 388.1138 | 946.1979 | 946.1979 | 209043424.8725 | 1382653240.1268 | 152724912.0985 | 7578422.9022 | 1752 | 66.7548 | 82780.398 | 4887.5392 | 6.1447 | 1297.9364 | 250 | 3040 | 4611.9232 | 760 | 190 | 0.096591
4111 | 978.6028 | 950 | 1000 | 4000 | 4 | 99.6% | 100 | 272.6721 | 271.9099 | 271.9099 | 1 | 272.6721 | 100 | 764.9319 | 726.4902 | 726.4902 | 726.4902 | 38.4417 | 764.9319 | 143.7823 | 129.6345 | 129.6345 | 129.6345 | 14.1478 | 143.7823 | 5911.4457 | 5554.02 | 5554.02 | 5597.9992 | 313.4465 | 5554.02 | 43.9793 | 43.9793 | 5911.4457 | 492.7954 | 395.1639 | 395.1639 | 395.1639 | 97.6315 | 492.7954 | 4856.6071 | 4856.6071 | 1618.2117 | 1618.2117 | 1904.1384 | 1904.1384 | 388.0979 | 388.0979 | 946.1591 | 946.1591 | 210923797.2808 | 1382653240.1268 | 151378279.3968 | 7044683.1956 | 1752 | 67.3714 | 76598.4656 | 4522.5441 | 5.6858 | 1370.044 | 250 | 3040 | 4611.9232 | 760 | 190 | 0.095762
4112 | 1030.1083 | 950 | 1000 | 4000 | 4 | 99.65% | 100 | 277.4343 | 276.03 | 276.03 | 1 | 277.4343 | 100 | 798.4124 | 758.2867 | 758.2867 | 758.2867 | 40.1258 | 798.4124 | 143.7772 | 129.6294 | 129.6294 | 129.6294 | 14.1478 | 143.7772 | 6551.5667 | 6161.924 | 6161.924 | 6205.2002 | 346.3665 | 6161.924 | 43.2761 | 43.2761 | 6551.5667 | 495.9588 | 397.6518 | 397.6518 | 397.6518 | 98.3069 | 495.9588 | 4941.581 | 4941.581 | 1703.3134 | 1703.3134 | 1904.0632 | 1904.0632 | 388.0826 | 388.0826 | 946.1218 | 946.1218 | 212647929.8607 | 1382653240.1268 | 150537000.4794 | 6161829.5331 | 1752 | 67.9624 | 65540.0246 | 3869.6291 | 4.865 | 1442.1516 | 250 | 3040 | 4611.9232 | 760 | 190 | 0.095243
4113 | 20.6022 | 1003.2 | 1000 | 4000 | 6 | 94.93% | 100 | 205.8392 | 205.7439 | 205.7439 | 1 | 205.8392 | 100 | 204.8164 | 194.5316 | 194.5316 | 194.5316 | 10.2849 | 204.8164 | 150.6814 | 135.8661 | 135.8661 | 135.8661 | 14.8154 | 150.6814 | 788.5999 | 688.8826 | 688.8826 | 737.3589 | 51.241 | 688.8826 | 48.4763 | 48.4763 | 788.5999 | 305.1667 | 246.2015 | 246.2015 | 246.2015 | 58.9652 | 305.1667 | 3576.148 | 3576.148 | 34.0963 | 34.0963 | 2012.4608 | 2012.4608 | 582.6363 | 582.6363 | 946.9547 | 946.9547 | 17018152.1371 | 1394284673.9998 | 251924948.5695 | 88772233.2358 | 1752 | 53.8735 | 1074655.534 | 63450.0578 | 79.7705 | 28.843 | 264 | 3040 | 4611.9232 | 760 | 190 | 0.15771
4114 | 51.5054 | 1003.2 | 1000 | 4000 | 6 | 95.4% | 100 | 208.3193 | 208.1103 | 208.1103 | 1 | 208.3193 | 100 | 211.8414 | 201.2034 | 201.2034 | 201.2034 | 10.6381 | 211.8414 | 150.6753 | 135.8599 | 135.8599 | 135.8599 | 14.8154 | 150.6753 | 859.8047 | 757.3537 | 757.3537 | 805.0282 | 54.7766 | 757.3537 | 47.6745 | 47.6745 | 859.8047 | 324.3612 | 261.5808 | 261.5808 | 261.5808 | 62.7804 | 324.3612 | 3627.1267 | 3627.1267 | 85.2368 | 85.2368 | 2012.3689 | 2012.3689 | 582.6097 | 582.6097 | 946.9114 | 946.9114 | 41073571.1768 | 1394296311.0072 | 236099654.052 | 80530463.764 | 1752 | 54.4745 | 959163.701 | 56631.1626 | 71.1976 | 72.1076 | 264 | 3040 | 4611.9232 | 760 | 190 | 0.14798
4115 | 154.5162 | 1003.2 | 1000 | 4000 | 6 | 96.67% | 100 | 216.891 | 216.3292 | 216.3292 | 1 | 216.891 | 100 | 244.499 | 232.2193 | 232.2193 | 232.2193 | 12.2797 | 244.499 | 150.6557 | 135.8403 | 135.8403 | 135.8403 | 14.8154 | 150.6557 | 1152.5954 | 1035.9966 | 1035.9966 | 1082.9969 | 69.5985 | 1035.9966 | 47.0003 | 47.0003 | 1152.5954 | 391.9509 | 315.6476 | 315.6476 | 315.6476 | 76.3033 | 391.9509 | 3797.058 | 3797.058 | 255.6737 | 255.6737 | 2012.0816 | 2012.0816 | 582.5265 | 582.5265 | 946.7762 | 946.7762 | 106155455.3221 | 1394298278.346 | 193173305.2638 | 58372962.0989 | 1752 | 56.464 | 685878.9059 | 40495.8192 | 50.912 | 216.3227 | 264 | 3040 | 4611.9232 | 760 | 190 | 0.12155
4116 | 206.0217 | 1003.2 | 1000 | 4000 | 5 | 97.19% | 100 | 215.1355 | 214.4439 | 214.4439 | 1 | 215.1355 | 100 | 270.2971 | 256.7218 | 256.7218 | 256.7218 | 13.5753 | 270.2971 | 150.6552 | 135.84 | 135.84 | 135.84 | 14.8152 | 150.6552 | 1128.704 | 1013.4332 | 1013.4332 | 1060.4052 | 68.2988 | 1013.4332 | 46.972 | 46.972 | 1128.704 | 417.8686 | 336.2867 | 336.2867 | 336.2867 | 81.5819 | 417.8686 | 3785.2308 | 3785.2308 | 340.9016 | 340.9016 | 2012.1007 | 2012.1007 | 485.4434 | 485.4434 | 946.7852 | 946.7852 | 127437308.9566 | 1394306943.2722 | 181041111.1089 | 49214636.6623 | 1752 | 57.4149 | 571369.8162 | 33734.9473 | 42.4121 | 288.4303 | 264 | 3040 | 4611.9232 | 760 | 190 | 0.11408
4117 | 257.5271 | 1003.2 | 1000 | 4000 | 5 | 97.62% | 100 | 219.5748 | 218.7263 | 218.7263 | 1 | 219.5748 | 100 | 303.5009 | 288.2571 | 288.2571 | 288.2571 | 15.2439 | 303.5009 | 150.6465 | 135.8313 | 135.8313 | 135.8313 | 14.8152 | 150.6465 | 1309.7353 | 1185.3064 | 1185.3064 | 1232.1978 | 77.5375 | 1185.3064 | 46.8913 | 46.8913 | 1309.7353 | 432.9836 | 348.2259 | 348.2259 | 348.2259 | 84.7577 | 432.9836 | 3870.1976 | 3870.1976 | 426.0985 | 426.0985 | 2011.9663 | 2011.9663 | 485.4109 | 485.4109 | 946.722 | 946.722 | 141371074.2322 | 1394296026.2682 | 174601776.1992 | 41731123.3004 | 1752 | 58.3387 | 488597.349 | 28847.8764 | 36.268 | 360.5379 | 264 | 3040 | 4611.9232 | 760 | 190 | 0.11012
4118 | 309.0325 | 1003.2 | 1000 | 4000 | 5 | 98% | 100 | 224.0513 | 223.0795 | 223.0795 | 1 | 224.0513 | 100 | 337.844 | 320.8742 | 320.8742 | 320.8742 | 16.9698 | 337.844 | 150.6375 | 135.8223 | 135.8223 | 135.8223 | 14.8152 | 150.6375 | 1540.4685 | 1404.9547 | 1404.9547 | 1451.1749 | 89.2936 | 1404.9547 | 46.2202 | 46.2202 | 1540.4685 | 442.4987 | 355.7079 | 355.7079 | 355.7079 | 86.7908 | 442.4987 | 3955.1653 | 3955.1653 | 511.2856 | 511.2856 | 2011.8381 | 2011.8381 | 485.38 | 485.38 | 946.6616 | 946.6616 | 152107807.3661 | 1394294607.3714 | 170590337.2519 | 35007248.0106 | 1752 | 59.2286 | 401957.536 | 23732.4688 | 29.8368 | 432.6455 | 264 | 3040 | 4611.9232 | 760 | 190 | 0.10765
4119 | 360.5379 | 1003.2 | 1000 | 4000 | 5 | 98.27% | 100 | 228.6167 | 227.7031 | 227.7031 | 1 | 228.6167 | 100 | 372.5922 | 353.8759 | 353.8759 | 353.8759 | 18.7163 | 372.5922 | 150.6286 | 135.8135 | 135.8135 | 135.8135 | 14.8151 | 150.6286 | 1773.6701 | 1626.2746 | 1626.2746 | 1672.4319 | 101.2382 | 1626.2746 | 46.1573 | 46.1573 | 1773.6701 | 451.5493 | 362.8297 | 362.8297 | 362.8297 | 88.7196 | 451.5493 | 4040.1337 | 4040.1337 | 596.4636 | 596.4636 | 2011.7156 | 2011.7156 | 485.3505 | 485.3505 | 946.604 | 946.604 | 160649325.0645 | 1394309779.3177 | 166724048.1 | 30316847.5177 | 1752 | 60.1079 | 348192.3976 | 20558.0552 | 25.8459 | 504.753 | 264 | 3040 | 4611.9232 | 760 | 190 | 0.10526
4120 | 412.0433 | 1003.2 | 1000 | 4000 | 5 | 98.55% | 100 | 233.2142 | 231.9879 | 231.9879 | 1 | 233.2142 | 100 | 406.8673 | 386.4282 | 386.4282 | 386.4282 | 20.4392 | 406.8673 | 150.6211 | 135.8059 | 135.8059 | 135.8059 | 14.8152 | 150.6211 | 2072.4471 | 1909.3846 | 1909.3846 | 1955.9068 | 116.5403 | 1909.3846 | 46.5222 | 46.5222 | 2072.4471 | 458.3579 | 368.1754 | 368.1754 | 368.1754 | 90.1824 | 458.3579 | 4125.1027 | 4125.1027 | 681.633 | 681.633 | 2011.5986 | 2011.5986 | 485.3222 | 485.3222 | 946.5489 | 946.5489 | 167987973.2757 | 1394309779.3177 | 164220414.5844 | 25481832.8223 | 1752 | 60.9464 | 292966.2783 | 17297.382 | 21.7466 | 576.8606 | 264 | 3040 | 4611.9232 | 760 | 190 | 0.10372
4121 | 463.5487 | 1003.2 | 1000 | 4000 | 5 | 98.74% | 100 | 237.8275 | 236.6542 | 236.6542 | 1 | 237.8275 | 100 | 441.8469 | 419.6494 | 419.6494 | 419.6494 | 22.1975 | 441.8469 | 150.6132 | 135.7981 | 135.7981 | 135.7981 | 14.8151 | 150.6132 | 2392.166 | 2213.7811 | 2213.7811 | 2259.2647 | 132.9013 | 2213.7811 | 45.4837 | 45.4837 | 2392.166 | 464.1845 | 372.7367 | 372.7367 | 372.7367 | 91.4477 | 464.1845 | 4210.0724 | 4210.0724 | 766.7944 | 766.7944 | 2011.4866 | 2011.4866 | 485.2952 | 485.2952 | 946.4962 | 946.4962 | 173752751.1043 | 1394309779.3177 | 161912526.8386 | 22024942.7394 | 1752 | 61.7643 | 248586.7709 | 14677.117 | 18.4523 | 648.9682 | 264 | 3040 | 4611.9232 | 760 | 190 | 0.1023
4122 | 515.0541 | 1003.2 | 1000 | 4000 | 5 | 98.93% | 100 | 242.4857 | 240.9154 | 240.9154 | 1 | 242.4857 | 100 | 476.7712 | 452.818 | 452.818 | 452.818 | 23.9533 | 476.7712 | 150.606 | 135.7908 | 135.7908 | 135.7908 | 14.8151 | 150.606 | 2764.5091 | 2566.9749 | 2566.9749 | 2612.5301 | 151.9789 | 2566.9749 | 45.5553 | 45.5553 | 2764.5091 | 469.2519 | 376.7072 | 376.7072 | 376.7072 | 92.5446 | 469.2519 | 4295.0427 | 4295.0427 | 851.9484 | 851.9484 | 2011.3793 | 2011.3793 | 485.2693 | 485.2693 | 946.4458 | 946.4458 | 178874093.9993 | 1394309779.3177 | 160125164.7398 | 18690961.9432 | 1752 | 62.5509 | 212412.5396 | 12541.3097 | 15.7671 | 721.0758 | 264 | 3040 | 4611.9232 | 760 | 190 | 0.1012
4123 | 566.5595 | 1003.2 | 1000 | 4000 | 5 | 99.06% | 100 | 247.1685 | 245.9518 | 245.9518 | 1 | 247.1685 | 100 | 511.6151 | 485.91 | 485.91 | 485.91 | 25.7051 | 511.6151 | 150.599 | 135.7838 | 135.7838 | 135.7838 | 14.8151 | 150.599 | 3169.475 | 2951.0964 | 2951.0964 | 2996.7458 | 172.7292 | 2951.0964 | 45.6494 | 45.6494 | 3169.475 | 474.2479 | 380.6291 | 380.6291 | 380.6291 | 93.6188 | 474.2479 | 4380.0136 | 4380.0136 | 937.0953 | 937.0953 | 2011.2764 | 2011.2764 | 485.2445 | 485.2445 | 946.3974 | 946.3974 | 183166138.1302 | 1394309779.3177 | 158032791.4507 | 16491291.1014 | 1752 | 63.3156 | 183864.3614 | 10855.7617 | 13.648 | 793.1834 | 264 | 3040 | 4611.9232 | 760 | 190 | 0.099908
4124 | 618.065 | 1003.2 | 1000 | 4000 | 5 | 99.19% | 100 | 251.8635 | 250.0834 | 250.0834 | 1 | 251.8635 | 100 | 546.4204 | 518.9653 | 518.9653 | 518.9653 | 27.4551 | 546.4204 | 150.5922 | 135.777 | 135.777 | 135.777 | 14.8151 | 150.5922 | 3590.393 | 3351.203 | 3351.203 | 3396.0641 | 194.3289 | 3351.203 | 44.8612 | 44.8612 | 3590.393 | 479.3016 | 384.601 | 384.601 | 384.601 | 94.7006 | 479.3016 | 4464.985 | 4464.985 | 1022.2356 | 1022.2356 | 2011.1778 | 2011.1778 | 485.2207 | 485.2207 | 946.3509 | 946.3509 | 187003362.5622 | 1394320125.7709 | 156474254.41 | 14202257.2569 | 1752 | 64.0483 | 155983.1009 | 9209.5899 | 11.5784 | 865.2909 | 264 | 3040 | 4611.9232 | 760 | 190 | 0.098947
4125 | 669.5704 | 1003.2 | 1000 | 4000 | 5 | 99.28% | 100 | 256.5707 | 255.3886 | 255.3886 | 1 | 256.5707 | 100 | 580.9307 | 551.7403 | 551.7403 | 551.7403 | 29.1904 | 580.9307 | 150.5849 | 135.7698 | 135.7698 | 135.7698 | 14.815 | 150.5849 | 4139.7786 | 3872.8653 | 3872.8653 | 3917.2339 | 222.5447 | 3872.8653 | 44.3687 | 44.3687 | 4139.7786 | 483.4686 | 387.8759 | 387.8759 | 387.8759 | 95.5927 | 483.4686 | 4549.9569 | 4549.9569 | 1107.3697 | 1107.3697 | 2011.083 | 2011.083 | 485.1978 | 485.1978 | 946.3063 | 946.3063 | 190481736.6471 | 1394320125.7709 | 154621076.5267 | 12577061.0552 | 1752 | 64.7604 | 139293.7665 | 8224.2144 | 10.3396 | 937.3985 | 264 | 3040 | 4611.9232 | 760 | 190 | 0.097805
4126 | 721.0758 | 1003.2 | 1000 | 4000 | 4 | 99.38% | 100 | 255.1589 | 253.9345 | 253.9345 | 1 | 255.1589 | 100 | 615.0883 | 584.1817 | 584.1817 | 584.1817 | 30.9066 | 615.0883 | 150.5857 | 135.7706 | 135.7706 | 135.7706 | 14.815 | 150.5857 | 3799.0828 | 3550.2793 | 3550.2793 | 3594.1492 | 204.9336 | 3550.2793 | 43.8699 | 43.8699 | 3799.0828 | 488.0383 | 391.4788 | 391.4788 | 391.4788 | 96.5595 | 488.0383 | 4538.1289 | 4538.1289 | 1192.5597 | 1192.5597 | 2011.096 | 2011.096 | 388.1608 | 388.1608 | 946.3124 | 946.3124 | 193643793.4143 | 1394320125.7709 | 153234431.6678 | 10801649.147 | 1752 | 65.4413 | 117442.6746 | 6934.0772 | 8.7176 | 1009.5061 | 264 | 3040 | 4611.9232 | 760 | 190 | 0.096951
4127 | 772.5812 | 1003.2 | 1000 | 4000 | 4 | 99.46% | 100 | 259.8934 | 258.5857 | 258.5857 | 1 | 259.8934 | 100 | 649.7269 | 617.0784 | 617.0784 | 617.0784 | 32.6485 | 649.7269 | 150.5795 | 135.7644 | 135.7644 | 135.7644 | 14.815 | 150.5795 | 4307.0679 | 4032.4181 | 4032.4181 | 4076.096 | 230.9719 | 4032.4181 | 43.6779 | 43.6779 | 4307.0679 | 492.0671 | 394.6442 | 394.6442 | 394.6442 | 97.4229 | 492.0671 | 4623.1012 | 4623.1012 | 1277.6843 | 1277.6843 | 2011.0044 | 2011.0044 | 388.1431 | 388.1431 | 946.2693 | 946.2693 | 196265605.5243 | 1394320125.7709 | 151941015.0385 | 9473253.6664 | 1752 | 66.1002 | 101666.3205 | 6002.6061 | 7.5466 | 1081.6137 | 264 | 3040 | 4611.9232 | 760 | 190 | 0.096154
4128 | 824.0866 | 1003.2 | 1000 | 4000 | 4 | 99.51% | 100 | 264.6381 | 263.6964 | 263.6964 | 1 | 264.6381 | 100 | 684.4555 | 650.0605 | 650.0605 | 650.0605 | 34.395 | 684.4555 | 150.5735 | 135.7585 | 135.7585 | 135.7585 | 14.815 | 150.5735 | 4813.2571 | 4513.0557 | 4513.0557 | 4556.3209 | 256.9363 | 4513.0557 | 43.2652 | 43.2652 | 4813.2571 | 496.16 | 397.8629 | 397.8629 | 397.8629 | 98.2971 | 496.16 | 4708.0739 | 4708.0739 | 1362.8036 | 1362.8036 | 2010.9163 | 2010.9163 | 388.1261 | 388.1261 | 946.2279 | 946.2279 | 198680762.4201 | 1394320125.7709 | 150388849.598 | 8610262.211 | 1752 | 66.7386 | 92696.4826 | 5473.0069 | 6.8808 | 1153.7213 | 264 | 3040 | 4611.9232 | 760 | 190 | 0.095197
4129 | 875.592 | 1003.2 | 1000 | 4000 | 4 | 99.54% | 100 | 269.4014 | 268.7265 | 268.7265 | 1 | 269.4014 | 100 | 719.2244 | 683.0808 | 683.0808 | 683.0808 | 36.1436 | 719.2244 | 150.5678 | 135.7528 | 135.7528 | 135.7528 | 14.815 | 150.5678 | 5241.5439 | 4919.235 | 4919.235 | 4962.5841 | 278.9598 | 4919.235 | 43.3492 | 43.3492 | 5241.5439 | 500.666 | 401.423 | 401.423 | 401.423 | 99.243 | 500.666 | 4793.0471 | 4793.0471 | 1447.9178 | 1447.9178 | 2010.8315 | 2010.8315 | 388.1097 | 388.1097 | 946.188 | 946.188 | 200793563.7739 | 1394320125.7709 | 148890761.6579 | 7995548.7973 | 1752 | 67.3556 | 87036.6062 | 5138.8352 | 6.4606 | 1225.8288 | 264 | 3040 | 4611.9232 | 760 | 190 | 0.094274
4130 | 927.0974 | 1003.2 | 1000 | 4000 | 4 | 99.59% | 100 | 274.1747 | 273.2383 | 273.2383 | 1 | 274.1747 | 100 | 753.7957 | 715.9133 | 715.9133 | 715.9133 | 37.8824 | 753.7957 | 150.5623 | 135.7473 | 135.7473 | 135.7473 | 14.815 | 150.5623 | 5728.0228 | 5379.9054 | 5379.9054 | 5423.9949 | 304.0279 | 5379.9054 | 44.0895 | 44.0895 | 5728.0228 | 504.9417 | 404.8109 | 404.8109 | 404.8109 | 100.1309 | 504.9417 | 4878.0206 | 4878.0206 | 1533.0272 | 1533.0272 | 2010.7499 | 2010.7499 | 388.094 | 388.094 | 946.1496 | 946.1496 | 202837392.8534 | 1394320125.7709 | 147625094.4121 | 7217386.9636 | 1752 | 67.9492 | 80271.7263 | 4739.4216 | 5.9585 | 1297.9364 | 264 | 3040 | 4611.9232 | 760 | 190 | 0.093494
4131 | 978.6028 | 1003.2 | 1000 | 4000 | 4 | 99.64% | 100 | 278.9376 | 277.7979 | 277.7979 | 1 | 278.9376 | 100 | 788.265 | 748.6488 | 748.6488 | 748.6488 | 39.6162 | 788.265 | 150.557 | 135.7419 | 135.7419 | 135.7419 | 14.815 | 150.557 | 6435.7662 | 6051.702 | 6051.702 | 6095.325 | 340.4411 | 6051.702 | 43.623 | 43.623 | 6435.7662 | 508.3067 | 407.4671 | 407.4671 | 407.4671 | 100.8396 | 508.3067 | 4962.9945 | 4962.9945 | 1618.132 | 1618.132 | 2010.6712 | 2010.6712 | 388.0788 | 388.0788 | 946.1126 | 946.1126 | 204661779.4415 | 1394320125.7709 | 146663030.5449 | 6355064.2427 | 1752 | 68.5198 | 67157.5194 | 3965.1296 | 4.985 | 1370.044 | 264 | 3040 | 4611.9232 | 760 | 190 | 0.092901
4132 | 1030.1083 | 1003.2 | 1000 | 4000 | 4 | 99.66% | 100 | 283.707 | 282.8475 | 282.8475 | 1 | 283.707 | 100 | 822.8128 | 781.4589 | 781.4589 | 781.4589 | 41.3539 | 822.8128 | 150.5519 | 135.7368 | 135.7368 | 135.7368 | 14.815 | 150.5519 | 7050.4951 | 6635.2943 | 6635.2943 | 6678.4428 | 372.0524 | 6635.2943 | 43.1485 | 43.1485 | 7050.4951 | 511.9478 | 410.3402 | 410.3402 | 410.3402 | 101.6077 | 511.9478 | 5047.9688 | 5047.9688 | 1703.2326 | 1703.2326 | 2010.5953 | 2010.5953 | 388.0641 | 388.0641 | 946.0769 | 946.0769 | 206328144.66 | 1394320125.7709 | 145482275.1375 | 5869454.4316 | 1752 | 69.0736 | 63580.1886 | 3753.916 | 4.7195 | 1442.1516 | 264 | 3040 | 4611.9232 | 760 | 190 | 0.092174
4133 | 0 | 0 | 0 | 0 | 1 | 0% | 0 | 92.4597 | 92.4597 | 92.4597 | 1 | 92.4597 | 15.7764 | 0 | 0 | 0 | 0 | 0 | 0 | 0 | 0 | 0 | 0 | 0 | 0 | 92.4597 | 40.67 | 40.67 | 78.9016 | 13.5581 | 40.67 | 38.2315 | 38.2315 | 92.4597 | 0 | 0 | 0 | 0 | 0 | 0 | 106.8136 | 106.8136 | 0 | 0 | 0 | 0 | 106.8136 | 106.8136 | 0 | 0 | 0 | 0 | 0 | 276401776.2137 | 276.4018 | 0 | 2639306.1499 | 155830.5172 | 1241.8119 | 0 | 0 | 0 | 0 | 0 | 0 | 0
4134 | 0 | 0 | 0 | 0 | 2 | 0% | 0 | 90.5559 | 90.5559 | 90.5559 | 1 | 90.5559 | 31.5527 | 0 | 0 | 0 | 0 | 0 | 0 | 0 | 0 | 0 | 0 | 0 | 0 | 90.5559 | 38.7662 | 38.7662 | 76.9978 | 13.5581 | 38.7662 | 38.2315 | 38.2315 | 90.5559 | 0 | 0 | 0 | 0 | 0 | 0 | 203.6272 | 203.6272 | 0 | 0 | 0 | 0 | 203.6272 | 203.6272 | 0 | 0 | 0 | 0 | 0 | 552803552.4274 | 552.8036 | 0 | 5278612.2999 | 311661.0345 | 1241.8119 | 0 | 0 | 0 | 0 | 0 | 0 | 0
4135 | 0 | 0 | 0 | 0 | 3 | 0% | 0 | 89.9213 | 89.9213 | 89.9213 | 1 | 89.9213 | 47.3291 | 0 | 0 | 0 | 0 | 0 | 0 | 0 | 0 | 0 | 0 | 0 | 0 | 89.9213 | 38.1316 | 38.1316 | 76.3632 | 13.5581 | 38.1316 | 38.2315 | 38.2315 | 89.9213 | 0 | 0 | 0 | 0 | 0 | 0 | 300.4408 | 300.4408 | 0 | 0 | 0 | 0 | 300.4408 | 300.4408 | 0 | 0 | 0 | 0 | 0 | 829205328.6411 | 829.2053 | 0 | 7917918.4498 | 467491.5517 | 1241.8119 | 0 | 0 | 0 | 0 | 0 | 0 | 0
4136 | 0 | 0 | 0 | 0 | 4 | 0% | 0 | 89.604 | 89.604 | 89.604 | 1 | 89.604 | 63.1054 | 0 | 0 | 0 | 0 | 0 | 0 | 0 | 0 | 0 | 0 | 0 | 0 | 89.604 | 37.8143 | 37.8143 | 76.0459 | 13.5581 | 37.8143 | 38.2315 | 38.2315 | 89.604 | 0 | 0 | 0 | 0 | 0 | 0 | 397.2544 | 397.2544 | 0 | 0 | 0 | 0 | 397.2544 | 397.2544 | 0 | 0 | 0 | 0 | 0 | 1105607104.8548 | 1105.6071 | 0 | 10557224.5998 | 623322.0689 | 1241.8119 | 0 | 0 | 0 | 0 | 0 | 0 | 0
4137 | 0 | 0 | 0 | 0 | 5 | 0% | 0 | 89.4136 | 89.4136 | 89.4136 | 1 | 89.4136 | 78.8818 | 0 | 0 | 0 | 0 | 0 | 0 | 0 | 0 | 0 | 0 | 0 | 0 | 89.4136 | 37.624 | 37.624 | 75.8555 | 13.5581 | 37.624 | 38.2315 | 38.2315 | 89.4136 | 0 | 0 | 0 | 0 | 0 | 0 | 494.068 | 494.068 | 0 | 0 | 0 | 0 | 494.068 | 494.068 | 0 | 0 | 0 | 0 | 0 | 1382008881.0685 | 1382.0089 | 0 | 13196530.7497 | 779152.5861 | 1241.8119 | 0 | 0 | 0 | 0 | 0 | 0 | 0
4138 | 0 | 0 | 0 | 0 | 6 | 0% | 0.44521 | 89.2867 | 89.2867 | 89.2867 | 1 | 89.2867 | 94.6581 | 0 | 0 | 0 | 0 | 0 | 0 | 0 | 0 | 0 | 0 | 0 | 0 | 89.2867 | 37.497 | 37.497 | 75.7286 | 13.5581 | 37.497 | 38.2315 | 38.2315 | 89.2867 | 0 | 0 | 0 | 0 | 0 | 0 | 590.8816 | 590.8816 | 0 | 0 | 0 | 0 | 590.8816 | 590.8816 | 0 | 0 | 0 | 0 | 0 | 1658410657.2822 | 1658.4107 | 0 | 15835836.8997 | 934983.1034 | 1241.8119 | 0 | 0 | 0 | 0 | 0 | 0 | 0
4139 | 0 | 0 | 0 | 0 | 7 | 0% | 100 | 94.2719 | 94.2719 | 94.2719 | 1 | 94.2719 | 99.9998 | 0 | 0 | 0 | 0 | 0 | 0 | 0 | 0 | 0 | 0 | 0 | 0 | 94.2719 | 41.3097 | 41.3097 | 80.5048 | 13.7672 | 41.3097 | 39.1951 | 39.1951 | 94.2719 | 0 | 0 | 0 | 0 | 0 | 0 | 687.6952 | 687.6952 | 0 | 0 | 0 | 0 | 687.6952 | 687.6952 | 0 | 0 | 0 | 0 | 0 | 1751995638.153 | 1751.9956 | 0 | 17151108.5151 | 1012639.6708 | 1273.1104 | 0 | 0 | 0 | 0 | 0 | 0 | 0